## RESUME
INITIAL DATA (only chage yellow cells)
[8 empty] | PRICE OF NATURAL GAS |  | 20 | €/MWh pci
[8 empty] | EQUIVALENT HOUR ENGINE 1 |  | 7008 | EQ HOURS
[8 empty] | EQUIVALENT HOUR ENGINE 2 |  | 0 | EQ HOURS
| COGENERATION ECONOMIC ANALYSIS | [6 empty] | EQUIVALENT HOUR ENGINE 3 |  | 0 | EQ HOURS
[8 empty] | TOTAL ELECTRIC POWER |  | 18 | MW
[8 empty] | AUTOCONSUMPTION, RUNNING |  | 1.26 | MW | Ese autoconsumo de descuenta de la potencia bruta.
[8 empty] | AUTOCONSUMPTION STOPED |  | 0.315 | MW
[8 empty] | COST PER MW INSTALLED |  | 602081.5835 | Euros
[8 empty] | POWER PRODUCTION |  | 94608
[8 empty] | HEAT PRODUCTION |  | 63072
[8 empty] | OPEX COST |  | 1718644.8944 | Euros
[8 empty] | FUEL COST |  | 6307200 | Euros
|  | RESULTADOS | [5 empty] | OTHER COSTS |  | 0 | Euros
|  | IRR INVESTMENT | 7.382% |  |  |  |  | ELECTRIC INCOME (TARIF) |  | 75 | Euros/MWh
[8 empty] | Ratio ELEC/THERM cog |  | 1.5
[8 empty] | HEAT FROM CONV. BOILER |  | 0 | MWh térmicos
|  | IRR PROYECT |  | To calculate Project IRR, N19=100% |  |  |  | INCOME FOR THERMAL ENERGY |  | 15 | Euros/MWh
|  | NPV | -3286841.1786 |  |  |  |  | DEPRECIATION PERIOD |  | 20 | Years | DON'T TOUCH THIS VALUE
|  | PAYBACK INVEST | 11.1111 | If pay back =0,00, the Payback>20 years |  |  |  | YEAR TO PAY THE LOAN |  | 20 | Years | DON'T TOUCH THIS VALUE
|  | Margin 1ª year | 1710935.8677 |  |  |  |  | EQUITY |  | 100%
|  | Net profit 1 year | 859260.8953 |  |  |  |  | INTEREST POR NPV |  | 12%
[8 empty] | EURIBOR (REFERENCE INTEREST RATE) |  | 2%
[8 empty] | MARGEN OVER EURIBOR |  | 5%
[8 empty] | INFLACTION OF INCOME |  | 2%
[8 empty] | INFLACTION OF COSTS |  | 2%
[8 empty] | TAX OVER PROFIT |  | 26.5%
MODELO PARA FINANCIACIÓN DE PROYECTO | Nombre | ANÁLISIS ECONÓMICO DE PLANTA DE COGENERACIÓN SOLDEU
INSTRUCCIONES
Money, EURO
El año 0 refleja los supuestos de partida, que empiezan a aplicarse a partir del año 1.-
Las casillas de color azul deben ser rellenadas por el usuario.
CÁLCULO DEL MARGEN OPERATIVO BRUTO
A) Ingresos: | Año 0 | Año 1 | Año 2 | Año 3 | Año 4 | Año 5 | Año 6 | Año 7 | Año 8 | Año 9 | Año 10 | Año 11 | Año 12 | Año 13 | Año 14 | Año 15 | Año 16 | Año 17 | Año 18 | Año 19 | Año 20
Tarifa eléctrica para la venta a la red (Euros/MWh) | 75 | 76.5 | 78.03 | 79.5906 | 81.1824 | 82.8061 | 84.4622 | 86.1514 | 87.8745 | 89.6319 | 91.4246 | 93.2531 | 95.1181 | 97.0205 | 98.9609 | 100.9401 | 102.9589 | 105.0181 | 107.1185 | 109.2608 | 111.4461
Tasa estimada de incremento de esa tarifa | bar: Año 1 to Año 20
Volumen de electricidad que se vende a la red (MWh) | 116762.04 | 116762.04 | 116762.04 | 116762.04 | 116762.04 | 116762.04 | 116762.04 | 116762.04 | 116762.04 | 116762.04 | 116762.04 | 116762.04 | 116762.04 | 116762.04 | 116762.04 | 116762.04 | 116762.04 | 116762.04 | 116762.04 | 116762.04 | 116762.04
Tasa estimada de incremento de ese volumen | bar: Año 1 to Año 20
Ingresos derivados de la venta a la red |  | 8932296.06 | 9110941.9812 | 9293160.8208 | 9479024.0372 | 9668604.518 | 9861976.6083 | 10059216.1405 | 10260400.4633 | 10465608.4726 | 10674920.642 | 10888419.0549 | 11106187.436 | 11328311.1847 | 11554877.4084 | 11785974.9566 | 12021694.4557 | 12262128.3448 | 12507370.9117 | 12757518.3299 | 13012668.6965
Ingresos por energía térmica | 946080 | 965001.6 | 984301.632 | 1003987.6646 | 1024067.4179 | 1044548.7663 | 1065439.7416 | 1086748.5364 | 1108483.5072 | 1130653.1773 | 1153266.2409 | 1176331.5657 | 1199858.197 | 1223855.3609 | 1248332.4682 | 1273299.1175 | 1298765.0999 | 1324740.4019 | 1351235.2099 | 1378259.9141 | 1405825.1124
Tasa estimada de incremento de la energía térmica | bar: Año 1 to Año 20
Total de otros ingresos |  | 965001.6 | 984301.632 | 1003987.6646 | 1024067.4179 | 1044548.7663 | 1065439.7416 | 1086748.5364 | 1108483.5072 | 1130653.1773 | 1153266.2409 | 1176331.5657 | 1199858.197 | 1223855.3609 | 1248332.4682 | 1273299.1175 | 1298765.0999 | 1324740.4019 | 1351235.2099 | 1378259.9141 | 1405825.1124
TOTAL DE INGRESOS OPERATIVOS |  | 9897297.66 | 10095243.6132 | 10297148.4855 | 10503091.4552 | 10713153.2843 | 10927416.35 | 11145964.677 | 11368883.9705 | 11596261.6499 | 11828186.8829 | 12064750.6206 | 12306045.633 | 12552166.5456 | 12803209.8766 | 13059274.0741 | 13320459.5556 | 13586868.7467 | 13858606.1216 | 14135778.244 | 14418493.8089
B) Gastos: | Año 0 | Año 1 | Año 2 | Año 3 | Año 4 | Año 5 | Año 6 | Año 7 | Año 8 | Año 9 | Año 10 | Año 11 | Año 12 | Año 13 | Año 14 | Año 15 | Año 16 | Año 17 | Año 18 | Año 19 | Año 20
Mantenimiento de la instalación | 1718644.8944 | 1753017.7923 | 1788078.1481 | 1823839.7111 | 1860316.5053 | 1897522.8354 | 1935473.2921 | 1974182.758 | 2013666.4131 | 2053939.7414 | 2095018.5362 | 2136918.9069 | 2179657.2851 | 2223250.4308 | 2267715.4394 | 2313069.7482 | 2359331.1432 | 2406517.766 | 2454648.1213 | 2503741.0838 | 2553815.9054
Servicios, alquileres, derechos y otros | 0 | 0 | 0 | 0 | 0 | 0 | 0 | 0 | 0 | 0 | 0 | 0 | 0 | 0 | 0 | 0 | 0 | 0 | 0 | 0 | 0
Combustible | 6307200 | 6433344 | 6562010.88 | 6693251.0976 | 6827116.1196 | 6963658.4419 | 7102931.6108 | 7244990.243 | 7389890.0479 | 7537687.8488 | 7688441.6058 | 7842210.4379 | 7999054.6467 | 8159035.7396 | 8322216.4544 | 8488660.7835 | 8658433.9991 | 8831602.6791 | 9008234.7327 | 9188399.4274 | 9372167.4159
Tasa estimada de incremento de esos gastos | bar: Año 1 to Año 20
Gastos de operación y mantenimiento | 8025844.8944 | 8186361.7923 | 8350089.0281 | 8517090.8087 | 8687432.6249 | 8861181.2774 | 9038404.9029 | 9219173.001 | 9403556.461 | 9591627.5902 | 9783460.142 | 9979129.3449 | 10178711.9317 | 10382286.1704 | 10589931.8938 | 10801730.5317 | 11017765.1423 | 11238120.4451 | 11462882.8541 | 11692140.5111 | 11925983.3214
TOTAL DE GASTOS OPERATIVOS |  | 8186361.7923 | 8350089.0281 | 8517090.8087 | 8687432.6249 | 8861181.2774 | 9038404.9029 | 9219173.001 | 9403556.461 | 9591627.5902 | 9783460.142 | 9979129.3449 | 10178711.9317 | 10382286.1704 | 10589931.8938 | 10801730.5317 | 11017765.1423 | 11238120.4451 | 11462882.8541 | 11692140.5111 | 11925983.3214
MARGEN OPERATIVO BRUTO |  | 1710935.8677 | 1745154.5851 | 1780057.6768 | 1815658.8303 | 1851972.0069 | 1889011.4471 | 1926791.676 | 1965327.5095 | 2004634.0597 | 2044726.7409 | 2085621.2757 | 2127333.7012 | 2169880.3753 | 2213277.9828 | 2257543.5424 | 2302694.4133 | 2348748.3015 | 2395723.2676 | 2443637.7329 | 2492510.4876
Porcentaje de incremento | bar: Año 2 to Año 20

## Plant configuration
DATA INTRODUCTION
ENGINE TECHNICAL DATA
|  |  | %E. FLUE GAS | % E- HT | % E-LT | % Losses |  | Verification
|  | ENGINE 1 | 22 | 0 | 0 | 23 |  | 100
|  | ENGINE 2 | 22 | 16 | 0 | 22 |  | 100
|  | ENGINE 3 | 22 | 16 | 0 | 22 |  | 100
| POWER | GLOBAL HEAT | FLUE GAS | HIG TEMP CIRC. | LOW T. C. | LOSSES | ENERGY FUEL | ELEC EFIC. | THERMAL EF | HEAT RATE |  |  | 32.7273
ENGINE 1 | 18 | 7.2 | 7.2 | 0 | 0 | 7.5273 | 32.7273 | 0.55 | 0.22 | 6545.4545
ENGINE 2 | 0 | 0 | 0 | 0 | 0 | 0 | 0 | 0.4 | 0.38 | 9000 |  |  | 63.072
ENGINE 3 | 0 | 0 | 0 | 0 | 0 | 0 | 0 | 0.4 | 0.38 | 9000
| THERM POWER | Eficiency | Coef. Seg | Pot. Termic Neta
CONV BOILER | 0 | 0.92 | 1.1 | 0
| THERM POWER | Initial situation | Capacity | Storage fluid | Temp Storage ºC | Kg ALM | Pumps flow
STORAGE | 15000 | 37292.64 | 75000 | Water | 120 | 700000 | 71.7703
CONFIGURATION TO START MOTOR AND BOILER
T_alm Arr M1 |  | T_alm Arr M2 |  | T_alm Arr M3 |  | T_alm Entra Apoyo
115 |  | 110 |  | 105 |  | 75
CONFIGURATION OF EXCHANGERS
Aproach ALM-Secundario |  | Temp Retorno Secund |  | Consigna Secundario (ºC)
5 |  | 30 |  | 70
OTHERS
Limite Min Caudal 1 ario
1
ECONOMIC DATA
|  |  | POWER | ESTIMATE PRICE | HOURS | EQUIV. HOURS |  | INITAL DATA
ENGINE 1 |  |  | 18 | 5400000 | 8760 | 8760 |  | PRICE OF NATURAL GAS |  |  | 20 | €/MWh pci
ENGINE 2 |  |  | 0 | 0 | 8760 | 8760 |  | OTHER COSTS |  |  | 0 | Euros
ENGINE 3 |  |  | 0 | 0 | 0 | 0 |  | TARIF |  |  | 75 | Euros/MWh
SUM |  |  | 5400000 |  |  |  |  | THERMAL ENERGY INCOME |  |  | 20 | Euros/MWh
ELECTRIC EFICIENCY |  |  | 0.55 |  |  |  |  | DEPRECIATION (YEARS) ACCORDING WITH LOCAL REGUALTION |  |  | 20 | Años
THERMAL EFICIENCY |  |  | -0.01 |  |  |  |  | YEAR TO PAY DE LOAN |  |  | 20 | Años
COGENERATION THERMAL POWER |  |  | -0.32727 | MW th |  |  |  | EQUITY |  |  | 100%
AVAILABLE MAXIMUN THERMAL POWER |  |  | -0.32727 | MW th |  |  |  | INTEREST POR NPV |  |  | 12%
POWER OF CONVENTIONAL BOILER |  |  | 0 | MW th |  |  |  | EURIBOR (REFERENCE INTEREST RATE) |  |  | 2%
COST OF CIVIL WORK |  |  | 0 | € |  |  |  | MARGEN OVER EURIBOR |  |  | 5%
COST OF HEAT NET |  |  | 0 |  |  |  |  | INFLACTION OF INCOME |  |  | 2%
ENERGY SUPLLY BY CONV. BOILER |  |  | 0 | MW th |  |  |  | INFLACTION OF COSTS |  |  | 2%
[8 empty] | TAX OVER PROFIT |  |  | 26.5%
CALCULATIONS
[8 empty] | IRR INVESTMENT |  | 7.382%
[8 empty] | NET PRESENT VALUE |  | -3286841.1786
[8 empty] | PAYBACK |  | 11.1111
NOTA: POWER in kW
NOTA: POWER for storage in kW. Energy stored in kWh
WRITE ONLY IN YELLOW CELDS

## OPEX COST
OPEX BUDGET
|  | Units | Salary | Compay cost | Total | % D.C | % s/ final cost
| PLANT MANAGER | 1 | 35000 | 42000 | 42000 | 2.444% | 1.955%
| Vacaciones JP | 1 | 3181.8182 | 3818.1818 | 3818.1818 | 0.2222% | 0.1777%
| Operators (shifts) | 5 | 24000 | 32880 | 164400 | 9.566% | 7.653%
| Maintenance technician | 2 | 30000 | 41100 | 82200 | 4.783% | 3.826%
| Extra time (hours) | 0 | 16.5899 | 22.7281 | 0 | 0% | 0%
| Retenes | 52 | 100 | 137 | 7124 | 0.4145% | 0.3316%
| Administrative costs | 0 | 2000 | 0 | 0 | 0% | 0%
| Tools | 1 | 10000 | 10000 | 10000 | 0.5819% | 0.4655%
| Spare parts |  |  |  | 57714 | 3.358% | 2.686%
| Engine maintenance |  |  |  | 756864 | 44.04% | 35.23%
| Engine Overhaul |  |  |  | 252288 | 14.68% | 11.74%
| Other subcontracts |  |  |  | 40000 | 2.327% | 1.862%
| Consumibles |  |  |  | 25000 | 1.455% | 1.164%
| PPE | 1 | 300 | 300 | 300 | 0.01746% | 0.01396%
| Provision for personnel | 6 | 1000 |  | 6000 | 0.3491% | 0.2793%
| Insurance |  |  |  | 270936.7126
[6 empty] | 84.24% | 67.39%
| Direct costs |  |  |  | 1718644.8944 |  | 13.6245 | €/MWh
0
| MARGIN |  |  | 20% | 429661.2236 | %MARGIN OVER THE FINAL PRICE
OFERT TO CLIENT
| FINAL PRICE |  |  | 2148306.118 |  |  | 17.0306 | €/MWh
NOTAS :
DURACIÓN DEL CONTRATO: 2 AÑO
ALCANCE DE SUMINISTRO: Operación y mantenimiento incl repuestos y subcontratos
COSTES DE PERSONAL
| SALARIO+SS | GASTOS |  | PRIMAS | RETENES | Indemniz |  | SUELDOS BRUTOS
JEFE PLANTA | 42000 | [6 empty] | 35000
OFICINA TÉCNICA | 54800 | [6 empty] | 40000
ENCARGADOS | 41100 | [6 empty] | 30000
TÉCNICOS | 32880 | [6 empty] | 24000
OPERADORES TURNO | 32880 | 0 | [5 empty] | 24000

## EPC COST
| TOTAL | %over total | TOTAL EPC | RESUMEN DE DATOS
ENGINEERING | 581014 | 6.542% | 708993.2666 |  | POTENCIA | PRECIO | AVAILABITY | EQ hours
LAND | 0 | 0% |  | MOTOR 1 | 18 | 5400000 | 80% | 7008
CIVIL WORKS FOR WATER | 0 | 0% |  | MOTOR 2 | 0 | 0 | 0% | 0
CIVIL WORKS FOR WASTE WATER | 0 | 0% |  | MOTOR 3 | 0 | 0 | 0% | 0
PERMIT COST | 40000 | 0.4504% | 48810.7527 | SUMA | 5400000
LOCAL LICENCES | 65000 | 0.7319% | 79317.4731 | RENDIMIENTO ELECT | 0.55
ELECTRICAL LINE | 0 | 0% |  | RENDIMIENTO TÉRMICO | -0.01
LAND explanation | 0 | 0% |  | POT TERMICA COGENERACION | 5 | MW térmicos
ENGINES | 5400000 | 60.8% | 6589451.6129 | POT TÉRMICA MÁXIMA | 5 | MW térmicos
CIVIL WORKS | 500000 | 5.63% | 610134.4086 | POTENCIA TÉRMICA CALDERA | 5 | MW térmicos
HRSG | 750000 | 8.445% | 915201.6129 | COSTE RED + CIVIL | 0 | € | Coste Red | 0 | Coste Obra Civil | 0
CONVENTIONAL BOILERS | 250000 | 2.815% | 305067.2043 | ENERGÍA CALDERA APOYO | 10000 | MWh térmicos
WATER CIRCUIT | 25000 | 0.2815% | 30506.7204
THERMAL STORAGE SYSTEM | 0 | 0%
COOLING SYSTEM FOR ENGINES | 100000 | 1.126% | 122026.8817 | DATOS FINANCIEROS
FIRE FIGHTING SYSTEM | 50000 | 0.563% | 61013.4409 | PRECIO DEL GAS NATURAL PCI |  | 20 | €/MWh pci
AIR COMPRESED PLANT | 40000 | 0.4504% | 48810.7527 | HORAS EQUIV MOTOR 1 |  | 0
WATER TREATMENT PLANT | 50000 | 0.563% | 61013.4409 | HORAS EQUIV MOTOR 2 |  | 0
WASTE WATER PLANT | 25000 | 0.2815% | 30506.7204 | HORAS EQUIV MOTOR 3 |  | 0 | HORAS
ELECTRICAL SYSTEMS | 200000 | 2.252% | 244053.7634 | POTENCIA ELECTRICA TOTAL |  | 18 | MW
SISTEMA DE CONTROL | 50000 | 0.563% | 61013.4409 | AUTOCONSUMO |  | 1.26 | MW
MECHANICAL ERECTION | 691200 | 7.783% | 843449.8065 | AUTOCONSUMO PARADA |  | 0.42 | MW
COMMISSIONING | 64000 | 0.7206% | 78097.2043 | COSTE POR MW INSTALADO |  | 493400777.7778 | Euros
|  |  |  | COSTE OM total |  | 1718644.8944 | Euros
TOTALES | 8881214 | 100% | 10837468.5031 | COSTE COMBUSTIBLES |  | 0 | Euros
COSTE DE LA PLANTA SIN OBRA CIVIL | 8346214 |  |  | OTROS COSTES |  | 0 | Euros
|  |  |  | TARIFA |  | 80 | Euros/MWh
MARGENES EPC |  |  |  | Ratio ELEC/TERM cog |  | 0.092593
GASTOS GENERALES HOLDING | 5% | Sobre coste |  | Calor calderas convencionales |  | 0 | MWh térmicos
GASTOS GENERALES LOCAL | 5% | Sobre coste |  | Ingreso por energía térmica |  | 85 | Euros/MWh
COSTES FINANCIEROS | 1.5% | Sobre coste |  | Plazo de amortización fiscal |  | 20 | Años
CONTINGENCIAS | 3% | Sobre coste |  | Amortización del crédito |  | 20 | Años
BENEFICIO | 7% | Sobre precio venta |  | Inversión realizada con recursos prop. |  | 100%
Margen total a aplicar a costes | 22.03% |  |  | Tasa de descuento para calculo del VAN |  | 6%
|  |  |  | Euribor |  | 1%
|  |  |  | Margen sobre euribor |  | 5%
|  |  |  | Tasa de incremento IPC ingresos |  | 0.02
|  |  |  | Tasa de incremento IPC costes |  | 0.02

## HEAT DEMAND
[6 empty] | POT ELÉCTR. | POT TERM. | POT ESCAPE | PT AT | PT BT | PÉRDIDAS | COMBUSTIBLE | REND | HEAT RATE
[5 empty] | MOTOR 1 | 18 | 7.2 | 7.2 | 0 | 0 | 7.5273 | 32.7273 | 0.55 | 6545.4545
[5 empty] | MOTOR 2 | 0 | 0 | 0 | 0 | 0 | 0 | 0 | 0.4 | 9000
[5 empty] | MOTOR 3 | 0 | 0 | 0 | 0 | 0 | 0 | 0 | 0.4 | 9000
[6 empty] | Pot. Termica | Rendimiento | Coef. Seg | Pot. Termica Neta
[5 empty] | QUEMADOR | 0 | 0.9 | 1.1 | 0
[6 empty] | Pot. Termica | Estado Inicial | Capacidad
[5 empty] | ALMACEN | 0 | 49712.245 | 75000
|  | ENE | FEB | MARZ | ABR | MAY | JUN | JUL | AGO | SEPT | OCT | NOV | DIC
| ACS | 1.4 | 1.95 | 1.8 | 0.85 | 0.35 | 0.35 | 0.75 | 0.75 | 0.3 | 0.17 | 0.2 | 1.05
| FRIA | 0.2 | 0.2 | 0.12 | 0.1 | 0.03 | 0 | 0 | 0 | 0 | 0 | 0 | 0.12
| PROCESO | 0.55 | 0.7 | 0.5 | 0.3 | 0.12 | 0.1 | 0.23 | 0.23 | 0.1 | 0.05 | 0.05 | 0.4
| CALEFACC | 3.6 | 3.4 | 2.1 | 2 | 0.8 | 0.1 | 0.1 | 0.1 | 0.5 | 0.85 | 1.15 | 2.4
| PERDIDAS | 0.11735 | 0.12755 | 0.092245 | 0.066327 | 0.026531 | 0.011224 | 0.022041 | 0.022041 | 0.018367 | 0.021837 | 0.028571 | 0.08102
| FACTOR | 28571.4286 | 28571.4286 | 28571.4286 | 28571.4286 | 28571.4286 | 28571.4286 | 28571.4286 | 28571.4286 | 28571.4286 | 28571.4286 | 28571.4286 | 28571.4286
|  | ENE | FEB | MARZ | ABR | MAY | JUN | JUL | AGO | SEPT | OCT | NOV | DIC
| ACS | 40000 | 55714.2857 | 51428.5714 | 24285.7143 | 10000 | 10000 | 21428.5714 | 21428.5714 | 8571.4286 | 4857.1429 | 5714.2857 | 30000
| FRIA | 5714.2857 | 5714.2857 | 3428.5714 | 2857.1429 | 857.1429 | 0 | 0 | 0 | 0 | 0 | 0 | 3428.5714
| PROCESO | 15714.2857 | 20000 | 14285.7143 | 8571.4286 | 3428.5714 | 2857.1429 | 6571.4286 | 6571.4286 | 2857.1429 | 1428.5714 | 1428.5714 | 11428.5714
| CALEFACC | 102857.1429 | 97142.8571 | 60000 | 57142.8571 | 22857.1429 | 2857.1429 | 2857.1429 | 2857.1429 | 14285.7143 | 24285.7143 | 32857.1429 | 68571.4286
| PERDIDAS | 3352.7697 | 3644.3149 | 2635.5685 | 1895.0437 | 758.0175 | 320.6997 | 629.7376 | 629.7376 | 524.7813 | 623.9067 | 816.3265 | 2314.8688
| TOTAL | 167638.484 | 182215.7434 | 131778.4257 | 94752.1866 | 37900.8746 | 16034.9854 | 31486.8805 | 31486.8805 | 26239.0671 | 31195.3353 | 40816.3265 | 115743.4402
mes | dia | hora | hora | Calefacción | ACS | Agua fría | Proceso | Pérdidas red | Calor total | Calor Cog | Apoyo | E.Eléctrica M1 | E. Eléc. M2 | E. Eléctrica M3 | Consumo gas caldera | Consumo gas motores | Consumo gas total
1 | 1 | 1 | 1 | 4285.7143 | 0 | 238.0952 | 0 | 92.3226 | 4616.1322 | #DIV/0! | #DIV/0! | 18 | 0 | 0
1 | 1 | 2 | 2 | 4285.7143 | 0 | 238.0952 | 0 | 92.3226 | 4616.1322 | #DIV/0! | #DIV/0! | 18 | 0 | 0
1 | 1 | 3 | 3 | 4285.7143 | 0 | 238.0952 | 0 | 92.3226 | 4616.1322 | #DIV/0! | #DIV/0! | 18 | 0 | 0
1 | 1 | 4 | 4 | 4285.7143 | 0 | 238.0952 | 0 | 92.3226 | 4616.1322 | #DIV/0! | #DIV/0! | 18 | 0 | 0
1 | 1 | 5 | 5 | 4285.7143 | 0 | 238.0952 | 0 | 92.3226 | 4616.1322 | #DIV/0! | #DIV/0! | 18 | 0 | 0
1 | 1 | 6 | 6 | 4285.7143 | 3000 | 238.0952 | 0 | 153.5471 | 7677.3567 | #DIV/0! | #DIV/0! | 18 | 0 | 0
1 | 1 | 7 | 7 | 4285.7143 | 5000 | 238.0952 | 0 | 194.3635 | 9718.173 | #DIV/0! | #DIV/0! | 18 | 0 | 0
1 | 1 | 8 | 8 | 4285.7143 | 5000 | 238.0952 | 1571.4286 | 226.4334 | 11321.6715 | #DIV/0! | #DIV/0! | 18 | 0 | 0
1 | 1 | 9 | 9 | 4285.7143 | 5000 | 238.0952 | 1571.4286 | 226.4334 | 11321.6715 | #DIV/0! | #DIV/0! | 18 | 0 | 0
1 | 1 | 10 | 10 | 4285.7143 | 2000 | 238.0952 | 1571.4286 | 165.2089 | 8260.447 | #DIV/0! | #DIV/0! | 18 | 0 | 0
1 | 1 | 11 | 11 | 4285.7143 | 0 | 238.0952 | 1571.4286 | 124.3926 | 6219.6307 | #DIV/0! | #DIV/0! | 18 | 0 | 0
1 | 1 | 12 | 12 | 4285.7143 | 0 | 238.0952 | 1571.4286 | 124.3926 | 6219.6307 | #DIV/0! | #DIV/0! | 18 | 0 | 0
1 | 1 | 13 | 13 | 4285.7143 | 0 | 238.0952 | 1571.4286 | 124.3926 | 6219.6307 | #DIV/0! | #DIV/0! | 18 | 0 | 0
1 | 1 | 14 | 14 | 4285.7143 | 0 | 238.0952 | 1571.4286 | 124.3926 | 6219.6307 | #DIV/0! | #DIV/0! | 18 | 0 | 0
1 | 1 | 15 | 15 | 4285.7143 | 0 | 238.0952 | 1571.4286 | 124.3926 | 6219.6307 | #DIV/0! | #DIV/0! | 18 | 0 | 0
1 | 1 | 16 | 16 | 4285.7143 | 0 | 238.0952 | 1571.4286 | 124.3926 | 6219.6307 | #DIV/0! | #DIV/0! | 18 | 0 | 0
1 | 1 | 17 | 17 | 4285.7143 | 0 | 238.0952 | 1571.4286 | 124.3926 | 6219.6307 | #DIV/0! | #DIV/0! | 18 | 0 | 0
1 | 1 | 18 | 18 | 4285.7143 | 0 | 238.0952 | 0 | 92.3226 | 4616.1322 | #DIV/0! | #DIV/0! | 18 | 0 | 0
1 | 1 | 19 | 19 | 4285.7143 | 2500 | 238.0952 | 0 | 143.3431 | 7167.1526 | #DIV/0! | #DIV/0! | 18 | 0 | 0
1 | 1 | 20 | 20 | 4285.7143 | 5000 | 238.0952 | 0 | 194.3635 | 9718.173 | #DIV/0! | #DIV/0! | 18 | 0 | 0
1 | 1 | 21 | 21 | 4285.7143 | 5000 | 238.0952 | 0 | 194.3635 | 9718.173 | #DIV/0! | #DIV/0! | 18 | 0 | 0
1 | 1 | 22 | 22 | 4285.7143 | 5000 | 238.0952 | 0 | 194.3635 | 9718.173 | #DIV/0! | #DIV/0! | 18 | 0 | 0
1 | 1 | 23 | 23 | 4285.7143 | 2500 | 238.0952 | 0 | 143.3431 | 7167.1526 | #DIV/0! | #DIV/0! | 18 | 0 | 0
1 | 1 | 24 | 24 | 4285.7143 | 0 | 238.0952 | 0 | 92.3226 | 4616.1322 | #DIV/0! | #DIV/0! | 18 | 0 | 0
|  |  |  | 102857.1429 | 40000 | 5714.2857 | 15714.2857 | 3352.7697 | 167638.484 | #DIV/0! | #DIV/0! | 432 | 0 | 0
2 | 1 | 1 | 1 | 4047.619 | 0 | 238.0952 | 0 | 87.4636 | 4373.1778 | #DIV/0! | #DIV/0! | 18 | 0 | 0
2 | 1 | 2 | 2 | 4047.619 | 0 | 238.0952 | 0 | 87.4636 | 4373.1778 | #DIV/0! | #DIV/0! | 18 | 0 | 0
2 | 1 | 3 | 3 | 4047.619 | 0 | 238.0952 | 0 | 87.4636 | 4373.1778 | #DIV/0! | #DIV/0! | 18 | 0 | 0
2 | 1 | 4 | 4 | 4047.619 | 0 | 238.0952 | 0 | 87.4636 | 4373.1778 | #DIV/0! | #DIV/0! | 18 | 0 | 0
2 | 1 | 5 | 5 | 4047.619 | 0 | 238.0952 | 0 | 87.4636 | 4373.1778 | #DIV/0! | #DIV/0! | 18 | 0 | 0
2 | 1 | 6 | 6 | 4047.619 | 4178.5714 | 238.0952 | 0 | 172.7405 | 8637.0262 | #DIV/0! | #DIV/0! | 18 | 0 | 0
2 | 1 | 7 | 7 | 4047.619 | 6964.2857 | 238.0952 | 0 | 229.5918 | 11479.5918 | #DIV/0! | #DIV/0! | 18 | 0 | 0
2 | 1 | 8 | 8 | 4047.619 | 6964.2857 | 238.0952 | 2000 | 270.4082 | 13520.4082 | #DIV/0! | #DIV/0! | 18 | 0 | 0
2 | 1 | 9 | 9 | 4047.619 | 6964.2857 | 238.0952 | 2000 | 270.4082 | 13520.4082 | #DIV/0! | #DIV/0! | 18 | 0 | 0
2 | 1 | 10 | 10 | 4047.619 | 2785.7143 | 238.0952 | 2000 | 185.1312 | 9256.5598 | #DIV/0! | #DIV/0! | 18 | 0 | 0
2 | 1 | 11 | 11 | 4047.619 | 0 | 238.0952 | 2000 | 128.2799 | 6413.9942 | #DIV/0! | #DIV/0! | 18 | 0 | 0
2 | 1 | 12 | 12 | 4047.619 | 0 | 238.0952 | 2000 | 128.2799 | 6413.9942 | #DIV/0! | #DIV/0! | 18 | 0 | 0
2 | 1 | 13 | 13 | 4047.619 | 0 | 238.0952 | 2000 | 128.2799 | 6413.9942 | #DIV/0! | #DIV/0! | 18 | 0 | 0
2 | 1 | 14 | 14 | 4047.619 | 0 | 238.0952 | 2000 | 128.2799 | 6413.9942 | #DIV/0! | #DIV/0! | 18 | 0 | 0
2 | 1 | 15 | 15 | 4047.619 | 0 | 238.0952 | 2000 | 128.2799 | 6413.9942 | #DIV/0! | #DIV/0! | 18 | 0 | 0
2 | 1 | 16 | 16 | 4047.619 | 0 | 238.0952 | 2000 | 128.2799 | 6413.9942 | #DIV/0! | #DIV/0! | 18 | 0 | 0
2 | 1 | 17 | 17 | 4047.619 | 0 | 238.0952 | 2000 | 128.2799 | 6413.9942 | #DIV/0! | #DIV/0! | 18 | 0 | 0
2 | 1 | 18 | 18 | 4047.619 | 0 | 238.0952 | 0 | 87.4636 | 4373.1778 | #DIV/0! | #DIV/0! | 18 | 0 | 0
2 | 1 | 19 | 19 | 4047.619 | 3482.1429 | 238.0952 | 0 | 158.5277 | 7926.3848 | #DIV/0! | #DIV/0! | 18 | 0 | 0
2 | 1 | 20 | 20 | 4047.619 | 6964.2857 | 238.0952 | 0 | 229.5918 | 11479.5918 | #DIV/0! | #DIV/0! | 18 | 0 | 0
2 | 1 | 21 | 21 | 4047.619 | 6964.2857 | 238.0952 | 0 | 229.5918 | 11479.5918 | #DIV/0! | #DIV/0! | 18 | 0 | 0
2 | 1 | 22 | 22 | 4047.619 | 6964.2857 | 238.0952 | 0 | 229.5918 | 11479.5918 | #DIV/0! | #DIV/0! | 18 | 0 | 0
2 | 1 | 23 | 23 | 4047.619 | 3482.1429 | 238.0952 | 0 | 158.5277 | 7926.3848 | #DIV/0! | #DIV/0! | 18 | 0 | 0
2 | 1 | 24 | 24 | 4047.619 | 0 | 238.0952 | 0 | 87.4636 | 4373.1778 | #DIV/0! | #DIV/0! | 18 | 0 | 0
|  |  |  | 97142.8571 | 55714.2857 | 5714.2857 | 20000 | 3644.3149 | 182215.7434 | #DIV/0! | #DIV/0! | 432 | 0 | 0
3 | 3 | 1 | 1 | 2500 | 0 | 142.8571 | 0 | 53.9359 | 2696.793 | #DIV/0! | #DIV/0! | 18 | 0 | 0
3 | 3 | 2 | 2 | 2500 | 0 | 142.8571 | 0 | 53.9359 | 2696.793 | #DIV/0! | #DIV/0! | 18 | 0 | 0
3 | 3 | 3 | 3 | 2500 | 0 | 142.8571 | 0 | 53.9359 | 2696.793 | #DIV/0! | #DIV/0! | 18 | 0 | 0
3 | 3 | 4 | 4 | 2500 | 0 | 142.8571 | 0 | 53.9359 | 2696.793 | #DIV/0! | #DIV/0! | 18 | 0 | 0
3 | 3 | 5 | 5 | 2500 | 0 | 142.8571 | 0 | 53.9359 | 2696.793 | #DIV/0! | #DIV/0! | 18 | 0 | 0
3 | 3 | 6 | 6 | 2500 | 3857.1429 | 142.8571 | 0 | 132.6531 | 6632.6531 | #DIV/0! | #DIV/0! | 18 | 0 | 0
3 | 3 | 7 | 7 | 2500 | 6428.5714 | 142.8571 | 0 | 185.1312 | 9256.5598 | #DIV/0! | #DIV/0! | 18 | 0 | 0
3 | 3 | 8 | 8 | 2500 | 6428.5714 | 142.8571 | 1428.5714 | 214.2857 | 10714.2857 | #DIV/0! | #DIV/0! | 18 | 0 | 0
3 | 3 | 9 | 9 | 2500 | 6428.5714 | 142.8571 | 1428.5714 | 214.2857 | 10714.2857 | #DIV/0! | #DIV/0! | 18 | 0 | 0
3 | 3 | 10 | 10 | 2500 | 2571.4286 | 142.8571 | 1428.5714 | 135.5685 | 6778.4257 | #DIV/0! | #DIV/0! | 18 | 0 | 0
3 | 3 | 11 | 11 | 2500 | 0 | 142.8571 | 1428.5714 | 83.0904 | 4154.519 | #DIV/0! | #DIV/0! | 18 | 0 | 0
3 | 3 | 12 | 12 | 2500 | 0 | 142.8571 | 1428.5714 | 83.0904 | 4154.519 | #DIV/0! | #DIV/0! | 18 | 0 | 0
3 | 3 | 13 | 13 | 2500 | 0 | 142.8571 | 1428.5714 | 83.0904 | 4154.519 | #DIV/0! | #DIV/0! | 18 | 2500 | 0 | 238.0952 | 0 | 55.8795 | 2793.9747 | #DIV/0! | #DIV/0! | 18 | 0 | 0
3 | 3 | 14 | 14 | 2500 | 0 | 142.8571 | 1428.5714 | 83.0904 | 4154.519 | #DIV/0! | #DIV/0! | 18 | 2500 | 0 | 238.0952 | 0 | 55.8795 | 2793.9747 | #DIV/0! | #DIV/0! | 18 | 0 | 0
3 | 3 | 15 | 15 | 2500 | 0 | 142.8571 | 1428.5714 | 83.0904 | 4154.519 | #DIV/0! | #DIV/0! | 18 | 2500 | 0 | 238.0952 | 0 | 55.8795 | 2793.9747 | #DIV/0! | #DIV/0! | 18 | 0 | 0
3 | 3 | 16 | 16 | 2500 | 0 | 142.8571 | 1428.5714 | 83.0904 | 4154.519 | #DIV/0! | #DIV/0! | 18 | 2500 | 0 | 238.0952 | 0 | 55.8795 | 2793.9747 | #DIV/0! | #DIV/0! | 18 | 0 | 0
3 | 3 | 17 | 17 | 2500 | 0 | 142.8571 | 1428.5714 | 83.0904 | 4154.519 | #DIV/0! | #DIV/0! | 18 | 2500 | 0 | 238.0952 | 0 | 55.8795 | 2793.9747 | #DIV/0! | #DIV/0! | 18 | 0 | 0
3 | 3 | 18 | 18 | 2500 | 0 | 142.8571 | 0 | 53.9359 | 2696.793 | #DIV/0! | #DIV/0! | 18 | 2500 | 3857.1429 | 238.0952 | 0 | 134.5967 | 6729.8348 | #DIV/0! | #DIV/0! | 18 | 0 | 0
3 | 3 | 19 | 19 | 2500 | 3214.2857 | 142.8571 | 0 | 119.5335 | 5976.6764 | #DIV/0! | #DIV/0! | 18 | 2500 | 6428.5714 | 238.0952 | 0 | 187.0748 | 9353.7415 | #DIV/0! | #DIV/0! | 18 | 0 | 0
3 | 3 | 20 | 20 | 2500 | 6428.5714 | 142.8571 | 0 | 185.1312 | 9256.5598 | #DIV/0! | #DIV/0! | 18 | 2500 | 6428.5714 | 238.0952 | 2000 | 227.8912 | 11394.5578 | #DIV/0! | #DIV/0! | 18 | 0 | 0
3 | 3 | 21 | 21 | 2500 | 6428.5714 | 142.8571 | 0 | 185.1312 | 9256.5598 | #DIV/0! | #DIV/0! | 18 | 2500 | 6428.5714 | 238.0952 | 2000 | 227.8912 | 11394.5578 | #DIV/0! | #DIV/0! | 18 | 0 | 0
3 | 3 | 22 | 22 | 2500 | 6428.5714 | 142.8571 | 0 | 185.1312 | 9256.5598 | #DIV/0! | #DIV/0! | 18 | 2500 | 2571.4286 | 238.0952 | 2000 | 149.174 | 7458.6978 | #DIV/0! | #DIV/0! | 18 | 0 | 0
3 | 3 | 23 | 23 | 2500 | 3214.2857 | 142.8571 | 0 | 119.5335 | 5976.6764 | #DIV/0! | #DIV/0! | 18 | 2500 | 0 | 238.0952 | 2000 | 96.6958 | 4834.7911 | #DIV/0! | #DIV/0! | 18 | 0 | 0
3 | 3 | 24 | 24 | 2500 | 0 | 142.8571 | 0 | 53.9359 | 2696.793 | #DIV/0! | #DIV/0! | 18 | 2500 | 0 | 238.0952 | 2000 | 96.6958 | 4834.7911 | #DIV/0! | #DIV/0! | 18 | 0 | 0
|  |  |  | 60000 | 51428.5714 | 3428.5714 | 14285.7143 | 2635.5685 | 131778.4257 | #DIV/0! | #DIV/0! | 432 | 4047.619 | 0 | 238.0952 | 2000 | 128.2799 | 6413.9942 | #DIV/0! | #DIV/0! | 18 | 0 | 0
| 4 | 1 | 73 | 2380.9524 | 0 | 119.0476 | 0 | 51.0204 | 2551.0204 | #DIV/0! | #DIV/0! | 18 | 0 | 0 | 238.0952 | 2000 | 45.6754 | 2283.7707 | #DIV/0! | #DIV/0! | 18 | 0 | 0
| 4 | 2 | 74 | 2380.9524 | 0 | 119.0476 | 0 | 51.0204 | 2551.0204 | #DIV/0! | #DIV/0! | 18 | 0 | 0 | 238.0952 | 2000 | 45.6754 | 2283.7707 | #DIV/0! | #DIV/0! | 18 | 0 | 0
| 4 | 3 | 75 | 2380.9524 | 0 | 119.0476 | 0 | 51.0204 | 2551.0204 | #DIV/0! | #DIV/0! | 18 | 0 | 0 | 238.0952 | 2000 | 45.6754 | 2283.7707 | #DIV/0! | #DIV/0! | 18 | 0 | 0
| 4 | 4 | 76 | 2380.9524 | 0 | 119.0476 | 0 | 51.0204 | 2551.0204 | #DIV/0! | #DIV/0! | 18 | 0 | 0 | 238.0952 | 2000 | 45.6754 | 2283.7707 | #DIV/0! | #DIV/0! | 18 | 0 | 0
| 4 | 5 | 77 | 2380.9524 | 0 | 119.0476 | 0 | 51.0204 | 2551.0204 | #DIV/0! | #DIV/0! | 18 | 0 | 0 | 238.0952 | 0 | 4.8591 | 242.9543 | #DIV/0! | #DIV/0! | 18 | 0 | 0
| 4 | 6 | 78 | 2380.9524 | 1821.4286 | 119.0476 | 0 | 88.1924 | 4409.621 | #DIV/0! | #DIV/0! | 18 | 0 | 0 | 238.0952 | 0 | 4.8591 | 242.9543 | #DIV/0! | #DIV/0! | 18 | 0 | 0
| 4 | 7 | 79 | 2380.9524 | 3035.7143 | 119.0476 | 0 | 112.9738 | 5648.688 | #DIV/0! | #DIV/0! | 18 | 0 | 0 | 238.0952 | 0 | 4.8591 | 242.9543 | #DIV/0! | #DIV/0! | 18 | 0 | 0
| 4 | 8 | 80 | 2380.9524 | 3035.7143 | 119.0476 | 857.1429 | 130.4665 | 6523.3236 | #DIV/0! | #DIV/0! | 18 | 0 | 0 | 238.0952 | 0 | 4.8591 | 242.9543 | #DIV/0! | #DIV/0! | 18 | 0 | 0
| 4 | 9 | 81 | 2380.9524 | 3035.7143 | 119.0476 | 857.1429 | 130.4665 | 6523.3236 | #DIV/0! | #DIV/0! | 18 | 0 | 0 | 238.0952 | 0 | 4.8591 | 242.9543 | #DIV/0! | #DIV/0! | 18 | 0 | 0
| 4 | 10 | 82 | 2380.9524 | 1214.2857 | 119.0476 | 857.1429 | 93.2945 | 4664.723 | #DIV/0! | #DIV/0! | 18 | 0 | 0 | 238.0952 | 0 | 4.8591 | 242.9543 | #DIV/0! | #DIV/0! | 18 | 0 | 0
| 4 | 11 | 83 | 2380.9524 | 0 | 119.0476 | 857.1429 | 68.5131 | 3425.656 | #DIV/0! | #DIV/0! | 18 | 0 | 0 | 238.0952 | 0 | 4.8591 | 242.9543 | #DIV/0! | #DIV/0! | 18 | 0 | 0
| 4 | 12 | 84 | 2380.9524 | 0 | 119.0476 | 857.1429 | 68.5131 | 3425.656 | #DIV/0! | #DIV/0! | 18 | 0 | 0
| 4 | 13 | 85 | 2380.9524 | 0 | 119.0476 | 857.1429 | 68.5131 | 3425.656 | #DIV/0! | #DIV/0! | 18 | 0 | 0
| 4 | 14 | 86 | 2380.9524 | 0 | 119.0476 | 857.1429 | 68.5131 | 3425.656 | #DIV/0! | #DIV/0! | 18 | 0 | 0
| 4 | 15 | 87 | 2380.9524 | 0 | 119.0476 | 857.1429 | 68.5131 | 3425.656 | #DIV/0! | #DIV/0! | 18 | 0 | 0
| 4 | 16 | 88 | 2380.9524 | 0 | 119.0476 | 857.1429 | 68.5131 | 3425.656 | #DIV/0! | #DIV/0! | 18 | 0 | 0
| 4 | 17 | 89 | 2380.9524 | 0 | 119.0476 | 857.1429 | 68.5131 | 3425.656 | #DIV/0! | #DIV/0! | 18 | 0 | 0
| 4 | 18 | 90 | 2380.9524 | 0 | 119.0476 | 0 | 51.0204 | 2551.0204 | #DIV/0! | #DIV/0! | 18 | 0 | 0
| 4 | 19 | 91 | 2380.9524 | 1517.8571 | 119.0476 | 0 | 81.9971 | 4099.8542 | #DIV/0! | #DIV/0! | 18 | 0 | 0
| 4 | 20 | 92 | 2380.9524 | 3035.7143 | 119.0476 | 0 | 112.9738 | 5648.688 | #DIV/0! | #DIV/0! | 18 | 0 | 0
| 4 | 21 | 93 | 2380.9524 | 3035.7143 | 119.0476 | 0 | 112.9738 | 5648.688 | #DIV/0! | #DIV/0! | 18 | 0 | 0
| 4 | 22 | 94 | 2380.9524 | 3035.7143 | 119.0476 | 0 | 112.9738 | 5648.688 | #DIV/0! | #DIV/0! | 18 | 0 | 0
| 4 | 23 | 95 | 2380.9524 | 1517.8571 | 119.0476 | 0 | 81.9971 | 4099.8542 | #DIV/0! | #DIV/0! | 18 | 0 | 0
| 4 | 24 | 96 | 2380.9524 | 0 | 119.0476 | 0 | 51.0204 | 2551.0204 | #DIV/0! | #DIV/0! | 18 | 0 | 0
|  |  |  | 57142.8571 | 24285.7143 | 2857.1429 | 8571.4286 | 1895.0437 | 94752.1866 | #DIV/0! | #DIV/0! | 432 | 0 | 0
| 5 | 1 | 97 | 952.381 | 0 | 35.7143 | 0 | 20.1652 | 1008.2604 | #DIV/0! | #DIV/0! | 18 | 0 | 0
| 5 | 2 | 98 | 952.381 | 0 | 35.7143 | 0 | 20.1652 | 1008.2604 | #DIV/0! | #DIV/0! | 18 | 0 | 0
| 5 | 3 | 99 | 952.381 | 0 | 35.7143 | 0 | 20.1652 | 1008.2604 | #DIV/0! | #DIV/0! | 18 | 0 | 0
| 5 | 4 | 100 | 952.381 | 0 | 35.7143 | 0 | 20.1652 | 1008.2604 | #DIV/0! | #DIV/0! | 18 | 0 | 0
| 5 | 5 | 101 | 952.381 | 0 | 35.7143 | 0 | 20.1652 | 1008.2604 | #DIV/0! | #DIV/0! | 18 | 0 | 0
| 5 | 6 | 102 | 952.381 | 750 | 35.7143 | 0 | 35.4713 | 1773.5666 | #DIV/0! | #DIV/0! | 18 | 0 | 0
| 5 | 7 | 103 | 952.381 | 1250 | 35.7143 | 0 | 45.6754 | 2283.7707 | #DIV/0! | #DIV/0! | 18 | 0 | 0
| 5 | 8 | 104 | 952.381 | 1250 | 35.7143 | 342.8571 | 52.6725 | 2633.6249 | #DIV/0! | #DIV/0! | 18 | 0 | 0
| 5 | 9 | 105 | 952.381 | 1250 | 35.7143 | 342.8571 | 52.6725 | 2633.6249 | #DIV/0! | #DIV/0! | 18 | 0 | 0
| 5 | 10 | 106 | 952.381 | 500 | 35.7143 | 342.8571 | 37.3664 | 1868.3188 | #DIV/0! | #DIV/0! | 18 | 0 | 0
| 5 | 11 | 107 | 952.381 | 0 | 35.7143 | 342.8571 | 27.1623 | 1358.1147 | #DIV/0! | #DIV/0! | 18 | 0 | 0
| 5 | 12 | 108 | 952.381 | 0 | 35.7143 | 342.8571 | 27.1623 | 1358.1147 | #DIV/0! | #DIV/0! | 18 | 0 | 0
| 5 | 13 | 109 | 952.381 | 0 | 35.7143 | 342.8571 | 27.1623 | 1358.1147 | #DIV/0! | #DIV/0! | 18 | 0 | 0
| 5 | 14 | 110 | 952.381 | 0 | 35.7143 | 342.8571 | 27.1623 | 1358.1147 | #DIV/0! | #DIV/0! | 18 | 0 | 0
| 5 | 15 | 111 | 952.381 | 0 | 35.7143 | 342.8571 | 27.1623 | 1358.1147 | #DIV/0! | #DIV/0! | 18 | 0 | 0
| 5 | 16 | 112 | 952.381 | 0 | 35.7143 | 342.8571 | 27.1623 | 1358.1147 | #DIV/0! | #DIV/0! | 18 | 0 | 0
| 5 | 17 | 113 | 952.381 | 0 | 35.7143 | 342.8571 | 27.1623 | 1358.1147 | #DIV/0! | #DIV/0! | 18 | 0 | 0
| 5 | 18 | 114 | 952.381 | 0 | 35.7143 | 0 | 20.1652 | 1008.2604 | #DIV/0! | #DIV/0! | 18 | 0 | 0
| 5 | 19 | 115 | 952.381 | 625 | 35.7143 | 0 | 32.9203 | 1646.0155 | #DIV/0! | #DIV/0! | 18 | 0 | 0
| 5 | 20 | 116 | 952.381 | 1250 | 35.7143 | 0 | 45.6754 | 2283.7707 | #DIV/0! | #DIV/0! | 18 | 0 | 0
| 5 | 21 | 117 | 952.381 | 1250 | 35.7143 | 0 | 45.6754 | 2283.7707 | #DIV/0! | #DIV/0! | 18 | 0 | 0
| 5 | 22 | 118 | 952.381 | 1250 | 35.7143 | 0 | 45.6754 | 2283.7707 | #DIV/0! | #DIV/0! | 18 | 0 | 0
| 5 | 23 | 119 | 952.381 | 625 | 35.7143 | 0 | 32.9203 | 1646.0155 | #DIV/0! | #DIV/0! | 18 | 0 | 0
| 5 | 24 | 120 | 952.381 | 0 | 35.7143 | 0 | 20.1652 | 1008.2604 | #DIV/0! | #DIV/0! | 18 | 0 | 0
|  |  |  | 22857.1429 | 10000 | 857.1429 | 3428.5714 | 758.0175 | 37900.8746 | #DIV/0! | #DIV/0! | 432 | 0 | 0
| 6 | 1 | 121 | 119.0476 | 0 | 0 | 0 | 2.4295 | 121.4772 | #DIV/0! | #DIV/0! | 18 | 0 | 0
| 6 | 2 | 122 | 119.0476 | 0 | 0 | 0 | 2.4295 | 121.4772 | #DIV/0! | #DIV/0! | 18 | 0 | 0
| 6 | 3 | 123 | 119.0476 | 0 | 0 | 0 | 2.4295 | 121.4772 | #DIV/0! | #DIV/0! | 18 | 0 | 0
| 6 | 4 | 124 | 119.0476 | 0 | 0 | 0 | 2.4295 | 121.4772 | #DIV/0! | #DIV/0! | 18 | 0 | 0
| 6 | 5 | 125 | 119.0476 | 0 | 0 | 0 | 2.4295 | 121.4772 | #DIV/0! | #DIV/0! | 18 | 0 | 0
| 6 | 6 | 126 | 119.0476 | 750 | 0 | 0 | 17.7357 | 886.7833 | #DIV/0! | #DIV/0! | 18 | 0 | 0
| 6 | 7 | 127 | 119.0476 | 1250 | 0 | 0 | 27.9397 | 1396.9874 | #DIV/0! | #DIV/0! | 18 | 0 | 0
| 6 | 8 | 128 | 119.0476 | 1250 | 0 | 285.7143 | 33.7707 | 1688.5326 | #DIV/0! | #DIV/0! | 18 | 0 | 0
| 6 | 9 | 129 | 119.0476 | 1250 | 0 | 285.7143 | 33.7707 | 1688.5326 | #DIV/0! | #DIV/0! | 18 | 0 | 0
| 6 | 10 | 130 | 119.0476 | 500 | 0 | 285.7143 | 18.4645 | 923.2264 | #DIV/0! | #DIV/0! | 18 | 0 | 0
| 6 | 11 | 131 | 119.0476 | 0 | 0 | 285.7143 | 8.2604 | 413.0224 | #DIV/0! | #DIV/0! | 18 | 0 | 0
| 6 | 12 | 132 | 119.0476 | 0 | 0 | 285.7143 | 8.2604 | 413.0224 | #DIV/0! | #DIV/0! | 18 | 0 | 0
| 6 | 13 | 133 | 119.0476 | 0 | 0 | 285.7143 | 8.2604 | 413.0224 | #DIV/0! | #DIV/0! | 18 | 0 | 0
| 6 | 14 | 134 | 119.0476 | 0 | 0 | 285.7143 | 8.2604 | 413.0224 | #DIV/0! | #DIV/0! | 18 | 0 | 0
| 6 | 15 | 135 | 119.0476 | 0 | 0 | 285.7143 | 8.2604 | 413.0224 | #DIV/0! | #DIV/0! | 18 | 0 | 0
| 6 | 16 | 136 | 119.0476 | 0 | 0 | 285.7143 | 8.2604 | 413.0224 | #DIV/0! | #DIV/0! | 18 | 0 | 0
| 6 | 17 | 137 | 119.0476 | 0 | 0 | 285.7143 | 8.2604 | 413.0224 | #DIV/0! | #DIV/0! | 18 | 0 | 0
| 6 | 18 | 138 | 119.0476 | 0 | 0 | 0 | 2.4295 | 121.4772 | #DIV/0! | #DIV/0! | 18 | 0 | 0
| 6 | 19 | 139 | 119.0476 | 625 | 0 | 0 | 15.1846 | 759.2323 | #DIV/0! | #DIV/0! | 18 | 0 | 0
| 6 | 20 | 140 | 119.0476 | 1250 | 0 | 0 | 27.9397 | 1396.9874 | #DIV/0! | #DIV/0! | 18 | 0 | 0
| 6 | 21 | 141 | 119.0476 | 1250 | 0 | 0 | 27.9397 | 1396.9874 | #DIV/0! | #DIV/0! | 18 | 0 | 0
| 6 | 22 | 142 | 119.0476 | 1250 | 0 | 0 | 27.9397 | 1396.9874 | #DIV/0! | #DIV/0! | 18 | 0 | 0
| 6 | 23 | 143 | 119.0476 | 625 | 0 | 0 | 15.1846 | 759.2323 | #DIV/0! | #DIV/0! | 18 | 0 | 0
| 6 | 24 | 144 | 119.0476 | 0 | 0 | 0 | 2.4295 | 121.4772 | #DIV/0! | #DIV/0! | 18 | 0 | 0
|  |  |  | 2857.1429 | 10000 | 0 | 2857.1429 | 320.6997 | 16034.9854 | #DIV/0! | #DIV/0! | 432 | 0 | 0
| 7 | 1 | 145 | 119.0476 | 0 | 0 | 0 | 2.4295 | 121.4772 | #DIV/0! | #DIV/0! | 18 | 0 | 0
| 7 | 2 | 146 | 119.0476 | 0 | 0 | 0 | 2.4295 | 121.4772 | #DIV/0! | #DIV/0! | 18 | 0 | 0
| 7 | 3 | 147 | 119.0476 | 0 | 0 | 0 | 2.4295 | 121.4772 | #DIV/0! | #DIV/0! | 18 | 0 | 0
| 7 | 4 | 148 | 119.0476 | 0 | 0 | 0 | 2.4295 | 121.4772 | #DIV/0! | #DIV/0! | 18 | 0 | 0
| 7 | 5 | 149 | 119.0476 | 0 | 0 | 0 | 2.4295 | 121.4772 | #DIV/0! | #DIV/0! | 18 | 0 | 0
| 7 | 6 | 150 | 119.0476 | 1607.1429 | 0 | 0 | 35.2284 | 1761.4189 | #DIV/0! | #DIV/0! | 18 | 0 | 0
| 7 | 7 | 151 | 119.0476 | 2678.5714 | 0 | 0 | 57.0943 | 2854.7133 | #DIV/0! | #DIV/0! | 18 | 0 | 0
| 7 | 8 | 152 | 119.0476 | 2678.5714 | 0 | 657.1429 | 70.5053 | 3525.2672 | #DIV/0! | #DIV/0! | 18 | 0 | 0
| 7 | 9 | 153 | 119.0476 | 2678.5714 | 0 | 657.1429 | 70.5053 | 3525.2672 | #DIV/0! | #DIV/0! | 18 | 0 | 0
| 7 | 10 | 154 | 119.0476 | 1071.4286 | 0 | 657.1429 | 37.7065 | 1885.3256 | #DIV/0! | #DIV/0! | 18 | 0 | 0
| 7 | 11 | 155 | 119.0476 | 0 | 0 | 657.1429 | 15.8406 | 792.0311 | #DIV/0! | #DIV/0! | 18 | 0 | 0
| 7 | 12 | 156 | 119.0476 | 0 | 0 | 657.1429 | 15.8406 | 792.0311 | #DIV/0! | #DIV/0! | 18 | 0 | 0
| 7 | 13 | 157 | 119.0476 | 0 | 0 | 657.1429 | 15.8406 | 792.0311 | #DIV/0! | #DIV/0! | 18 | 0 | 0
| 7 | 14 | 158 | 119.0476 | 0 | 0 | 657.1429 | 15.8406 | 792.0311 | #DIV/0! | #DIV/0! | 18 | 0 | 0
| 7 | 15 | 159 | 119.0476 | 0 | 0 | 657.1429 | 15.8406 | 792.0311 | #DIV/0! | #DIV/0! | 18 | 0 | 0
| 7 | 16 | 160 | 119.0476 | 0 | 0 | 657.1429 | 15.8406 | 792.0311 | #DIV/0! | #DIV/0! | 18 | 0 | 0
| 7 | 17 | 161 | 119.0476 | 0 | 0 | 657.1429 | 15.8406 | 792.0311 | #DIV/0! | #DIV/0! | 18 | 0 | 0
| 7 | 18 | 162 | 119.0476 | 0 | 0 | 0 | 2.4295 | 121.4772 | #DIV/0! | #DIV/0! | 18 | 0 | 0
| 7 | 19 | 163 | 119.0476 | 1339.2857 | 0 | 0 | 29.7619 | 1488.0952 | #DIV/0! | #DIV/0! | 18 | 0 | 0
| 7 | 20 | 164 | 119.0476 | 2678.5714 | 0 | 0 | 57.0943 | 2854.7133 | #DIV/0! | #DIV/0! | 18 | 0 | 0
| 7 | 21 | 165 | 119.0476 | 2678.5714 | 0 | 0 | 57.0943 | 2854.7133 | #DIV/0! | #DIV/0! | 18 | 0 | 0
| 7 | 22 | 166 | 119.0476 | 2678.5714 | 0 | 0 | 57.0943 | 2854.7133 | #DIV/0! | #DIV/0! | 18 | 0 | 0
| 7 | 23 | 167 | 119.0476 | 1339.2857 | 0 | 0 | 29.7619 | 1488.0952 | #DIV/0! | #DIV/0! | 18 | 0 | 0
| 7 | 24 | 168 | 119.0476 | 0 | 0 | 0 | 2.4295 | 121.4772 | #DIV/0! | #DIV/0! | 18 | 0 | 0
|  |  |  | 2857.1429 | 21428.5714 | 0 | 6571.4286 | 629.7376 | 31486.8805 | #DIV/0! | #DIV/0! | 432 | 0 | 0
| 8 | 1 | 169 | 119.0476 | 0 | 0 | 0 | 2.4295 | 121.4772 | #DIV/0! | #DIV/0! | 18 | 0 | 0
| 8 | 2 | 170 | 119.0476 | 0 | 0 | 0 | 2.4295 | 121.4772 | #DIV/0! | #DIV/0! | 18 | 0 | 0
| 8 | 3 | 171 | 119.0476 | 0 | 0 | 0 | 2.4295 | 121.4772 | #DIV/0! | #DIV/0! | 18 | 0 | 0
| 8 | 4 | 172 | 119.0476 | 0 | 0 | 0 | 2.4295 | 121.4772 | #DIV/0! | #DIV/0! | 18 | 0 | 0
| 8 | 5 | 173 | 119.0476 | 0 | 0 | 0 | 2.4295 | 121.4772 | #DIV/0! | #DIV/0! | 18 | 0 | 0
| 8 | 6 | 174 | 119.0476 | 1607.1429 | 0 | 0 | 35.2284 | 1761.4189 | #DIV/0! | #DIV/0! | 18 | 0 | 0
| 8 | 7 | 175 | 119.0476 | 2678.5714 | 0 | 0 | 57.0943 | 2854.7133 | #DIV/0! | #DIV/0! | 18 | 0 | 0
| 8 | 8 | 176 | 119.0476 | 2678.5714 | 0 | 657.1429 | 70.5053 | 3525.2672 | #DIV/0! | #DIV/0! | 18 | 0 | 0
| 8 | 9 | 177 | 119.0476 | 2678.5714 | 0 | 657.1429 | 70.5053 | 3525.2672 | #DIV/0! | #DIV/0! | 18 | 0 | 0
| 8 | 10 | 178 | 119.0476 | 1071.4286 | 0 | 657.1429 | 37.7065 | 1885.3256 | #DIV/0! | #DIV/0! | 18 | 0 | 0
| 8 | 11 | 179 | 119.0476 | 0 | 0 | 657.1429 | 15.8406 | 792.0311 | #DIV/0! | #DIV/0! | 18 | 0 | 0
| 8 | 12 | 180 | 119.0476 | 0 | 0 | 657.1429 | 15.8406 | 792.0311 | #DIV/0! | #DIV/0! | 18 | 0 | 0
| 8 | 13 | 181 | 119.0476 | 0 | 0 | 657.1429 | 15.8406 | 792.0311 | #DIV/0! | #DIV/0! | 18 | 0 | 0
| 8 | 14 | 182 | 119.0476 | 0 | 0 | 657.1429 | 15.8406 | 792.0311 | #DIV/0! | #DIV/0! | 18 | 0 | 0
| 8 | 15 | 183 | 119.0476 | 0 | 0 | 657.1429 | 15.8406 | 792.0311 | #DIV/0! | #DIV/0! | 18 | 0 | 0
| 8 | 16 | 184 | 119.0476 | 0 | 0 | 657.1429 | 15.8406 | 792.0311 | #DIV/0! | #DIV/0! | 18 | 0 | 0
| 8 | 17 | 185 | 119.0476 | 0 | 0 | 657.1429 | 15.8406 | 792.0311 | #DIV/0! | #DIV/0! | 18 | 0 | 0
| 8 | 18 | 186 | 119.0476 | 0 | 0 | 0 | 2.4295 | 121.4772 | #DIV/0! | #DIV/0! | 18 | 0 | 0
| 8 | 19 | 187 | 119.0476 | 1339.2857 | 0 | 0 | 29.7619 | 1488.0952 | #DIV/0! | #DIV/0! | 18 | 0 | 0
| 8 | 20 | 188 | 119.0476 | 2678.5714 | 0 | 0 | 57.0943 | 2854.7133 | #DIV/0! | #DIV/0! | 18 | 0 | 0
| 8 | 21 | 189 | 119.0476 | 2678.5714 | 0 | 0 | 57.0943 | 2854.7133 | #DIV/0! | #DIV/0! | 18 | 0 | 0
| 8 | 22 | 190 | 119.0476 | 2678.5714 | 0 | 0 | 57.0943 | 2854.7133 | #DIV/0! | #DIV/0! | 18 | 0 | 0
| 8 | 23 | 191 | 119.0476 | 1339.2857 | 0 | 0 | 29.7619 | 1488.0952 | #DIV/0! | #DIV/0! | 18 | 0 | 0
| 8 | 24 | 192 | 119.0476 | 0 | 0 | 0 | 2.4295 | 121.4772 | #DIV/0! | #DIV/0! | 18 | 0 | 0
|  |  |  | 2857.1429 | 21428.5714 | 0 | 6571.4286 | 629.7376 | 31486.8805 | #DIV/0! | #DIV/0! | 432 | 0 | 0
| 9 | 1 | 193 | 595.2381 | 0 | 0 | 0 | 12.1477 | 607.3858 | #DIV/0! | #DIV/0! | 18 | 0 | 0
| 9 | 2 | 194 | 595.2381 | 0 | 0 | 0 | 12.1477 | 607.3858 | #DIV/0! | #DIV/0! | 18 | 0 | 0
| 9 | 3 | 195 | 595.2381 | 0 | 0 | 0 | 12.1477 | 607.3858 | #DIV/0! | #DIV/0! | 18 | 0 | 0
| 9 | 4 | 196 | 595.2381 | 0 | 0 | 0 | 12.1477 | 607.3858 | #DIV/0! | #DIV/0! | 18 | 0 | 0
| 9 | 5 | 197 | 595.2381 | 0 | 0 | 0 | 12.1477 | 607.3858 | #DIV/0! | #DIV/0! | 18 | 0 | 0
| 9 | 6 | 198 | 595.2381 | 642.8571 | 0 | 0 | 25.2672 | 1263.3625 | #DIV/0! | #DIV/0! | 18 | 0 | 0
| 9 | 7 | 199 | 595.2381 | 1071.4286 | 0 | 0 | 34.0136 | 1700.6803 | #DIV/0! | #DIV/0! | 18 | 0 | 0
| 9 | 8 | 200 | 595.2381 | 1071.4286 | 0 | 285.7143 | 39.8445 | 1992.2255 | #DIV/0! | #DIV/0! | 18 | 0 | 0
| 9 | 9 | 201 | 595.2381 | 1071.4286 | 0 | 285.7143 | 39.8445 | 1992.2255 | #DIV/0! | #DIV/0! | 18 | 0 | 0
| 9 | 10 | 202 | 595.2381 | 428.5714 | 0 | 285.7143 | 26.725 | 1336.2488 | #DIV/0! | #DIV/0! | 18 | 0 | 0
| 9 | 11 | 203 | 595.2381 | 0 | 0 | 285.7143 | 17.9786 | 898.931 | #DIV/0! | #DIV/0! | 18 | 0 | 0
| 9 | 12 | 204 | 595.2381 | 0 | 0 | 285.7143 | 17.9786 | 898.931 | #DIV/0! | #DIV/0! | 18 | 0 | 0
| 9 | 13 | 205 | 595.2381 | 0 | 0 | 285.7143 | 17.9786 | 898.931 | #DIV/0! | #DIV/0! | 18 | 0 | 0
| 9 | 14 | 206 | 595.2381 | 0 | 0 | 285.7143 | 17.9786 | 898.931 | #DIV/0! | #DIV/0! | 18 | 0 | 0
| 9 | 15 | 207 | 595.2381 | 0 | 0 | 285.7143 | 17.9786 | 898.931 | #DIV/0! | #DIV/0! | 18 | 0 | 0
| 9 | 16 | 208 | 595.2381 | 0 | 0 | 285.7143 | 17.9786 | 898.931 | #DIV/0! | #DIV/0! | 18 | 0 | 0
| 9 | 17 | 209 | 595.2381 | 0 | 0 | 285.7143 | 17.9786 | 898.931 | #DIV/0! | #DIV/0! | 18 | 0 | 0
| 9 | 18 | 210 | 595.2381 | 0 | 0 | 0 | 12.1477 | 607.3858 | #DIV/0! | #DIV/0! | 18 | 0 | 0
| 9 | 19 | 211 | 595.2381 | 535.7143 | 0 | 0 | 23.0807 | 1154.033 | #DIV/0! | #DIV/0! | 18 | 0 | 0
| 9 | 20 | 212 | 595.2381 | 1071.4286 | 0 | 0 | 34.0136 | 1700.6803 | #DIV/0! | #DIV/0! | 18 | 0 | 0
| 9 | 21 | 213 | 595.2381 | 1071.4286 | 0 | 0 | 34.0136 | 1700.6803 | #DIV/0! | #DIV/0! | 18 | 0 | 0
| 9 | 22 | 214 | 595.2381 | 1071.4286 | 0 | 0 | 34.0136 | 1700.6803 | #DIV/0! | #DIV/0! | 18 | 0 | 0
| 9 | 23 | 215 | 595.2381 | 535.7143 | 0 | 0 | 23.0807 | 1154.033 | #DIV/0! | #DIV/0! | 18 | 0 | 0
| 9 | 24 | 216 | 595.2381 | 0 | 0 | 0 | 12.1477 | 607.3858 | #DIV/0! | #DIV/0! | 18 | 0 | 0
|  |  |  | 14285.7143 | 8571.4286 | 0 | 2857.1429 | 524.7813 | 26239.0671 | #DIV/0! | #DIV/0! | 432 | 0 | 0
| 10 | 1 | 217 | 1011.9048 | 0 | 0 | 0 | 20.6511 | 1032.5559 | #DIV/0! | #DIV/0! | 18 | 0 | 0
| 10 | 2 | 218 | 1011.9048 | 0 | 0 | 0 | 20.6511 | 1032.5559 | #DIV/0! | #DIV/0! | 18 | 0 | 0
| 10 | 3 | 219 | 1011.9048 | 0 | 0 | 0 | 20.6511 | 1032.5559 | #DIV/0! | #DIV/0! | 18 | 0 | 0
| 10 | 4 | 220 | 1011.9048 | 0 | 0 | 0 | 20.6511 | 1032.5559 | #DIV/0! | #DIV/0! | 18 | 0 | 0
| 10 | 5 | 221 | 1011.9048 | 0 | 0 | 0 | 20.6511 | 1032.5559 | #DIV/0! | #DIV/0! | 18 | 0 | 0
| 10 | 6 | 222 | 1011.9048 | 364.2857 | 0 | 0 | 28.0855 | 1404.276 | #DIV/0! | #DIV/0! | 18 | 0 | 0
| 10 | 7 | 223 | 1011.9048 | 607.1429 | 0 | 0 | 33.0418 | 1652.0894 | #DIV/0! | #DIV/0! | 18 | 0 | 0
| 10 | 8 | 224 | 1011.9048 | 607.1429 | 0 | 142.8571 | 35.9572 | 1797.862 | #DIV/0! | #DIV/0! | 18 | 0 | 0
| 10 | 9 | 225 | 1011.9048 | 607.1429 | 0 | 142.8571 | 35.9572 | 1797.862 | #DIV/0! | #DIV/0! | 18 | 0 | 0
| 10 | 10 | 226 | 1011.9048 | 242.8571 | 0 | 142.8571 | 28.5228 | 1426.1419 | #DIV/0! | #DIV/0! | 18 | 0 | 0
| 10 | 11 | 227 | 1011.9048 | 0 | 0 | 142.8571 | 23.5666 | 1178.3285 | #DIV/0! | #DIV/0! | 18 | 0 | 0
| 10 | 12 | 228 | 1011.9048 | 0 | 0 | 142.8571 | 23.5666 | 1178.3285 | #DIV/0! | #DIV/0! | 18 | 0 | 0
| 10 | 13 | 229 | 1011.9048 | 0 | 0 | 142.8571 | 23.5666 | 1178.3285 | #DIV/0! | #DIV/0! | 18 | 0 | 0
| 10 | 14 | 230 | 1011.9048 | 0 | 0 | 142.8571 | 23.5666 | 1178.3285 | #DIV/0! | #DIV/0! | 18 | 0 | 0
| 10 | 15 | 231 | 1011.9048 | 0 | 0 | 142.8571 | 23.5666 | 1178.3285 | #DIV/0! | #DIV/0! | 18 | 0 | 0
| 10 | 16 | 232 | 1011.9048 | 0 | 0 | 142.8571 | 23.5666 | 1178.3285 | #DIV/0! | #DIV/0! | 18 | 0 | 0
| 10 | 17 | 233 | 1011.9048 | 0 | 0 | 142.8571 | 23.5666 | 1178.3285 | #DIV/0! | #DIV/0! | 18 | 0 | 0
| 10 | 18 | 234 | 1011.9048 | 0 | 0 | 0 | 20.6511 | 1032.5559 | #DIV/0! | #DIV/0! | 18 | 0 | 0
| 10 | 19 | 235 | 1011.9048 | 303.5714 | 0 | 0 | 26.8465 | 1342.3226 | #DIV/0! | #DIV/0! | 18 | 0 | 0
| 10 | 20 | 236 | 1011.9048 | 607.1429 | 0 | 0 | 33.0418 | 1652.0894 | #DIV/0! | #DIV/0! | 18 | 0 | 0
| 10 | 21 | 237 | 1011.9048 | 607.1429 | 0 | 0 | 33.0418 | 1652.0894 | #DIV/0! | #DIV/0! | 18 | 0 | 0
| 10 | 22 | 238 | 1011.9048 | 607.1429 | 0 | 0 | 33.0418 | 1652.0894 | #DIV/0! | #DIV/0! | 18 | 0 | 0
| 10 | 23 | 239 | 1011.9048 | 303.5714 | 0 | 0 | 26.8465 | 1342.3226 | #DIV/0! | #DIV/0! | 18 | 0 | 0
| 10 | 24 | 240 | 1011.9048 | 0 | 0 | 0 | 20.6511 | 1032.5559 | #DIV/0! | #DIV/0! | 18 | 0 | 0
|  |  |  | 24285.7143 | 4857.1429 | 0 | 1428.5714 | 623.9067 | 31195.3353 | #DIV/0! | #DIV/0! | 432 | 0 | 0
| 11 | 1 | 241 | 1369.0476 | 0 | 0 | 0 | 27.9397 | 1396.9874 | #DIV/0! | #DIV/0! | 18 | 0 | 0
| 11 | 2 | 242 | 1369.0476 | 0 | 0 | 0 | 27.9397 | 1396.9874 | #DIV/0! | #DIV/0! | 18 | 0 | 0
| 11 | 3 | 243 | 1369.0476 | 0 | 0 | 0 | 27.9397 | 1396.9874 | #DIV/0! | #DIV/0! | 18 | 0 | 0
| 11 | 4 | 244 | 1369.0476 | 0 | 0 | 0 | 27.9397 | 1396.9874 | #DIV/0! | #DIV/0! | 18 | 0 | 0
| 11 | 5 | 245 | 1369.0476 | 0 | 0 | 0 | 27.9397 | 1396.9874 | #DIV/0! | #DIV/0! | 18 | 0 | 0
| 11 | 6 | 246 | 1369.0476 | 428.5714 | 0 | 0 | 36.6861 | 1834.3052 | #DIV/0! | #DIV/0! | 18 | 0 | 0
| 11 | 7 | 247 | 1369.0476 | 714.2857 | 0 | 0 | 42.517 | 2125.8503 | #DIV/0! | #DIV/0! | 18 | 0 | 0
| 11 | 8 | 248 | 1369.0476 | 714.2857 | 0 | 142.8571 | 45.4325 | 2271.6229 | #DIV/0! | #DIV/0! | 18 | 0 | 0
| 11 | 9 | 249 | 1369.0476 | 714.2857 | 0 | 142.8571 | 45.4325 | 2271.6229 | #DIV/0! | #DIV/0! | 18 | 0 | 0
| 11 | 10 | 250 | 1369.0476 | 285.7143 | 0 | 142.8571 | 36.6861 | 1834.3052 | #DIV/0! | #DIV/0! | 18 | 0 | 0
| 11 | 11 | 251 | 1369.0476 | 0 | 0 | 142.8571 | 30.8552 | 1542.76 | #DIV/0! | #DIV/0! | 18 | 0 | 0
| 11 | 12 | 252 | 1369.0476 | 0 | 0 | 142.8571 | 30.8552 | 1542.76 | #DIV/0! | #DIV/0! | 18 | 0 | 0
| 11 | 13 | 253 | 1369.0476 | 0 | 0 | 142.8571 | 30.8552 | 1542.76 | #DIV/0! | #DIV/0! | 18 | 0 | 0
| 11 | 14 | 254 | 1369.0476 | 0 | 0 | 142.8571 | 30.8552 | 1542.76 | #DIV/0! | #DIV/0! | 18 | 0 | 0
| 11 | 15 | 255 | 1369.0476 | 0 | 0 | 142.8571 | 30.8552 | 1542.76 | #DIV/0! | #DIV/0! | 18 | 0 | 0
| 11 | 16 | 256 | 1369.0476 | 0 | 0 | 142.8571 | 30.8552 | 1542.76 | #DIV/0! | #DIV/0! | 18 | 0 | 0
| 11 | 17 | 257 | 1369.0476 | 0 | 0 | 142.8571 | 30.8552 | 1542.76 | #DIV/0! | #DIV/0! | 18 | 0 | 0
| 11 | 18 | 258 | 1369.0476 | 0 | 0 | 0 | 27.9397 | 1396.9874 | #DIV/0! | #DIV/0! | 18 | 0 | 0
| 11 | 19 | 259 | 1369.0476 | 357.1429 | 0 | 0 | 35.2284 | 1761.4189 | #DIV/0! | #DIV/0! | 18 | 0 | 0
| 11 | 20 | 260 | 1369.0476 | 714.2857 | 0 | 0 | 42.517 | 2125.8503 | #DIV/0! | #DIV/0! | 18 | 0 | 0
| 11 | 21 | 261 | 1369.0476 | 714.2857 | 0 | 0 | 42.517 | 2125.8503 | #DIV/0! | #DIV/0! | 18 | 0 | 0
| 11 | 22 | 262 | 1369.0476 | 714.2857 | 0 | 0 | 42.517 | 2125.8503 | #DIV/0! | #DIV/0! | 18 | 0 | 0
| 11 | 23 | 263 | 1369.0476 | 357.1429 | 0 | 0 | 35.2284 | 1761.4189 | #DIV/0! | #DIV/0! | 18 | 0 | 0
| 11 | 24 | 264 | 1369.0476 | 0 | 0 | 0 | 27.9397 | 1396.9874 | #DIV/0! | #DIV/0! | 18 | 0 | 0
|  |  |  | 32857.1429 | 5714.2857 | 0 | 1428.5714 | 816.3265 | 40816.3265 | #DIV/0! | #DIV/0! | 432 | 0 | 0
| 12 | 1 | 265 | 2857.1429 | 0 | 142.8571 | 0 | 61.2245 | 3061.2245 | #DIV/0! | #DIV/0! | 18 | 0 | 0
| 12 | 2 | 266 | 2857.1429 | 0 | 142.8571 | 0 | 61.2245 | 3061.2245 | #DIV/0! | #DIV/0! | 18 | 0 | 0
| 12 | 3 | 267 | 2857.1429 | 0 | 142.8571 | 0 | 61.2245 | 3061.2245 | #DIV/0! | #DIV/0! | 18 | 0 | 0
| 12 | 4 | 268 | 2857.1429 | 0 | 142.8571 | 0 | 61.2245 | 3061.2245 | #DIV/0! | #DIV/0! | 18 | 0 | 0
| 12 | 5 | 269 | 2857.1429 | 0 | 142.8571 | 0 | 61.2245 | 3061.2245 | #DIV/0! | #DIV/0! | 18 | 0 | 0
| 12 | 6 | 270 | 2857.1429 | 2250 | 142.8571 | 0 | 107.1429 | 5357.1429 | #DIV/0! | #DIV/0! | 18 | 0 | 0
| 12 | 7 | 271 | 2857.1429 | 3750 | 142.8571 | 0 | 137.7551 | 6887.7551 | #DIV/0! | #DIV/0! | 18 | 0 | 0
| 12 | 8 | 272 | 2857.1429 | 3750 | 142.8571 | 1142.8571 | 161.0787 | 8053.9359 | #DIV/0! | #DIV/0! | 18 | 0 | 0
| 12 | 9 | 273 | 2857.1429 | 3750 | 142.8571 | 1142.8571 | 161.0787 | 8053.9359 | #DIV/0! | #DIV/0! | 18 | 0 | 0
| 12 | 10 | 274 | 2857.1429 | 1500 | 142.8571 | 1142.8571 | 115.1603 | 5758.0175 | #DIV/0! | #DIV/0! | 18 | 0 | 0
| 12 | 11 | 275 | 2857.1429 | 0 | 142.8571 | 1142.8571 | 84.5481 | 4227.4052 | #DIV/0! | #DIV/0! | 18 | 0 | 0
| 12 | 12 | 276 | 2857.1429 | 0 | 142.8571 | 1142.8571 | 84.5481 | 4227.4052 | #DIV/0! | #DIV/0! | 18 | 0 | 0
| 12 | 13 | 277 | 2857.1429 | 0 | 142.8571 | 1142.8571 | 84.5481 | 4227.4052 | #DIV/0! | #DIV/0! | 18 | 0 | 0
| 12 | 14 | 278 | 2857.1429 | 0 | 142.8571 | 1142.8571 | 84.5481 | 4227.4052 | #DIV/0! | #DIV/0! | 18 | 0 | 0
| 12 | 15 | 279 | 2857.1429 | 0 | 142.8571 | 1142.8571 | 84.5481 | 4227.4052 | #DIV/0! | #DIV/0! | 18 | 0 | 0
| 12 | 16 | 280 | 2857.1429 | 0 | 142.8571 | 1142.8571 | 84.5481 | 4227.4052 | #DIV/0! | #DIV/0! | 18 | 0 | 0
| 12 | 17 | 281 | 2857.1429 | 0 | 142.8571 | 1142.8571 | 84.5481 | 4227.4052 | #DIV/0! | #DIV/0! | 18 | 0 | 0
| 12 | 18 | 282 | 2857.1429 | 0 | 142.8571 | 0 | 61.2245 | 3061.2245 | #DIV/0! | #DIV/0! | 18 | 0 | 0
| 12 | 19 | 283 | 2857.1429 | 1875 | 142.8571 | 0 | 99.4898 | 4974.4898 | #DIV/0! | #DIV/0! | 18 | 0 | 0
| 12 | 20 | 284 | 2857.1429 | 3750 | 142.8571 | 0 | 137.7551 | 6887.7551 | #DIV/0! | #DIV/0! | 18 | 0 | 0
| 12 | 21 | 285 | 2857.1429 | 3750 | 142.8571 | 0 | 137.7551 | 6887.7551 | #DIV/0! | #DIV/0! | 18 | 0 | 0
| 12 | 22 | 286 | 2857.1429 | 3750 | 142.8571 | 0 | 137.7551 | 6887.7551 | #DIV/0! | #DIV/0! | 18 | 0 | 0
| 12 | 23 | 287 | 2857.1429 | 1875 | 142.8571 | 0 | 99.4898 | 4974.4898 | #DIV/0! | #DIV/0! | 18 | 0 | 0
| 12 | 24 | 288 | 2857.1429 | 0 | 142.8571 | 0 | 61.2245 | 3061.2245 | #DIV/0! | #DIV/0! | 18 | 0 | 0
|  |  |  | 68571.4286 | 30000 | 3428.5714 | 11428.5714 | 2314.8688 | 115743.4402 | #DIV/0! | #DIV/0! | 432 | 0 | 0

## P&L y Cash Flow
CÁLCULO DE LA CUENTA DE RESULTADOS
| Año 0 | Año 1 | Año 2 | Año 3 | Año 4 | Año 5 | Año 6 | Año 7 | Año 8 | Año 9 | Año 10 | Año 11 | Año 12 | Año 13 | Año 14 | Año 15 | Año 16 | Año 17 | Año 18 | Año 19 | Año 20
Ingresos operativos |  | 9897297.66 | 10095243.6132 | 10297148.4855 | 10503091.4552 | 10713153.2843 | 10927416.35 | 11145964.677 | 11368883.9705 | 11596261.6499 | 11828186.8829 | 12064750.6206 | 12306045.633 | 12552166.5456 | 12803209.8766 | 13059274.0741 | 13320459.5556 | 13586868.7467 | 13858606.1216 | 14135778.244 | 14418493.8089
Gastos operativos |  | 8186361.7923 | 8350089.0281 | 8517090.8087 | 8687432.6249 | 8861181.2774 | 9038404.9029 | 9219173.001 | 9403556.461 | 9591627.5902 | 9783460.142 | 9979129.3449 | 10178711.9317 | 10382286.1704 | 10589931.8938 | 10801730.5317 | 11017765.1423 | 11238120.4451 | 11462882.8541 | 11692140.5111 | 11925983.3214
Margen operativo bruto |  | 1710935.8677 | 1745154.5851 | 1780057.6768 | 1815658.8303 | 1851972.0069 | 1889011.4471 | 1926791.676 | 1965327.5095 | 2004634.0597 | 2044726.7409 | 2085621.2757 | 2127333.7012 | 2169880.3753 | 2213277.9828 | 2257543.5424 | 2302694.4133 | 2348748.3015 | 2395723.2676 | 2443637.7329 | 2492510.4876
- Amortización |  | 541873.4252 | 541873.4252 | 541873.4252 | 541873.4252 | 541873.4252 | 541873.4252 | 541873.4252 | 541873.4252 | 541873.4252 | 541873.4252 | 541873.4252 | 541873.4252 | 541873.4252 | 541873.4252 | 541873.4252 | 541873.4252 | 541873.4252 | 541873.4252 | 541873.4252 | 541873.4252
- Intereses |  | 0 | 0 | 0 | 0 | 0 | 0 | 0 | 0 | 0 | 0 | 0 | 0 | 0 | 0 | 0 | 0 | 0 | 0 | 0 | 0
Beneficio antes de impuestos |  | 1169062.4426 | 1203281.1599 | 1238184.2516 | 1273785.4052 | 1310098.5818 | 1347138.0219 | 1384918.2508 | 1423454.0844 | 1462760.6345 | 1502853.3157 | 1543747.8506 | 1585460.2761 | 1628006.9501 | 1671404.5576 | 1715670.1173 | 1760820.9881 | 1806874.8764 | 1853849.8424 | 1901764.3078 | 1950637.0624
(Tipo impositivo) | 26.5% | 26.5% | 26.5% | 26.5% | 26.5% | 26.5% | 26.5% | 26.5% | 26.5% | 26.5% | 26.5% | 26.5% | 26.5% | 26.5% | 26.5% | 26.5% | 26.5% | 26.5% | 26.5% | 26.5% | 26.5%
- Impuestos |  | 309801.5473 | 318869.5074 | 328118.8267 | 337553.1324 | 347176.1242 | 356991.5758 | 367003.3365 | 377215.3324 | 387631.5682 | 398256.1287 | 409093.1804 | 420146.9732 | 431421.8418 | 442922.2078 | 454652.5811 | 466617.5618 | 478821.8422 | 491270.2082 | 503967.5416 | 516918.8215
BENEFICIO NETO |  | 859260.8953 | 884411.6525 | 910065.4249 | 936232.2728 | 962922.4576 | 990146.4461 | 1017914.9144 | 1046238.752 | 1075129.0664 | 1104597.1871 | 1134654.6702 | 1165313.3029 | 1196585.1083 | 1228482.3498 | 1261017.5362 | 1294203.4263 | 1328053.0341 | 1362579.6342 | 1397796.7662 | 1433718.2409
Porcentaje de incremento |  |  | 2.927% | 2.901% | 2.875% | 2.851% | 2.827% | 2.804% | 2.783% | 2.761% | 2.741% | 2.721% | 2.702% | 2.684% | 2.666% | 2.648% | 2.632% | 2.615% | 2.6% | 2.585% | 2.57%
CÁLCULO DEL FLUJO DE FONDOS PARA EL SERVICIO DE LA DEUDA
| Año 0 | Año 1 | Año 2 | Año 3 | Año 4 | Año 5 | Año 6 | Año 7 | Año 8 | Año 9 | Año 10 | Año 11 | Año 12 | Año 13 | Año 14 | Año 15 | Año 16 | Año 17 | Año 18 | Año 19 | Año 20
Margen operativo bruto |  | 1710935.8677 | 1745154.5851 | 1780057.6768 | 1815658.8303 | 1851972.0069 | 1889011.4471 | 1926791.676 | 1965327.5095 | 2004634.0597 | 2044726.7409 | 2085621.2757 | 2127333.7012 | 2169880.3753 | 2213277.9828 | 2257543.5424 | 2302694.4133 | 2348748.3015 | 2395723.2676 | 2443637.7329 | 2492510.4876
- Impuestos |  | 309801.5473 | 318869.5074 | 328118.8267 | 337553.1324 | 347176.1242 | 356991.5758 | 367003.3365 | 377215.3324 | 387631.5682 | 398256.1287 | 409093.1804 | 420146.9732 | 431421.8418 | 442922.2078 | 454652.5811 | 466617.5618 | 478821.8422 | 491270.2082 | 503967.5416 | 516918.8215
- Incremento de necesidades operativas de fondos (NOF) |  | 1979459.532 | 39589.1906 | 40380.9745 | 41188.5939 | 42012.3658 | 42852.6131 | 43709.6654 | 44583.8587 | 45475.5359 | 46385.0466 | 47312.7475 | 48259.0025 | 49224.1825 | 50208.6662 | 51212.8395 | 52237.0963 | 53281.8382 | 54347.475 | 55434.4245 | 56543.113
Cálculo del NOF:
Caja necesaria como % de los ingresos operativos | bar: Año 1 to Año 20
Caja necesaria |  | 494864.883 | 504762.1807 | 514857.4243 | 525154.5728 | 535657.6642 | 546370.8175 | 557298.2338 | 568444.1985 | 579813.0825 | 591409.3441 | 603237.531 | 615302.2816 | 627608.3273 | 640160.4938 | 652963.7037 | 666022.9778 | 679343.4373 | 692930.3061 | 706788.9122 | 720924.6904
Clientes como % de los ingresos operativos |  | 20% | 20% | 20% | 20% | 20% | 20% | 20% | 20% | 20% | 20% | 20% | 20% | 20% | 20% | 20% | 20% | 20% | 20% | 20% | 20%
Clientes |  | 1979459.532 | 2019048.7226 | 2059429.6971 | 2100618.291 | 2142630.6569 | 2185483.27 | 2229192.9354 | 2273776.7941 | 2319252.33 | 2365637.3766 | 2412950.1241 | 2461209.1266 | 2510433.3091 | 2560641.9753 | 2611854.8148 | 2664091.9111 | 2717373.7493 | 2771721.2243 | 2827155.6488 | 2883698.7618
Proveedores como % de los ingresos operativos | bar: Año 1 to Año 20
Proveedores |  | 494864.883 | 504762.1807 | 514857.4243 | 525154.5728 | 535657.6642 | 546370.8175 | 557298.2338 | 568444.1985 | 579813.0825 | 591409.3441 | 603237.531 | 615302.2816 | 627608.3273 | 640160.4938 | 652963.7037 | 666022.9778 | 679343.4373 | 692930.3061 | 706788.9122 | 720924.6904
(NOF como % de los ingresos operativos) |  | 20% | 20% | 20% | 20% | 20% | 20% | 20% | 20% | 20% | 20% | 20% | 20% | 20% | 20% | 20% | 20% | 20% | 20% | 20% | 20%
NOF |  | 1979459.532 | 2019048.7226 | 2059429.6971 | 2100618.291 | 2142630.6569 | 2185483.27 | 2229192.9354 | 2273776.7941 | 2319252.33 | 2365637.3766 | 2412950.1241 | 2461209.1266 | 2510433.3091 | 2560641.9753 | 2611854.8148 | 2664091.9111 | 2717373.7493 | 2771721.2243 | 2827155.6488 | 2883698.7618
Flujo de caja disponible para el servicio de la deuda (FCD) |  | -578325.2116 | 1386695.8871 | 1411557.8756 | 1436917.104 | 1462783.5169 | 1489167.2581 | 1516078.6741 | 1543528.3185 | 1571526.9557 | 1600085.5656 | 1629215.3478 | 1658927.7256 | 1689234.3509 | 1720147.1088 | 1751678.1218 | 1783839.7551 | 1816644.6211 | 1850105.5843 | 1884235.7669 | 1919048.5531
CÁLCULO DEL RATIO DE COBERTURA DEL SERVICIO ANUAL DE LA DEUDA (RCSD)
| Año 0 | Año 1 | Año 2 | Año 3 | Año 4 | Año 5 | Año 6 | Año 7 | Año 8 | Año 9 | Año 10 | Año 11 | Año 12 | Año 13 | Año 14 | Año 15 | Año 16 | Año 17 | Año 18 | Año 19 | Año 20
Flujo de caja disponible para el servicio de la deuda |  | -578325.2116 | 1386695.8871 | 1411557.8756 | 1436917.104 | 1462783.5169 | 1489167.2581 | 1516078.6741 | 1543528.3185 | 1571526.9557 | 1600085.5656 | 1629215.3478 | 1658927.7256 | 1689234.3509 | 1720147.1088 | 1751678.1218 | 1783839.7551 | 1816644.6211 | 1850105.5843 | 1884235.7669 | 1919048.5531
Servicio a la deuda anual (SD) |  | 0 | 0 | 0 | 0 | 0 | 0 | 0 | 0 | 0 | 0 | 0 | 0 | 0 | 0 | 0 | 0 | 0 | 0 | 0 | 0
Ratio de cobertura del servicio anual de la deuda (RCSD) |  | #DIV/0! | #DIV/0! | #DIV/0! | #DIV/0! | #DIV/0! | #DIV/0! | #DIV/0! | #DIV/0! | #DIV/0! | #DIV/0! | #DIV/0! | #DIV/0! | #DIV/0! | #DIV/0! | #DIV/0! | #DIV/0! | #DIV/0! | #DIV/0! | #DIV/0! | #DIV/0!

## Balance,dividendos,VAN,IRR y PR
CÁLCULO DEL BALANCE
BALANCE ANTES DEL REPARTO DE DIVIDENDOS
| Año 0 | Año 1 | Año 2 | Año 3 | Año 4 | Año 5 | Año 6 | Año 7 | Año 8 | Año 9 | Año 10 | Año 11 | Año 12 | Año 13 | Año 14 | Año 15 | Año 16 | Año 17 | Año 18 | Año 19 | Año 20
Caja necesaria | 0 | 494864.883 | 504762.1807 | 514857.4243 | 525154.5728 | 535657.6642 | 546370.8175 | 557298.2338 | 568444.1985 | 579813.0825 | 591409.3441 | 603237.531 | 615302.2816 | 627608.3273 | 640160.4938 | 652963.7037 | 666022.9778 | 679343.4373 | 692930.3061 | 706788.9122 | 720924.6904
Caja suplementaria (si es negativa, sería deuda suplementaria) | 0 | -578325.2116 | 808370.6755 | 2219928.5511 | 3656845.6551 | 5119629.1721 | 6608796.4302 | 8124875.1043 | 9668403.4227 | 11239930.3784 | 12840015.944 | 14469231.2918 | 16128159.0174 | 17817393.3684 | 19537540.4772 | 21289218.599 | 23073058.3541 | 24889702.9752 | 26739808.5595 | 28624044.3264 | 30543092.8794
Clientes | 0 | 1979459.532 | 2019048.7226 | 2059429.6971 | 2100618.291 | 2142630.6569 | 2185483.27 | 2229192.9354 | 2273776.7941 | 2319252.33 | 2365637.3766 | 2412950.1241 | 2461209.1266 | 2510433.3091 | 2560641.9753 | 2611854.8148 | 2664091.9111 | 2717373.7493 | 2771721.2243 | 2827155.6488 | 2883698.7618
Inmovilizado neto | 10837468.5031 | 10295595.078 | 9753721.6528 | 9211848.2277 | 8669974.8025 | 8128101.3773 | 7586227.9522 | 7044354.527 | 6502481.1019 | 5960607.6767 | 5418734.2516 | 4876860.8264 | 4334987.4012 | 3793113.9761 | 3251240.5509 | 2709367.1258 | 2167493.7006 | 1625620.2755 | 1083746.8503 | 541873.4252 | 0
Gastos amortizables netos | 0 | 0 | 0 | 0 | 0 | 0 | 0 | 0 | 0 | 0 | 0 | 0 | 0 | 0 | 0 | 0 | 0 | 0 | 0 | 0 | 0
Total Activo | 10837468.5031 | 12191594.2814 | 13085903.2316 | 14006063.9001 | 14952593.3214 | 15926018.8705 | 16926878.4698 | 17955720.8006 | 19013105.5172 | 20099603.4676 | 21215796.9163 | 22362279.7734 | 23539657.8269 | 24748548.9809 | 25989583.4972 | 27263404.2433 | 28570666.9436 | 29912040.4373 | 31288206.9402 | 32699862.3125 | 34147716.3317
Proveedores | 0 | 494864.883 | 504762.1807 | 514857.4243 | 525154.5728 | 535657.6642 | 546370.8175 | 557298.2338 | 568444.1985 | 579813.0825 | 591409.3441 | 603237.531 | 615302.2816 | 627608.3273 | 640160.4938 | 652963.7037 | 666022.9778 | 679343.4373 | 692930.3061 | 706788.9122 | 720924.6904
Deuda principal | 0 | 0 | 0 | 0 | 0 | 0 | 0 | 0 | 0 | 0 | 0 | 0 | 0 | 0 | 0 | 0 | 0 | 0 | 0 | 0 | 0
Beneficios del año | 0 | 859260.8953 | 884411.6525 | 910065.4249 | 936232.2728 | 962922.4576 | 990146.4461 | 1017914.9144 | 1046238.752 | 1075129.0664 | 1104597.1871 | 1134654.6702 | 1165313.3029 | 1196585.1083 | 1228482.3498 | 1261017.5362 | 1294203.4263 | 1328053.0341 | 1362579.6342 | 1397796.7662 | 1433718.2409
Reservas acumuladas | 0 | 0 | 859260.8953 | 1743672.5478 | 2653737.9728 | 3589970.2455 | 4552892.7031 | 5543039.1492 | 6560954.0636 | 7607192.8156 | 8682321.882 | 9786919.0691 | 10921573.7392 | 12086887.0421 | 13283472.1505 | 14511954.5003 | 15772972.0365 | 17067175.4627 | 18395228.4969 | 19757808.131 | 21155604.8972
Subvención | 0 | 0 | 0 | 0 | 0 | 0 | 0 | 0 | 0 | 0 | 0 | 0 | 0 | 0 | 0 | 0 | 0 | 0 | 0 | 0 | 0
Capital | 10837468.5031 | 10837468.5031 | 10837468.5031 | 10837468.5031 | 10837468.5031 | 10837468.5031 | 10837468.5031 | 10837468.5031 | 10837468.5031 | 10837468.5031 | 10837468.5031 | 10837468.5031 | 10837468.5031 | 10837468.5031 | 10837468.5031 | 10837468.5031 | 10837468.5031 | 10837468.5031 | 10837468.5031 | 10837468.5031 | 10837468.5031
Total Pasivo | 10837468.5031 | 12191594.2814 | 13085903.2316 | 14006063.9001 | 14952593.3214 | 15926018.8705 | 16926878.4698 | 17955720.8006 | 19013105.5172 | 20099603.4676 | 21215796.9163 | 22362279.7734 | 23539657.8269 | 24748548.9809 | 25989583.4972 | 27263404.2433 | 28570666.9436 | 29912040.4373 | 31288206.9402 | 32699862.3125 | 34147716.3317
CÁLCULO DE LOS DIVIDENDOS DISTRIBUIBLES
| Año 0 | Año 1 | Año 2 | Año 3 | Año 4 | Año 5 | Año 6 | Año 7 | Año 8 | Año 9 | Año 10 | Año 11 | Año 12 | Año 13 | Año 14 | Año 15 | Año 16 | Año 17 | Año 18 | Año 19 | Año 20
Flujo de caja para el servicio de la deuda (FCD) | 0 | -578325.2116 | 1386695.8871 | 1411557.8756 | 1436917.104 | 1462783.5169 | 1489167.2581 | 1516078.6741 | 1543528.3185 | 1571526.9557 | 1600085.5656 | 1629215.3478 | 1658927.7256 | 1689234.3509 | 1720147.1088 | 1751678.1218 | 1783839.7551 | 1816644.6211 | 1850105.5843 | 1884235.7669 | 1919048.5531
Servicio de la deuda anual (SD) | 0 | 0 | 0 | 0 | 0 | 0 | 0 | 0 | 0 | 0 | 0 | 0 | 0 | 0 | 0 | 0 | 0 | 0 | 0 | 0 | 0
Flujo de caja disponible para dividendos (FCDiv = FCD-SD) | 0 | 0 | 1386695.8871 | 1411557.8756 | 1436917.104 | 1462783.5169 | 1489167.2581 | 1516078.6741 | 1543528.3185 | 1571526.9557 | 1600085.5656 | 1629215.3478 | 1658927.7256 | 1689234.3509 | 1720147.1088 | 1751678.1218 | 1783839.7551 | 1816644.6211 | 1850105.5843 | 1884235.7669 | 1919048.5531
FCDiv acumulado | 0 | 0 | 1386695.8871 | 2798253.7627 | 4235170.8667 | 5697954.3836 | 7187121.6417 | 8703200.3159 | 10246728.6343 | 11818255.59 | 13418341.1556 | 15047556.5034 | 16706484.229 | 18395718.5799 | 20115865.6887 | 21867543.8106 | 23651383.5657 | 25468028.1867 | 27318133.7711 | 29202369.5379 | 31121418.091
Beneficios del año | 0 | 859260.8953 | 884411.6525 | 910065.4249 | 936232.2728 | 962922.4576 | 990146.4461 | 1017914.9144 | 1046238.752 | 1075129.0664 | 1104597.1871 | 1134654.6702 | 1165313.3029 | 1196585.1083 | 1228482.3498 | 1261017.5362 | 1294203.4263 | 1328053.0341 | 1362579.6342 | 1397796.7662 | 1433718.2409
Beneficios acumulados como límite al reparto de dividendos | 0 | 859260.8953 | 1743672.5478 | 2653737.9728 | 3589970.2455 | 4552892.7031 | 5543039.1492 | 6560954.0636 | 7607192.8156 | 8682321.882 | 9786919.0691 | 10921573.7392 | 12086887.0421 | 13283472.1505 | 14511954.5003 | 15772972.0365 | 17067175.4627 | 18395228.4969 | 19757808.131 | 21155604.8972 | 22589323.1381
| 0 | 0 | 1386695.8871 | 2653737.9728 | 3589970.2455 | 4552892.7031 | 5543039.1492 | 6560954.0636 | 7607192.8156 | 8682321.882 | 9786919.0691 | 10921573.7392 | 12086887.0421 | 13283472.1505 | 14511954.5003 | 15772972.0365 | 17067175.4627 | 18395228.4969 | 19757808.131 | 21155604.8972 | 22589323.1381
Dividendos repartibles acumulados | 0 | 0 | 1386695.8871 | 2653737.9728 | 3589970.2455 | 4552892.7031 | 5543039.1492 | 6560954.0636 | 7607192.8156 | 8682321.882 | 9786919.0691 | 10921573.7392 | 12086887.0421 | 13283472.1505 | 14511954.5003 | 15772972.0365 | 17067175.4627 | 18395228.4969 | 19757808.131 | 21155604.8972 | 22589323.1381
Dividendos repartibles anualmente | 0 | 0 | 1386695.8871 | 1267042.0857 | 936232.2728 | 962922.4576 | 990146.4461 | 1017914.9144 | 1046238.752 | 1075129.0664 | 1104597.1871 | 1134654.6702 | 1165313.3029 | 1196585.1083 | 1228482.3498 | 1261017.5362 | 1294203.4263 | 1328053.0341 | 1362579.6342 | 1397796.7662 | 1433718.2409
CÁLCULO DEL BALANCE TRAS EL REPARTO DEL TOTAL DE LOS DIVIDENDOS REPARTIBLES
| Año 0 | Año 1 | Año 2 | Año 3 | Año 4 | Año 5 | Año 6 | Año 7 | Año 8 | Año 9 | Año 10 | Año 11 | Año 12 | Año 13 | Año 14 | Año 15 | Año 16 | Año 17 | Año 18 | Año 19 | Año 20
Caja necesaria | 0 | 494864.883 | 504762.1807 | 514857.4243 | 525154.5728 | 535657.6642 | 546370.8175 | 557298.2338 | 568444.1985 | 579813.0825 | 591409.3441 | 603237.531 | 615302.2816 | 627608.3273 | 640160.4938 | 652963.7037 | 666022.9778 | 679343.4373 | 692930.3061 | 706788.9122 | 720924.6904
Caja suplementaria | 0 | -578325.2116 | -578325.2116 | -433809.4216 | 66875.4096 | 566736.4689 | 1065757.2809 | 1563921.0407 | 2061210.6071 | 2557608.4964 | 3053096.875 | 3547657.5526 | 4041271.9753 | 4533921.2179 | 5025585.9769 | 5516246.5625 | 6005882.8914 | 6494474.4783 | 6982000.4285 | 7468439.4292 | 7953769.7413
Clientes | 0 | 1979459.532 | 2019048.7226 | 2059429.6971 | 2100618.291 | 2142630.6569 | 2185483.27 | 2229192.9354 | 2273776.7941 | 2319252.33 | 2365637.3766 | 2412950.1241 | 2461209.1266 | 2510433.3091 | 2560641.9753 | 2611854.8148 | 2664091.9111 | 2717373.7493 | 2771721.2243 | 2827155.6488 | 2883698.7618
Inmovilizado neto | 10837468.5031 | 10295595.078 | 9753721.6528 | 9211848.2277 | 8669974.8025 | 8128101.3773 | 7586227.9522 | 7044354.527 | 6502481.1019 | 5960607.6767 | 5418734.2516 | 4876860.8264 | 4334987.4012 | 3793113.9761 | 3251240.5509 | 2709367.1258 | 2167493.7006 | 1625620.2755 | 1083746.8503 | 541873.4252 | 0
Gastos amortizables netos | 0 | 0 | 0 | 0 | 0 | 0 | 0 | 0 | 0 | 0 | 0 | 0 | 0 | 0 | 0 | 0 | 0 | 0 | 0 | 0 | 0
Total Activo | 10837468.5031 | 12191594.2814 | 11699207.3445 | 11352325.9274 | 11362623.0759 | 11373126.1673 | 11383839.3206 | 11394766.737 | 11405912.7016 | 11417281.5856 | 11428877.8473 | 11440706.0341 | 11452770.7848 | 11465076.8304 | 11477628.9969 | 11490432.2068 | 11503491.4809 | 11516811.9405 | 11530398.8092 | 11544257.4153 | 11558393.1936
Proveedores | 0 | 494864.883 | 504762.1807 | 514857.4243 | 525154.5728 | 535657.6642 | 546370.8175 | 557298.2338 | 568444.1985 | 579813.0825 | 591409.3441 | 603237.531 | 615302.2816 | 627608.3273 | 640160.4938 | 652963.7037 | 666022.9778 | 679343.4373 | 692930.3061 | 706788.9122 | 720924.6904
Deuda principal | 0 | 0 | 0 | 0 | 0 | 0 | 0 | 0 | 0 | 0 | 0 | 0 | 0 | 0 | 0 | 0 | 0 | 0 | 0 | 0 | 0
Reservas | 0 | 859260.8953 | 356976.6608 | 0 | 0 | 0 | 0 | 0 | 0 | 0 | 0 | 0 | 0 | 0 | 0 | 0 | 0 | 0 | 0 | 0 | 0
Subvención | 0 | 0 | 0 | 0 | 0 | 0 | 0 | 0 | 0 | 0 | 0 | 0 | 0 | 0 | 0 | 0 | 0 | 0 | 0 | 0 | 0
Capital | 10837468.5031 | 10837468.5031 | 10837468.5031 | 10837468.5031 | 10837468.5031 | 10837468.5031 | 10837468.5031 | 10837468.5031 | 10837468.5031 | 10837468.5031 | 10837468.5031 | 10837468.5031 | 10837468.5031 | 10837468.5031 | 10837468.5031 | 10837468.5031 | 10837468.5031 | 10837468.5031 | 10837468.5031 | 10837468.5031 | 10837468.5031
Total Pasivo | 10837468.5031 | 12191594.2814 | 11699207.3445 | 11352325.9274 | 11362623.0759 | 11373126.1673 | 11383839.3206 | 11394766.737 | 11405912.7016 | 11417281.5856 | 11428877.8473 | 11440706.0341 | 11452770.7848 | 11465076.8304 | 11477628.9969 | 11490432.2068 | 11503491.4809 | 11516811.9405 | 11530398.8092 | 11544257.4153 | 11558393.1936
CÁLCULO DEL VAN, TIR Y PERÍODO DE RETORNO DE LA INVERSIÓN EN BASE A CAPITAL INVERTIDO Y DIVIDENDOS REPARTIBLES (sin considerar un valor residual del proyecto,
que incluiría el remanente de la subvención).
| 0 | 1 | 2 | 3 | 4 | 5 | 6 | 7 | 8 | 9 | 10 | 11 | 12 | 13 | 14 | 15 | 16 | 17 | 18 | 19 | 20
| Año 0 | Año 1 | Año 2 | Año 3 | Año 4 | Año 5 | Año 6 | Año 7 | Año 8 | Año 9 | Año 10 | Año 11 | Año 12 | Año 13 | Año 14 | Año 15 | Año 16 | Año 17 | Año 18 | Año 19 | Año 20
Capital invertido | 0 Año 0: 10837468.5031
Dividendos repartibles anualmente | 0 | 0 | 1386695.8871 | 1267042.0857 | 936232.2728 | 962922.4576 | 990146.4461 | 1017914.9144 | 1046238.752 | 1075129.0664 | 1104597.1871 | 1134654.6702 | 1165313.3029 | 1196585.1083 | 1228482.3498 | 1261017.5362 | 1294203.4263 | 1328053.0341 | 1362579.6342 | 1397796.7662 | 1433718.2409
Tasa de descuento aplicable para calcular el VAN | 12% | 12% | 12% | 12% | 12% | 12% | 12% | 12% | 12% | 12% | 12% | 12% | 12% | 12% | 12% | 12% | 12% | 12% | 12% | 12% | 12%
Factor de descuento a esa tasa | 1 | 1.12 | 1.2544 | 1.4049 | 1.5735 | 1.7623 | 1.9738 | 2.2107 | 2.476 | 2.7731 | 3.1058 | 3.4785 | 3.896 | 4.3635 | 4.8871 | 5.4736 | 6.1304 | 6.866 | 7.69 | 8.6128 | 9.6463
Dividendos descontados | 0 | 0 | 1105465.4712 | 901855.5298 | 594992.5349 | 546388.0624 | 501639.0041 | 460453.0128 | 422558.2844 | 387702.3195 | 355650.7314 | 326186.1041 | 299106.9003 | 274226.4231 | 251371.8282 | 230383.1892 | 211112.6137 | 193423.4089 | 177189.2971 | 162293.6773 | 148628.9321
VAN de los dividendos | 0 Año 0: 7550627.3245
VAN de la inversión | 0 Año 0: -3286841.1786
| Año 0 | Año 1 | Año 2 | Año 3 | Año 4 | Año 5 | Año 6 | Año 7 | Año 8 | Año 9 | Año 10 | Año 11 | Año 12 | Año 13 | Año 14 | Año 15 | Año 16 | Año 17 | Año 18 | Año 19 | Año 20
Esquema de la inversión | -10837468.5031 | 0 | 1386695.8871 | 1267042.0857 | 936232.2728 | 962922.4576 | 990146.4461 | 1017914.9144 | 1046238.752 | 1075129.0664 | 1104597.1871 | 1134654.6702 | 1165313.3029 | 1196585.1083 | 1228482.3498 | 1261017.5362 | 1294203.4263 | 1328053.0341 | 1362579.6342 | 1397796.7662 | 1433718.2409
TIR de la inversión | -3286841.1786 Año 0: 7.382%
|  | 1 | 2 | 3 | 4 | 5 | 6 | 7 | 8 | 9 | 10 | 11 | 12 | 13 | 14 | 15 | 16 | 17 | 18 | 19 | 20
| Año 0 | Año 1 | Año 2 | Año 3 | Año 4 | Año 5 | Año 6 | Año 7 | Año 8 | Año 9 | Año 10 | Año 11 | Año 12 | Año 13 | Año 14 | Año 15 | Año 16 | Año 17 | Año 18 | Año 19 | Año 20
Dividendos repartibles | 0 | 0 | 1386695.8871 | 1267042.0857 | 936232.2728 | 962922.4576 | 990146.4461 | 1017914.9144 | 1046238.752 | 1075129.0664 | 1104597.1871 | 1134654.6702 | 1165313.3029 | 1196585.1083 | 1228482.3498 | 1261017.5362 | 1294203.4263 | 1328053.0341 | 1362579.6342 | 1397796.7662 | 1433718.2409
Dividendos repartibles acumulados (A) | 0 | 0 | 1386695.8871 | 2653737.9728 | 3589970.2455 | 4552892.7031 | 5543039.1492 | 6560954.0636 | 7607192.8156 | 8682321.882 | 9786919.0691 | 10921573.7392 | 12086887.0421 | 13283472.1505 | 14511954.5003 | 15772972.0365 | 17067175.4627 | 18395228.4969 | 19757808.131 | 21155604.8972 | 22589323.1381
Capital invertido (B) | 10837468.5031 | 10837468.5031 | 10837468.5031 | 10837468.5031 | 10837468.5031 | 10837468.5031 | 10837468.5031 | 10837468.5031 | 10837468.5031 | 10837468.5031 | 10837468.5031 | 10837468.5031 | 10837468.5031 | 10837468.5031 | 10837468.5031 | 10837468.5031 | 10837468.5031 | 10837468.5031 | 10837468.5031 | 10837468.5031 | 10837468.5031
A - B | -10837468.5031 | -10837468.5031 | -9450772.6161 | -8183730.5304 | -7247498.2576 | -6284575.8 | -5294429.3539 | -4276514.4395 | -3230275.6875 | -2155146.6211 | -1050549.4341 | 84105.2361 | 1249418.539 | 2446003.6473 | 3674485.9972 | 4935503.5334 | 6229706.9596 | 7557759.9937 | 8920339.6279 | 10318136.3941 | 11751854.635
Años (el primero que aparece en la fila distinto de 0) |  | 0 | 0 | 0 | 0 | 0 | 0 | 0 | 0 | 0 | 10 | 11 | 12 | 13 | 14 | 15 | 16 | 17 | 18 | 19 | 20
Meses (los primeros que aparecen en la fila distintos de 0) |  | 0 | 0 | 0 | 0 | 0 | 0 | 0 | 0 | 0 | 11.1105 | 0.86609 | 12.5298 | 23.8929 | 34.9669 | 45.7625 | 56.2903 | 66.5599 | 76.5806 | 86.3612 | #DIV/0!
|  | 0 | 0 | 0 | 0 | 0 | 0 | 0 | 0 | 0 | 21.1105 | 11.8661 | 24.5298 | 36.8929 | 48.9669 | 60.7625 | 72.2903 | 83.5599 | 94.5806 | 105.3612 | #DIV/0!
Período de retorno de la inversión | Año 0: 11.1111; 10 Año 10: 10
11.1105
| 21.1111 | 11.1105 | 22.2221 | 13.3327 | 23.5554 | 15.6883 | 25.1242 | 18.2007 | 26.9443 | 20.8951 | 29.0338 | 23.7985 | 31.4136 | 26.9398 | 34.1076 | 30.3506 | 37.1427 | 34.0649 | 40.5492 | 38.1198 | 44.3611

## Hoja4
HORA | dia | MES | DIA DEL MES | Calefacción | ACS | Agua fría | Proceso | Pérdidas red | Calor total | Calor Cog | Apoyo | E.Eléctrica M1 | E. Eléc. M2 | E. Eléctrica M3 | Consumo gas caldera | Consumo gas motores | Consumo gas total |  | Consumo gas total
0 | 1 | 1 | 1 | 4285.7143 | 0 | 238.0952 | 0 | 92.3226 | 4616.1322 | 3446 | 1170.1322 | 1732 | 1732 | 1146.1453 | 0 | 0 | 0 | 0 | 0 | 0
1 | 1 | 1 | 1 | 4285.7143 | 0 | 238.0952 | 0 | 92.3226 | 4616.1322 | 3446 | 1170.1322 | 1732 | 1732 | 1146.1453 | 0 | 0 | 0 | 0 | 0 | 0
2 | 1 | 1 | 1 | 4285.7143 | 0 | 238.0952 | 0 | 92.3226 | 4616.1322 | 3446 | 1170.1322 | 1732 | 1732 | 1146.1453 | 0 | 0 | 0 | 0 | 0 | 0
3 | 1 | 1 | 1 | 4285.7143 | 0 | 238.0952 | 0 | 92.3226 | 4616.1322 | 3446 | 1170.1322 | 1732 | 1732 | 1146.1453 | 0 | 0 | 0 | 0 | 0 | 0
4 | 1 | 1 | 1 | 4285.7143 | 0 | 238.0952 | 0 | 92.3226 | 4616.1322 | 3446 | 1170.1322 | 1732 | 1732 | 1146.1453 | 0 | 0 | 0 | 0 | 0 | 0
5 | 1 | 1 | 1 | 4285.7143 | 3000 | 238.0952 | 0 | 153.5471 | 7677.3567 | 3446 | 4231.3567 | 1732 | 1732 | 1732 | 0 | 0 | 0 | 0 | 0 | 0
6 | 1 | 1 | 1 | 4285.7143 | 5000 | 238.0952 | 0 | 194.3635 | 9718.173 | 3446 | 6272.173 | 1732 | 1732 | 1732 | 0 | 0 | 0 | 0 | 0 | 0
7 | 1 | 1 | 1 | 4285.7143 | 5000 | 238.0952 | 1571.4286 | 226.4334 | 11321.6715 | 3446 | 7875.6715 | 1732 | 1732 | 1732 | 0 | 0 | 0 | 0 | 0 | 0
8 | 1 | 1 | 1 | 4285.7143 | 5000 | 238.0952 | 1571.4286 | 226.4334 | 11321.6715 | 3446 | 7875.6715 | 1732 | 1732 | 1732 | 0 | 0 | 0 | 0 | 0 | 0
9 | 1 | 1 | 1 | 4285.7143 | 2000 | 238.0952 | 1571.4286 | 165.2089 | 8260.447 | 3446 | 4814.447 | 1732 | 1732 | 1732 | 0 | 0 | 0 | 0 | 0 | 0
10 | 1 | 1 | 1 | 4285.7143 | 0 | 238.0952 | 1571.4286 | 124.3926 | 6219.6307 | 3446 | 2773.6307 | 1732 | 1732 | 1732 | 0 | 0 | 0 | 0 | 0 | 0
11 | 1 | 1 | 1 | 4285.7143 | 0 | 238.0952 | 1571.4286 | 124.3926 | 6219.6307 | 3446 | 2773.6307 | 1732 | 1732 | 1732 | 0 | 0 | 0 | 0 | 0 | 0
12 | 1 | 1 | 1 | 4285.7143 | 0 | 238.0952 | 1571.4286 | 124.3926 | 6219.6307 | 3446 | 2773.6307 | 1732 | 1732 | 1732 | 0 | 0 | 0 | 0 | 0 | 0
13 | 1 | 1 | 1 | 4285.7143 | 0 | 238.0952 | 1571.4286 | 124.3926 | 6219.6307 | 3446 | 2773.6307 | 1732 | 1732 | 1732 | 0 | 0 | 0 | 0 | 0 | 0
14 | 1 | 1 | 1 | 4285.7143 | 0 | 238.0952 | 1571.4286 | 124.3926 | 6219.6307 | 3446 | 2773.6307 | 1732 | 1732 | 1732 | 0 | 0 | 0 | 0 | 0 | 0
15 | 1 | 1 | 1 | 4285.7143 | 0 | 238.0952 | 1571.4286 | 124.3926 | 6219.6307 | 3446 | 2773.6307 | 1732 | 1732 | 1732 | 0 | 0 | 0 | 0 | 0 | 0
16 | 1 | 1 | 1 | 4285.7143 | 0 | 238.0952 | 1571.4286 | 124.3926 | 6219.6307 | 3446 | 2773.6307 | 1732 | 1732 | 1732 | 0 | 0 | 0 | 0 | 0 | 0
17 | 1 | 1 | 1 | 4285.7143 | 0 | 238.0952 | 0 | 92.3226 | 4616.1322 | 3446 | 1170.1322 | 1732 | 1732 | 1146.1453 | 0 | 0 | 0 | 0 | 0 | 0
18 | 1 | 1 | 1 | 4285.7143 | 2500 | 238.0952 | 0 | 143.3431 | 7167.1526 | 3446 | 3721.1526 | 1732 | 1732 | 1732 | 0 | 0 | 0 | 0 | 0 | 0
19 | 1 | 1 | 1 | 4285.7143 | 5000 | 238.0952 | 0 | 194.3635 | 9718.173 | 3446 | 6272.173 | 1732 | 1732 | 1732 | 0 | 0 | 0 | 0 | 0 | 0
20 | 1 | 1 | 1 | 4285.7143 | 5000 | 238.0952 | 0 | 194.3635 | 9718.173 | 3446 | 6272.173 | 1732 | 1732 | 1732 | 0 | 0 | 0 | 0 | 0 | 0
21 | 1 | 1 | 1 | 4285.7143 | 5000 | 238.0952 | 0 | 194.3635 | 9718.173 | 3446 | 6272.173 | 1732 | 1732 | 1732 | 0 | 0 | 0 | 0 | 0 | 0
22 | 1 | 1 | 1 | 4285.7143 | 2500 | 238.0952 | 0 | 143.3431 | 7167.1526 | 3446 | 3721.1526 | 1732 | 1732 | 1732 | 0 | 0 | 0 | 0 | 0 | 0
23 | 1 | 1 | 1 | 4285.7143 | 0 | 238.0952 | 0 | 92.3226 | 4616.1322 | 3446 | 1170.1322 | 1732 | 1732 | 1146.1453 | 0 | 0 | 0 | 0 | 0 | 0
24 | 2 | 1 | 2 | 4285.7143 | 0 | 238.0952 | 0 | 92.3226 | 4616.1322 | 3446 | 1170.1322 | 1732 | 1732 | 1146.1453 | 0 | 0 | 0 | 0 | 0 | 0
25 | 2 | 1 | 2 | 4285.7143 | 0 | 238.0952 | 0 | 92.3226 | 4616.1322 | 3446 | 1170.1322 | 1732 | 1732 | 1146.1453 | 0 | 0 | 0 | 0 | 0 | 0
26 | 2 | 1 | 2 | 4285.7143 | 0 | 238.0952 | 0 | 92.3226 | 4616.1322 | 3446 | 1170.1322 | 1732 | 1732 | 1146.1453 | 0 | 0 | 0 | 0 | 0 | 0
27 | 2 | 1 | 2 | 4285.7143 | 0 | 238.0952 | 0 | 92.3226 | 4616.1322 | 3446 | 1170.1322 | 1732 | 1732 | 1146.1453 | 0 | 0 | 0 | 0 | 0 | 0
28 | 2 | 1 | 2 | 4285.7143 | 0 | 238.0952 | 0 | 92.3226 | 4616.1322 | 3446 | 1170.1322 | 1732 | 1732 | 1146.1453 | 0 | 0 | 0 | 0 | 0 | 0
29 | 2 | 1 | 2 | 4285.7143 | 3000 | 238.0952 | 0 | 153.5471 | 7677.3567 | 3446 | 4231.3567 | 1732 | 1732 | 1732 | 0 | 0 | 0 | 0 | 0 | 0
30 | 2 | 1 | 2 | 4285.7143 | 5000 | 238.0952 | 0 | 194.3635 | 9718.173 | 3446 | 6272.173 | 1732 | 1732 | 1732 | 0 | 0 | 0 | 0 | 0 | 0
31 | 2 | 1 | 2 | 4285.7143 | 5000 | 238.0952 | 1571.4286 | 226.4334 | 11321.6715 | 3446 | 7875.6715 | 1732 | 1732 | 1732 | 0 | 0 | 0 | 0 | 0 | 0
32 | 2 | 1 | 2 | 4285.7143 | 5000 | 238.0952 | 1571.4286 | 226.4334 | 11321.6715 | 3446 | 7875.6715 | 1732 | 1732 | 1732 | 0 | 0 | 0 | 0 | 0 | 0
33 | 2 | 1 | 2 | 4285.7143 | 2000 | 238.0952 | 1571.4286 | 165.2089 | 8260.447 | 3446 | 4814.447 | 1732 | 1732 | 1732 | 0 | 0 | 0 | 0 | 0 | 0
34 | 2 | 1 | 2 | 4285.7143 | 0 | 238.0952 | 1571.4286 | 124.3926 | 6219.6307 | 3446 | 2773.6307 | 1732 | 1732 | 1732 | 0 | 0 | 0 | 0 | 0 | 0
35 | 2 | 1 | 2 | 4285.7143 | 0 | 238.0952 | 1571.4286 | 124.3926 | 6219.6307 | 3446 | 2773.6307 | 1732 | 1732 | 1732 | 0 | 0 | 0 | 0 | 0 | 0
36 | 2 | 1 | 2 | 4285.7143 | 0 | 238.0952 | 1571.4286 | 124.3926 | 6219.6307 | 3446 | 2773.6307 | 1732 | 1732 | 1732 | 0 | 0 | 0 | 0 | 0 | 0
37 | 2 | 1 | 2 | 4285.7143 | 0 | 238.0952 | 1571.4286 | 124.3926 | 6219.6307 | 3446 | 2773.6307 | 1732 | 1732 | 1732 | 0 | 0 | 0 | 0 | 0 | 0
38 | 2 | 1 | 2 | 4285.7143 | 0 | 238.0952 | 1571.4286 | 124.3926 | 6219.6307 | 3446 | 2773.6307 | 1732 | 1732 | 1732 | 0 | 0 | 0 | 0 | 0 | 0
39 | 2 | 1 | 2 | 4285.7143 | 0 | 238.0952 | 1571.4286 | 124.3926 | 6219.6307 | 3446 | 2773.6307 | 1732 | 1732 | 1732 | 0 | 0 | 0 | 0 | 0 | 0
40 | 2 | 1 | 2 | 4285.7143 | 0 | 238.0952 | 1571.4286 | 124.3926 | 6219.6307 | 3446 | 2773.6307 | 1732 | 1732 | 1732 | 0 | 0 | 0 | 0 | 0 | 0
41 | 2 | 1 | 2 | 4285.7143 | 0 | 238.0952 | 0 | 92.3226 | 4616.1322 | 3446 | 1170.1322 | 1732 | 1732 | 1146.1453 | 0 | 0 | 0 | 0 | 0 | 0
42 | 2 | 1 | 2 | 4285.7143 | 2500 | 238.0952 | 0 | 143.3431 | 7167.1526 | 3446 | 3721.1526 | 1732 | 1732 | 1732 | 0 | 0 | 0 | 0 | 0 | 0
43 | 2 | 1 | 2 | 4285.7143 | 5000 | 238.0952 | 0 | 194.3635 | 9718.173 | 3446 | 6272.173 | 1732 | 1732 | 1732 | 0 | 0 | 0 | 0 | 0 | 0
44 | 2 | 1 | 2 | 4285.7143 | 5000 | 238.0952 | 0 | 194.3635 | 9718.173 | 3446 | 6272.173 | 1732 | 1732 | 1732 | 0 | 0 | 0 | 0 | 0 | 0
45 | 2 | 1 | 2 | 4285.7143 | 5000 | 238.0952 | 0 | 194.3635 | 9718.173 | 3446 | 6272.173 | 1732 | 1732 | 1732 | 0 | 0 | 0 | 0 | 0 | 0
46 | 2 | 1 | 2 | 4285.7143 | 2500 | 238.0952 | 0 | 143.3431 | 7167.1526 | 3446 | 3721.1526 | 1732 | 1732 | 1732 | 0 | 0 | 0 | 0 | 0 | 0
47 | 2 | 1 | 2 | 4285.7143 | 0 | 238.0952 | 0 | 92.3226 | 4616.1322 | 3446 | 1170.1322 | 1732 | 1732 | 1146.1453 | 0 | 0 | 0 | 0 | 0 | 0
48 | 3 | 1 | 3 | 4285.7143 | 0 | 238.0952 | 0 | 92.3226 | 4616.1322 | 3446 | 1170.1322 | 1732 | 1732 | 1146.1453 | 0 | 0 | 0 | 0 | 0 | 0
49 | 3 | 1 | 3 | 4285.7143 | 0 | 238.0952 | 0 | 92.3226 | 4616.1322 | 3446 | 1170.1322 | 1732 | 1732 | 1146.1453 | 0 | 0 | 0 | 0 | 0 | 0
50 | 3 | 1 | 3 | 4285.7143 | 0 | 238.0952 | 0 | 92.3226 | 4616.1322 | 3446 | 1170.1322 | 1732 | 1732 | 1146.1453 | 0 | 0 | 0 | 0 | 0 | 0
51 | 3 | 1 | 3 | 4285.7143 | 0 | 238.0952 | 0 | 92.3226 | 4616.1322 | 3446 | 1170.1322 | 1732 | 1732 | 1146.1453 | 0 | 0 | 0 | 0 | 0 | 0
52 | 3 | 1 | 3 | 4285.7143 | 0 | 238.0952 | 0 | 92.3226 | 4616.1322 | 3446 | 1170.1322 | 1732 | 1732 | 1146.1453 | 0 | 0 | 0 | 0 | 0 | 0
53 | 3 | 1 | 3 | 4285.7143 | 3000 | 238.0952 | 0 | 153.5471 | 7677.3567 | 3446 | 4231.3567 | 1732 | 1732 | 1732 | 0 | 0 | 0 | 0 | 0 | 0
54 | 3 | 1 | 3 | 4285.7143 | 5000 | 238.0952 | 0 | 194.3635 | 9718.173 | 3446 | 6272.173 | 1732 | 1732 | 1732 | 0 | 0 | 0 | 0 | 0 | 0
55 | 3 | 1 | 3 | 4285.7143 | 5000 | 238.0952 | 1571.4286 | 226.4334 | 11321.6715 | 3446 | 7875.6715 | 1732 | 1732 | 1732 | 0 | 0 | 0 | 0 | 0 | 0
56 | 3 | 1 | 3 | 4285.7143 | 5000 | 238.0952 | 1571.4286 | 226.4334 | 11321.6715 | 3446 | 7875.6715 | 1732 | 1732 | 1732 | 0 | 0 | 0 | 0 | 0 | 0
57 | 3 | 1 | 3 | 4285.7143 | 2000 | 238.0952 | 1571.4286 | 165.2089 | 8260.447 | 3446 | 4814.447 | 1732 | 1732 | 1732 | 0 | 0 | 0 | 0 | 0 | 0
58 | 3 | 1 | 3 | 4285.7143 | 0 | 238.0952 | 1571.4286 | 124.3926 | 6219.6307 | 3446 | 2773.6307 | 1732 | 1732 | 1732 | 0 | 0 | 0 | 0 | 0 | 0
59 | 3 | 1 | 3 | 4285.7143 | 0 | 238.0952 | 1571.4286 | 124.3926 | 6219.6307 | 3446 | 2773.6307 | 1732 | 1732 | 1732 | 0 | 0 | 0 | 0 | 0 | 0
60 | 3 | 1 | 3 | 4285.7143 | 0 | 238.0952 | 1571.4286 | 124.3926 | 6219.6307 | 3446 | 2773.6307 | 1732 | 1732 | 1732 | 0 | 0 | 0 | 0 | 0 | 0
61 | 3 | 1 | 3 | 4285.7143 | 0 | 238.0952 | 1571.4286 | 124.3926 | 6219.6307 | 3446 | 2773.6307 | 1732 | 1732 | 1732 | 0 | 0 | 0 | 0 | 0 | 0
62 | 3 | 1 | 3 | 4285.7143 | 0 | 238.0952 | 1571.4286 | 124.3926 | 6219.6307 | 3446 | 2773.6307 | 1732 | 1732 | 1732 | 0 | 0 | 0 | 0 | 0 | 0
63 | 3 | 1 | 3 | 4285.7143 | 0 | 238.0952 | 1571.4286 | 124.3926 | 6219.6307 | 3446 | 2773.6307 | 1732 | 1732 | 1732 | 0 | 0 | 0 | 0 | 0 | 0
64 | 3 | 1 | 3 | 4285.7143 | 0 | 238.0952 | 1571.4286 | 124.3926 | 6219.6307 | 3446 | 2773.6307 | 1732 | 1732 | 1732 | 0 | 0 | 0 | 0 | 0 | 0
65 | 3 | 1 | 3 | 4285.7143 | 0 | 238.0952 | 0 | 92.3226 | 4616.1322 | 3446 | 1170.1322 | 1732 | 1732 | 1146.1453 | 0 | 0 | 0 | 0 | 0 | 0
66 | 3 | 1 | 3 | 4285.7143 | 2500 | 238.0952 | 0 | 143.3431 | 7167.1526 | 3446 | 3721.1526 | 1732 | 1732 | 1732 | 0 | 0 | 0 | 0 | 0 | 0
67 | 3 | 1 | 3 | 4285.7143 | 5000 | 238.0952 | 0 | 194.3635 | 9718.173 | 3446 | 6272.173 | 1732 | 1732 | 1732 | 0 | 0 | 0 | 0 | 0 | 0
68 | 3 | 1 | 3 | 4285.7143 | 5000 | 238.0952 | 0 | 194.3635 | 9718.173 | 3446 | 6272.173 | 1732 | 1732 | 1732 | 0 | 0 | 0 | 0 | 0 | 0
69 | 3 | 1 | 3 | 4285.7143 | 5000 | 238.0952 | 0 | 194.3635 | 9718.173 | 3446 | 6272.173 | 1732 | 1732 | 1732 | 0 | 0 | 0 | 0 | 0 | 0
70 | 3 | 1 | 3 | 4285.7143 | 2500 | 238.0952 | 0 | 143.3431 | 7167.1526 | 3446 | 3721.1526 | 1732 | 1732 | 1732 | 0 | 0 | 0 | 0 | 0 | 0
71 | 3 | 1 | 3 | 4285.7143 | 0 | 238.0952 | 0 | 92.3226 | 4616.1322 | 3446 | 1170.1322 | 1732 | 1732 | 1146.1453 | 0 | 0 | 0 | 0 | 0 | 0
72 | 4 | 1 | 4 | 4285.7143 | 0 | 238.0952 | 0 | 92.3226 | 4616.1322 | 3446 | 1170.1322 | 1732 | 1732 | 1146.1453 | 0 | 0 | 0 | 0 | 0 | 0
73 | 4 | 1 | 4 | 4285.7143 | 0 | 238.0952 | 0 | 92.3226 | 4616.1322 | 3446 | 1170.1322 | 1732 | 1732 | 1146.1453 | 0 | 0 | 0 | 0 | 0 | 0
74 | 4 | 1 | 4 | 4285.7143 | 0 | 238.0952 | 0 | 92.3226 | 4616.1322 | 3446 | 1170.1322 | 1732 | 1732 | 1146.1453 | 0 | 0 | 0 | 0 | 0 | 0
75 | 4 | 1 | 4 | 4285.7143 | 0 | 238.0952 | 0 | 92.3226 | 4616.1322 | 3446 | 1170.1322 | 1732 | 1732 | 1146.1453 | 0 | 0 | 0 | 0 | 0 | 0
76 | 4 | 1 | 4 | 4285.7143 | 0 | 238.0952 | 0 | 92.3226 | 4616.1322 | 3446 | 1170.1322 | 1732 | 1732 | 1146.1453 | 0 | 0 | 0 | 0 | 0 | 0
77 | 4 | 1 | 4 | 4285.7143 | 3000 | 238.0952 | 0 | 153.5471 | 7677.3567 | 3446 | 4231.3567 | 1732 | 1732 | 1732 | 0 | 0 | 0 | 0 | 0 | 0
78 | 4 | 1 | 4 | 4285.7143 | 5000 | 238.0952 | 0 | 194.3635 | 9718.173 | 3446 | 6272.173 | 1732 | 1732 | 1732 | 0 | 0 | 0 | 0 | 0 | 0
79 | 4 | 1 | 4 | 4285.7143 | 5000 | 238.0952 | 1571.4286 | 226.4334 | 11321.6715 | 3446 | 7875.6715 | 1732 | 1732 | 1732 | 0 | 0 | 0 | 0 | 0 | 0
80 | 4 | 1 | 4 | 4285.7143 | 5000 | 238.0952 | 1571.4286 | 226.4334 | 11321.6715 | 3446 | 7875.6715 | 1732 | 1732 | 1732 | 0 | 0 | 0 | 0 | 0 | 0
81 | 4 | 1 | 4 | 4285.7143 | 2000 | 238.0952 | 1571.4286 | 165.2089 | 8260.447 | 3446 | 4814.447 | 1732 | 1732 | 1732 | 0 | 0 | 0 | 0 | 0 | 0
82 | 4 | 1 | 4 | 4285.7143 | 0 | 238.0952 | 1571.4286 | 124.3926 | 6219.6307 | 3446 | 2773.6307 | 1732 | 1732 | 1732 | 0 | 0 | 0 | 0 | 0 | 0
83 | 4 | 1 | 4 | 4285.7143 | 0 | 238.0952 | 1571.4286 | 124.3926 | 6219.6307 | 3446 | 2773.6307 | 1732 | 1732 | 1732 | 0 | 0 | 0 | 0 | 0 | 0
84 | 4 | 1 | 4 | 4285.7143 | 0 | 238.0952 | 1571.4286 | 124.3926 | 6219.6307 | 3446 | 2773.6307 | 1732 | 1732 | 1732 | 0 | 0 | 0 | 0 | 0 | 0
85 | 4 | 1 | 4 | 4285.7143 | 0 | 238.0952 | 1571.4286 | 124.3926 | 6219.6307 | 3446 | 2773.6307 | 1732 | 1732 | 1732 | 0 | 0 | 0 | 0 | 0 | 0
86 | 4 | 1 | 4 | 4285.7143 | 0 | 238.0952 | 1571.4286 | 124.3926 | 6219.6307 | 3446 | 2773.6307 | 1732 | 1732 | 1732 | 0 | 0 | 0 | 0 | 0 | 0
87 | 4 | 1 | 4 | 4285.7143 | 0 | 238.0952 | 1571.4286 | 124.3926 | 6219.6307 | 3446 | 2773.6307 | 1732 | 1732 | 1732 | 0 | 0 | 0 | 0 | 0 | 0
88 | 4 | 1 | 4 | 4285.7143 | 0 | 238.0952 | 1571.4286 | 124.3926 | 6219.6307 | 3446 | 2773.6307 | 1732 | 1732 | 1732 | 0 | 0 | 0 | 0 | 0 | 0
89 | 4 | 1 | 4 | 4285.7143 | 0 | 238.0952 | 0 | 92.3226 | 4616.1322 | 3446 | 1170.1322 | 1732 | 1732 | 1146.1453 | 0 | 0 | 0 | 0 | 0 | 0
90 | 4 | 1 | 4 | 4285.7143 | 2500 | 238.0952 | 0 | 143.3431 | 7167.1526 | 3446 | 3721.1526 | 1732 | 1732 | 1732 | 0 | 0 | 0 | 0 | 0 | 0
91 | 4 | 1 | 4 | 4285.7143 | 5000 | 238.0952 | 0 | 194.3635 | 9718.173 | 3446 | 6272.173 | 1732 | 1732 | 1732 | 0 | 0 | 0 | 0 | 0 | 0
92 | 4 | 1 | 4 | 4285.7143 | 5000 | 238.0952 | 0 | 194.3635 | 9718.173 | 3446 | 6272.173 | 1732 | 1732 | 1732 | 0 | 0 | 0 | 0 | 0 | 0
93 | 4 | 1 | 4 | 4285.7143 | 5000 | 238.0952 | 0 | 194.3635 | 9718.173 | 3446 | 6272.173 | 1732 | 1732 | 1732 | 0 | 0 | 0 | 0 | 0 | 0
94 | 4 | 1 | 4 | 4285.7143 | 2500 | 238.0952 | 0 | 143.3431 | 7167.1526 | 3446 | 3721.1526 | 1732 | 1732 | 1732 | 0 | 0 | 0 | 0 | 0 | 0
95 | 4 | 1 | 5 | 4285.7143 | 0 | 238.0952 | 0 | 92.3226 | 4616.1322 | 3446 | 1170.1322 | 1732 | 1732 | 1146.1453 | 0 | 0 | 0 | 0 | 0 | 0
96 | 5 | 1 | 5 | 4285.7143 | 0 | 238.0952 | 0 | 92.3226 | 4616.1322 | 3446 | 1170.1322 | 1732 | 1732 | 1146.1453 | 0 | 0 | 0 | 0 | 0 | 0
97 | 5 | 1 | 5 | 4285.7143 | 0 | 238.0952 | 0 | 92.3226 | 4616.1322 | 3446 | 1170.1322 | 1732 | 1732 | 1146.1453 | 0 | 0 | 0 | 0 | 0 | 0
98 | 5 | 1 | 5 | 4285.7143 | 0 | 238.0952 | 0 | 92.3226 | 4616.1322 | 3446 | 1170.1322 | 1732 | 1732 | 1146.1453 | 0 | 0 | 0 | 0 | 0 | 0
99 | 5 | 1 | 5 | 4285.7143 | 0 | 238.0952 | 0 | 92.3226 | 4616.1322 | 3446 | 1170.1322 | 1732 | 1732 | 1146.1453 | 0 | 0 | 0 | 0 | 0 | 0
100 | 5 | 1 | 5 | 4285.7143 | 0 | 238.0952 | 0 | 92.3226 | 4616.1322 | 3446 | 1170.1322 | 1732 | 1732 | 1146.1453 | 0 | 0 | 0 | 0 | 0 | 0
101 | 5 | 1 | 5 | 4285.7143 | 3000 | 238.0952 | 0 | 153.5471 | 7677.3567 | 3446 | 4231.3567 | 1732 | 1732 | 1732 | 0 | 0 | 0 | 0 | 0 | 0
102 | 5 | 1 | 5 | 4285.7143 | 5000 | 238.0952 | 0 | 194.3635 | 9718.173 | 3446 | 6272.173 | 1732 | 1732 | 1732 | 0 | 0 | 0 | 0 | 0 | 0
103 | 5 | 1 | 5 | 4285.7143 | 5000 | 238.0952 | 1571.4286 | 226.4334 | 11321.6715 | 3446 | 7875.6715 | 1732 | 1732 | 1732 | 0 | 0 | 0 | 0 | 0 | 0
104 | 5 | 1 | 5 | 4285.7143 | 5000 | 238.0952 | 1571.4286 | 226.4334 | 11321.6715 | 3446 | 7875.6715 | 1732 | 1732 | 1732 | 0 | 0 | 0 | 0 | 0 | 0
105 | 5 | 1 | 5 | 4285.7143 | 2000 | 238.0952 | 1571.4286 | 165.2089 | 8260.447 | 3446 | 4814.447 | 1732 | 1732 | 1732 | 0 | 0 | 0 | 0 | 0 | 0
106 | 5 | 1 | 5 | 4285.7143 | 0 | 238.0952 | 1571.4286 | 124.3926 | 6219.6307 | 3446 | 2773.6307 | 1732 | 1732 | 1732 | 0 | 0 | 0 | 0 | 0 | 0
107 | 5 | 1 | 5 | 4285.7143 | 0 | 238.0952 | 1571.4286 | 124.3926 | 6219.6307 | 3446 | 2773.6307 | 1732 | 1732 | 1732 | 0 | 0 | 0 | 0 | 0 | 0
108 | 5 | 1 | 5 | 4285.7143 | 0 | 238.0952 | 1571.4286 | 124.3926 | 6219.6307 | 3446 | 2773.6307 | 1732 | 1732 | 1732 | 0 | 0 | 0 | 0 | 0 | 0
109 | 5 | 1 | 5 | 4285.7143 | 0 | 238.0952 | 1571.4286 | 124.3926 | 6219.6307 | 3446 | 2773.6307 | 1732 | 1732 | 1732 | 0 | 0 | 0 | 0 | 0 | 0
110 | 5 | 1 | 5 | 4285.7143 | 0 | 238.0952 | 1571.4286 | 124.3926 | 6219.6307 | 3446 | 2773.6307 | 1732 | 1732 | 1732 | 0 | 0 | 0 | 0 | 0 | 0
111 | 5 | 1 | 5 | 4285.7143 | 0 | 238.0952 | 1571.4286 | 124.3926 | 6219.6307 | 3446 | 2773.6307 | 1732 | 1732 | 1732 | 0 | 0 | 0 | 0 | 0 | 0
112 | 5 | 1 | 5 | 4285.7143 | 0 | 238.0952 | 1571.4286 | 124.3926 | 6219.6307 | 3446 | 2773.6307 | 1732 | 1732 | 1732 | 0 | 0 | 0 | 0 | 0 | 0
113 | 5 | 1 | 5 | 4285.7143 | 0 | 238.0952 | 0 | 92.3226 | 4616.1322 | 3446 | 1170.1322 | 1732 | 1732 | 1146.1453 | 0 | 0 | 0 | 0 | 0 | 0
114 | 5 | 1 | 5 | 4285.7143 | 2500 | 238.0952 | 0 | 143.3431 | 7167.1526 | 3446 | 3721.1526 | 1732 | 1732 | 1732 | 0 | 0 | 0 | 0 | 0 | 0
115 | 5 | 1 | 5 | 4285.7143 | 5000 | 238.0952 | 0 | 194.3635 | 9718.173 | 3446 | 6272.173 | 1732 | 1732 | 1732 | 0 | 0 | 0 | 0 | 0 | 0
116 | 5 | 1 | 5 | 4285.7143 | 5000 | 238.0952 | 0 | 194.3635 | 9718.173 | 3446 | 6272.173 | 1732 | 1732 | 1732 | 0 | 0 | 0 | 0 | 0 | 0
117 | 5 | 1 | 5 | 4285.7143 | 5000 | 238.0952 | 0 | 194.3635 | 9718.173 | 3446 | 6272.173 | 1732 | 1732 | 1732 | 0 | 0 | 0 | 0 | 0 | 0
118 | 5 | 1 | 5 | 4285.7143 | 2500 | 238.0952 | 0 | 143.3431 | 7167.1526 | 3446 | 3721.1526 | 1732 | 1732 | 1732 | 0 | 0 | 0 | 0 | 0 | 0
119 | 5 | 1 | 6 | 4285.7143 | 0 | 238.0952 | 0 | 92.3226 | 4616.1322 | 3446 | 1170.1322 | 1732 | 1732 | 1146.1453 | 0 | 0 | 0 | 0 | 0 | 0
120 | 6 | 1 | 6 | 4285.7143 | 0 | 238.0952 | 0 | 92.3226 | 4616.1322 | 3446 | 1170.1322 | 1732 | 1732 | 1146.1453 | 0 | 0 | 0 | 0 | 0 | 0
121 | 6 | 1 | 6 | 4285.7143 | 0 | 238.0952 | 0 | 92.3226 | 4616.1322 | 3446 | 1170.1322 | 1732 | 1732 | 1146.1453 | 0 | 0 | 0 | 0 | 0 | 0
122 | 6 | 1 | 6 | 4285.7143 | 0 | 238.0952 | 0 | 92.3226 | 4616.1322 | 3446 | 1170.1322 | 1732 | 1732 | 1146.1453 | 0 | 0 | 0 | 0 | 0 | 0
123 | 6 | 1 | 6 | 4285.7143 | 0 | 238.0952 | 0 | 92.3226 | 4616.1322 | 3446 | 1170.1322 | 1732 | 1732 | 1146.1453 | 0 | 0 | 0 | 0 | 0 | 0
124 | 6 | 1 | 6 | 4285.7143 | 0 | 238.0952 | 0 | 92.3226 | 4616.1322 | 3446 | 1170.1322 | 1732 | 1732 | 1146.1453 | 0 | 0 | 0 | 0 | 0 | 0
125 | 6 | 1 | 6 | 4285.7143 | 3000 | 238.0952 | 0 | 153.5471 | 7677.3567 | 3446 | 4231.3567 | 1732 | 1732 | 1732 | 0 | 0 | 0 | 0 | 0 | 0
126 | 6 | 1 | 6 | 4285.7143 | 5000 | 238.0952 | 0 | 194.3635 | 9718.173 | 3446 | 6272.173 | 1732 | 1732 | 1732 | 0 | 0 | 0 | 0 | 0 | 0
127 | 6 | 1 | 6 | 4285.7143 | 5000 | 238.0952 | 1571.4286 | 226.4334 | 11321.6715 | 3446 | 7875.6715 | 1732 | 1732 | 1732 | 0 | 0 | 0 | 0 | 0 | 0
128 | 6 | 1 | 6 | 4285.7143 | 5000 | 238.0952 | 1571.4286 | 226.4334 | 11321.6715 | 3446 | 7875.6715 | 1732 | 1732 | 1732 | 0 | 0 | 0 | 0 | 0 | 0
129 | 6 | 1 | 6 | 4285.7143 | 2000 | 238.0952 | 1571.4286 | 165.2089 | 8260.447 | 3446 | 4814.447 | 1732 | 1732 | 1732 | 0 | 0 | 0 | 0 | 0 | 0
130 | 6 | 1 | 6 | 4285.7143 | 0 | 238.0952 | 1571.4286 | 124.3926 | 6219.6307 | 3446 | 2773.6307 | 1732 | 1732 | 1732 | 0 | 0 | 0 | 0 | 0 | 0
131 | 6 | 1 | 6 | 4285.7143 | 0 | 238.0952 | 1571.4286 | 124.3926 | 6219.6307 | 3446 | 2773.6307 | 1732 | 1732 | 1732 | 0 | 0 | 0 | 0 | 0 | 0
132 | 6 | 1 | 6 | 4285.7143 | 0 | 238.0952 | 1571.4286 | 124.3926 | 6219.6307 | 3446 | 2773.6307 | 1732 | 1732 | 1732 | 0 | 0 | 0 | 0 | 0 | 0
133 | 6 | 1 | 6 | 4285.7143 | 0 | 238.0952 | 1571.4286 | 124.3926 | 6219.6307 | 3446 | 2773.6307 | 1732 | 1732 | 1732 | 0 | 0 | 0 | 0 | 0 | 0
134 | 6 | 1 | 6 | 4285.7143 | 0 | 238.0952 | 1571.4286 | 124.3926 | 6219.6307 | 3446 | 2773.6307 | 1732 | 1732 | 1732 | 0 | 0 | 0 | 0 | 0 | 0
135 | 6 | 1 | 6 | 4285.7143 | 0 | 238.0952 | 1571.4286 | 124.3926 | 6219.6307 | 3446 | 2773.6307 | 1732 | 1732 | 1732 | 0 | 0 | 0 | 0 | 0 | 0
136 | 6 | 1 | 6 | 4285.7143 | 0 | 238.0952 | 1571.4286 | 124.3926 | 6219.6307 | 3446 | 2773.6307 | 1732 | 1732 | 1732 | 0 | 0 | 0 | 0 | 0 | 0
137 | 6 | 1 | 6 | 4285.7143 | 0 | 238.0952 | 0 | 92.3226 | 4616.1322 | 3446 | 1170.1322 | 1732 | 1732 | 1146.1453 | 0 | 0 | 0 | 0 | 0 | 0
138 | 6 | 1 | 6 | 4285.7143 | 2500 | 238.0952 | 0 | 143.3431 | 7167.1526 | 3446 | 3721.1526 | 1732 | 1732 | 1732 | 0 | 0 | 0 | 0 | 0 | 0
139 | 6 | 1 | 6 | 4285.7143 | 5000 | 238.0952 | 0 | 194.3635 | 9718.173 | 3446 | 6272.173 | 1732 | 1732 | 1732 | 0 | 0 | 0 | 0 | 0 | 0
140 | 6 | 1 | 6 | 4285.7143 | 5000 | 238.0952 | 0 | 194.3635 | 9718.173 | 3446 | 6272.173 | 1732 | 1732 | 1732 | 0 | 0 | 0 | 0 | 0 | 0
141 | 6 | 1 | 6 | 4285.7143 | 5000 | 238.0952 | 0 | 194.3635 | 9718.173 | 3446 | 6272.173 | 1732 | 1732 | 1732 | 0 | 0 | 0 | 0 | 0 | 0
142 | 6 | 1 | 6 | 4285.7143 | 2500 | 238.0952 | 0 | 143.3431 | 7167.1526 | 3446 | 3721.1526 | 1732 | 1732 | 1732 | 0 | 0 | 0 | 0 | 0 | 0
143 | 6 | 1 | 7 | 4285.7143 | 0 | 238.0952 | 0 | 92.3226 | 4616.1322 | 3446 | 1170.1322 | 1732 | 1732 | 1146.1453 | 0 | 0 | 0 | 0 | 0 | 0
144 | 7 | 1 | 7 | 4285.7143 | 0 | 238.0952 | 0 | 92.3226 | 4616.1322 | 3446 | 1170.1322 | 1732 | 1732 | 1146.1453 | 0 | 0 | 0 | 0 | 0 | 0
145 | 7 | 1 | 7 | 4285.7143 | 0 | 238.0952 | 0 | 92.3226 | 4616.1322 | 3446 | 1170.1322 | 1732 | 1732 | 1146.1453 | 0 | 0 | 0 | 0 | 0 | 0
146 | 7 | 1 | 7 | 4285.7143 | 0 | 238.0952 | 0 | 92.3226 | 4616.1322 | 3446 | 1170.1322 | 1732 | 1732 | 1146.1453 | 0 | 0 | 0 | 0 | 0 | 0
147 | 7 | 1 | 7 | 4285.7143 | 0 | 238.0952 | 0 | 92.3226 | 4616.1322 | 3446 | 1170.1322 | 1732 | 1732 | 1146.1453 | 0 | 0 | 0 | 0 | 0 | 0
148 | 7 | 1 | 7 | 4285.7143 | 0 | 238.0952 | 0 | 92.3226 | 4616.1322 | 3446 | 1170.1322 | 1732 | 1732 | 1146.1453 | 0 | 0 | 0 | 0 | 0 | 0
149 | 7 | 1 | 7 | 4285.7143 | 3000 | 238.0952 | 0 | 153.5471 | 7677.3567 | 3446 | 4231.3567 | 1732 | 1732 | 1732 | 0 | 0 | 0 | 0 | 0 | 0
150 | 7 | 1 | 7 | 4285.7143 | 5000 | 238.0952 | 0 | 194.3635 | 9718.173 | 3446 | 6272.173 | 1732 | 1732 | 1732 | 0 | 0 | 0 | 0 | 0 | 0
151 | 7 | 1 | 7 | 4285.7143 | 5000 | 238.0952 | 1571.4286 | 226.4334 | 11321.6715 | 3446 | 7875.6715 | 1732 | 1732 | 1732 | 0 | 0 | 0 | 0 | 0 | 0
152 | 7 | 1 | 7 | 4285.7143 | 5000 | 238.0952 | 1571.4286 | 226.4334 | 11321.6715 | 3446 | 7875.6715 | 1732 | 1732 | 1732 | 0 | 0 | 0 | 0 | 0 | 0
153 | 7 | 1 | 7 | 4285.7143 | 2000 | 238.0952 | 1571.4286 | 165.2089 | 8260.447 | 3446 | 4814.447 | 1732 | 1732 | 1732 | 0 | 0 | 0 | 0 | 0 | 0
154 | 7 | 1 | 7 | 4285.7143 | 0 | 238.0952 | 1571.4286 | 124.3926 | 6219.6307 | 3446 | 2773.6307 | 1732 | 1732 | 1732 | 0 | 0 | 0 | 0 | 0 | 0
155 | 7 | 1 | 7 | 4285.7143 | 0 | 238.0952 | 1571.4286 | 124.3926 | 6219.6307 | 3446 | 2773.6307 | 1732 | 1732 | 1732 | 0 | 0 | 0 | 0 | 0 | 0
156 | 7 | 1 | 7 | 4285.7143 | 0 | 238.0952 | 1571.4286 | 124.3926 | 6219.6307 | 3446 | 2773.6307 | 1732 | 1732 | 1732 | 0 | 0 | 0 | 0 | 0 | 0
157 | 7 | 1 | 7 | 4285.7143 | 0 | 238.0952 | 1571.4286 | 124.3926 | 6219.6307 | 3446 | 2773.6307 | 1732 | 1732 | 1732 | 0 | 0 | 0 | 0 | 0 | 0
158 | 7 | 1 | 7 | 4285.7143 | 0 | 238.0952 | 1571.4286 | 124.3926 | 6219.6307 | 3446 | 2773.6307 | 1732 | 1732 | 1732 | 0 | 0 | 0 | 0 | 0 | 0
159 | 7 | 1 | 7 | 4285.7143 | 0 | 238.0952 | 1571.4286 | 124.3926 | 6219.6307 | 3446 | 2773.6307 | 1732 | 1732 | 1732 | 0 | 0 | 0 | 0 | 0 | 0
160 | 7 | 1 | 7 | 4285.7143 | 0 | 238.0952 | 1571.4286 | 124.3926 | 6219.6307 | 3446 | 2773.6307 | 1732 | 1732 | 1732 | 0 | 0 | 0 | 0 | 0 | 0
161 | 7 | 1 | 7 | 4285.7143 | 0 | 238.0952 | 0 | 92.3226 | 4616.1322 | 3446 | 1170.1322 | 1732 | 1732 | 1146.1453 | 0 | 0 | 0 | 0 | 0 | 0
162 | 7 | 1 | 7 | 4285.7143 | 2500 | 238.0952 | 0 | 143.3431 | 7167.1526 | 3446 | 3721.1526 | 1732 | 1732 | 1732 | 0 | 0 | 0 | 0 | 0 | 0
163 | 7 | 1 | 7 | 4285.7143 | 5000 | 238.0952 | 0 | 194.3635 | 9718.173 | 3446 | 6272.173 | 1732 | 1732 | 1732 | 0 | 0 | 0 | 0 | 0 | 0
164 | 7 | 1 | 7 | 4285.7143 | 5000 | 238.0952 | 0 | 194.3635 | 9718.173 | 3446 | 6272.173 | 1732 | 1732 | 1732 | 0 | 0 | 0 | 0 | 0 | 0
165 | 7 | 1 | 7 | 4285.7143 | 5000 | 238.0952 | 0 | 194.3635 | 9718.173 | 3446 | 6272.173 | 1732 | 1732 | 1732 | 0 | 0 | 0 | 0 | 0 | 0
166 | 7 | 1 | 7 | 4285.7143 | 2500 | 238.0952 | 0 | 143.3431 | 7167.1526 | 3446 | 3721.1526 | 1732 | 1732 | 1732 | 0 | 0 | 0 | 0 | 0 | 0
167 | 7 | 1 | 8 | 4285.7143 | 0 | 238.0952 | 0 | 92.3226 | 4616.1322 | 3446 | 1170.1322 | 1732 | 1732 | 1146.1453 | 0 | 0 | 0 | 0 | 0 | 0
168 | 8 | 1 | 8 | 4285.7143 | 0 | 238.0952 | 0 | 92.3226 | 4616.1322 | 3446 | 1170.1322 | 1732 | 1732 | 1146.1453 | 0 | 0 | 0 | 0 | 0 | 0
169 | 8 | 1 | 8 | 4285.7143 | 0 | 238.0952 | 0 | 92.3226 | 4616.1322 | 3446 | 1170.1322 | 1732 | 1732 | 1146.1453 | 0 | 0 | 0 | 0 | 0 | 0
170 | 8 | 1 | 8 | 4285.7143 | 0 | 238.0952 | 0 | 92.3226 | 4616.1322 | 3446 | 1170.1322 | 1732 | 1732 | 1146.1453 | 0 | 0 | 0 | 0 | 0 | 0
171 | 8 | 1 | 8 | 4285.7143 | 0 | 238.0952 | 0 | 92.3226 | 4616.1322 | 3446 | 1170.1322 | 1732 | 1732 | 1146.1453 | 0 | 0 | 0 | 0 | 0 | 0
172 | 8 | 1 | 8 | 4285.7143 | 0 | 238.0952 | 0 | 92.3226 | 4616.1322 | 3446 | 1170.1322 | 1732 | 1732 | 1146.1453 | 0 | 0 | 0 | 0 | 0 | 0
173 | 8 | 1 | 8 | 4285.7143 | 3000 | 238.0952 | 0 | 153.5471 | 7677.3567 | 3446 | 4231.3567 | 1732 | 1732 | 1732 | 0 | 0 | 0 | 0 | 0 | 0
174 | 8 | 1 | 8 | 4285.7143 | 5000 | 238.0952 | 0 | 194.3635 | 9718.173 | 3446 | 6272.173 | 1732 | 1732 | 1732 | 0 | 0 | 0 | 0 | 0 | 0
175 | 8 | 1 | 8 | 4285.7143 | 5000 | 238.0952 | 1571.4286 | 226.4334 | 11321.6715 | 3446 | 7875.6715 | 1732 | 1732 | 1732 | 0 | 0 | 0 | 0 | 0 | 0
176 | 8 | 1 | 8 | 4285.7143 | 5000 | 238.0952 | 1571.4286 | 226.4334 | 11321.6715 | 3446 | 7875.6715 | 1732 | 1732 | 1732 | 0 | 0 | 0 | 0 | 0 | 0
177 | 8 | 1 | 8 | 4285.7143 | 2000 | 238.0952 | 1571.4286 | 165.2089 | 8260.447 | 3446 | 4814.447 | 1732 | 1732 | 1732 | 0 | 0 | 0 | 0 | 0 | 0
178 | 8 | 1 | 8 | 4285.7143 | 0 | 238.0952 | 1571.4286 | 124.3926 | 6219.6307 | 3446 | 2773.6307 | 1732 | 1732 | 1732 | 0 | 0 | 0 | 0 | 0 | 0
179 | 8 | 1 | 8 | 4285.7143 | 0 | 238.0952 | 1571.4286 | 124.3926 | 6219.6307 | 3446 | 2773.6307 | 1732 | 1732 | 1732 | 0 | 0 | 0 | 0 | 0 | 0
180 | 8 | 1 | 8 | 4285.7143 | 0 | 238.0952 | 1571.4286 | 124.3926 | 6219.6307 | 3446 | 2773.6307 | 1732 | 1732 | 1732 | 0 | 0 | 0 | 0 | 0 | 0
181 | 8 | 1 | 8 | 4285.7143 | 0 | 238.0952 | 1571.4286 | 124.3926 | 6219.6307 | 3446 | 2773.6307 | 1732 | 1732 | 1732 | 0 | 0 | 0 | 0 | 0 | 0
182 | 8 | 1 | 8 | 4285.7143 | 0 | 238.0952 | 1571.4286 | 124.3926 | 6219.6307 | 3446 | 2773.6307 | 1732 | 1732 | 1732 | 0 | 0 | 0 | 0 | 0 | 0
183 | 8 | 1 | 8 | 4285.7143 | 0 | 238.0952 | 1571.4286 | 124.3926 | 6219.6307 | 3446 | 2773.6307 | 1732 | 1732 | 1732 | 0 | 0 | 0 | 0 | 0 | 0
184 | 8 | 1 | 8 | 4285.7143 | 0 | 238.0952 | 1571.4286 | 124.3926 | 6219.6307 | 3446 | 2773.6307 | 1732 | 1732 | 1732 | 0 | 0 | 0 | 0 | 0 | 0
185 | 8 | 1 | 8 | 4285.7143 | 0 | 238.0952 | 0 | 92.3226 | 4616.1322 | 3446 | 1170.1322 | 1732 | 1732 | 1146.1453 | 0 | 0 | 0 | 0 | 0 | 0
186 | 8 | 1 | 8 | 4285.7143 | 2500 | 238.0952 | 0 | 143.3431 | 7167.1526 | 3446 | 3721.1526 | 1732 | 1732 | 1732 | 0 | 0 | 0 | 0 | 0 | 0
187 | 8 | 1 | 8 | 4285.7143 | 5000 | 238.0952 | 0 | 194.3635 | 9718.173 | 3446 | 6272.173 | 1732 | 1732 | 1732 | 0 | 0 | 0 | 0 | 0 | 0
188 | 8 | 1 | 8 | 4285.7143 | 5000 | 238.0952 | 0 | 194.3635 | 9718.173 | 3446 | 6272.173 | 1732 | 1732 | 1732 | 0 | 0 | 0 | 0 | 0 | 0
189 | 8 | 1 | 8 | 4285.7143 | 5000 | 238.0952 | 0 | 194.3635 | 9718.173 | 3446 | 6272.173 | 1732 | 1732 | 1732 | 0 | 0 | 0 | 0 | 0 | 0
190 | 8 | 1 | 8 | 4285.7143 | 2500 | 238.0952 | 0 | 143.3431 | 7167.1526 | 3446 | 3721.1526 | 1732 | 1732 | 1732 | 0 | 0 | 0 | 0 | 0 | 0
191 | 8 | 1 | 9 | 4285.7143 | 0 | 238.0952 | 0 | 92.3226 | 4616.1322 | 3446 | 1170.1322 | 1732 | 1732 | 1146.1453 | 0 | 0 | 0 | 0 | 0 | 0
192 | 9 | 1 | 9 | 4285.7143 | 0 | 238.0952 | 0 | 92.3226 | 4616.1322 | 3446 | 1170.1322 | 1732 | 1732 | 1146.1453 | 0 | 0 | 0 | 0 | 0 | 0
193 | 9 | 1 | 9 | 4285.7143 | 0 | 238.0952 | 0 | 92.3226 | 4616.1322 | 3446 | 1170.1322 | 1732 | 1732 | 1146.1453 | 0 | 0 | 0 | 0 | 0 | 0
194 | 9 | 1 | 9 | 4285.7143 | 0 | 238.0952 | 0 | 92.3226 | 4616.1322 | 3446 | 1170.1322 | 1732 | 1732 | 1146.1453 | 0 | 0 | 0 | 0 | 0 | 0
195 | 9 | 1 | 9 | 4285.7143 | 0 | 238.0952 | 0 | 92.3226 | 4616.1322 | 3446 | 1170.1322 | 1732 | 1732 | 1146.1453 | 0 | 0 | 0 | 0 | 0 | 0
196 | 9 | 1 | 9 | 4285.7143 | 0 | 238.0952 | 0 | 92.3226 | 4616.1322 | 3446 | 1170.1322 | 1732 | 1732 | 1146.1453 | 0 | 0 | 0 | 0 | 0 | 0
197 | 9 | 1 | 9 | 4285.7143 | 3000 | 238.0952 | 0 | 153.5471 | 7677.3567 | 3446 | 4231.3567 | 1732 | 1732 | 1732 | 0 | 0 | 0 | 0 | 0 | 0
198 | 9 | 1 | 9 | 4285.7143 | 5000 | 238.0952 | 0 | 194.3635 | 9718.173 | 3446 | 6272.173 | 1732 | 1732 | 1732 | 0 | 0 | 0 | 0 | 0 | 0
199 | 9 | 1 | 9 | 4285.7143 | 5000 | 238.0952 | 1571.4286 | 226.4334 | 11321.6715 | 3446 | 7875.6715 | 1732 | 1732 | 1732 | 0 | 0 | 0 | 0 | 0 | 0
200 | 9 | 1 | 9 | 4285.7143 | 5000 | 238.0952 | 1571.4286 | 226.4334 | 11321.6715 | 3446 | 7875.6715 | 1732 | 1732 | 1732 | 0 | 0 | 0 | 0 | 0 | 0
201 | 9 | 1 | 9 | 4285.7143 | 2000 | 238.0952 | 1571.4286 | 165.2089 | 8260.447 | 3446 | 4814.447 | 1732 | 1732 | 1732 | 0 | 0 | 0 | 0 | 0 | 0
202 | 9 | 1 | 9 | 4285.7143 | 0 | 238.0952 | 1571.4286 | 124.3926 | 6219.6307 | 3446 | 2773.6307 | 1732 | 1732 | 1732 | 0 | 0 | 0 | 0 | 0 | 0
203 | 9 | 1 | 9 | 4285.7143 | 0 | 238.0952 | 1571.4286 | 124.3926 | 6219.6307 | 3446 | 2773.6307 | 1732 | 1732 | 1732 | 0 | 0 | 0 | 0 | 0 | 0
204 | 9 | 1 | 9 | 4285.7143 | 0 | 238.0952 | 1571.4286 | 124.3926 | 6219.6307 | 3446 | 2773.6307 | 1732 | 1732 | 1732 | 0 | 0 | 0 | 0 | 0 | 0
205 | 9 | 1 | 9 | 4285.7143 | 0 | 238.0952 | 1571.4286 | 124.3926 | 6219.6307 | 3446 | 2773.6307 | 1732 | 1732 | 1732 | 0 | 0 | 0 | 0 | 0 | 0
206 | 9 | 1 | 9 | 4285.7143 | 0 | 238.0952 | 1571.4286 | 124.3926 | 6219.6307 | 3446 | 2773.6307 | 1732 | 1732 | 1732 | 0 | 0 | 0 | 0 | 0 | 0
207 | 9 | 1 | 9 | 4285.7143 | 0 | 238.0952 | 1571.4286 | 124.3926 | 6219.6307 | 3446 | 2773.6307 | 1732 | 1732 | 1732 | 0 | 0 | 0 | 0 | 0 | 0
208 | 9 | 1 | 9 | 4285.7143 | 0 | 238.0952 | 1571.4286 | 124.3926 | 6219.6307 | 3446 | 2773.6307 | 1732 | 1732 | 1732 | 0 | 0 | 0 | 0 | 0 | 0
209 | 9 | 1 | 9 | 4285.7143 | 0 | 238.0952 | 0 | 92.3226 | 4616.1322 | 3446 | 1170.1322 | 1732 | 1732 | 1146.1453 | 0 | 0 | 0 | 0 | 0 | 0
210 | 9 | 1 | 9 | 4285.7143 | 2500 | 238.0952 | 0 | 143.3431 | 7167.1526 | 3446 | 3721.1526 | 1732 | 1732 | 1732 | 0 | 0 | 0 | 0 | 0 | 0
211 | 9 | 1 | 9 | 4285.7143 | 5000 | 238.0952 | 0 | 194.3635 | 9718.173 | 3446 | 6272.173 | 1732 | 1732 | 1732 | 0 | 0 | 0 | 0 | 0 | 0
212 | 9 | 1 | 9 | 4285.7143 | 5000 | 238.0952 | 0 | 194.3635 | 9718.173 | 3446 | 6272.173 | 1732 | 1732 | 1732 | 0 | 0 | 0 | 0 | 0 | 0
213 | 9 | 1 | 9 | 4285.7143 | 5000 | 238.0952 | 0 | 194.3635 | 9718.173 | 3446 | 6272.173 | 1732 | 1732 | 1732 | 0 | 0 | 0 | 0 | 0 | 0
214 | 9 | 1 | 9 | 4285.7143 | 2500 | 238.0952 | 0 | 143.3431 | 7167.1526 | 3446 | 3721.1526 | 1732 | 1732 | 1732 | 0 | 0 | 0 | 0 | 0 | 0
215 | 9 | 1 | 10 | 4285.7143 | 0 | 238.0952 | 0 | 92.3226 | 4616.1322 | 3446 | 1170.1322 | 1732 | 1732 | 1146.1453 | 0 | 0 | 0 | 0 | 0 | 0
216 | 10 | 1 | 10 | 4285.7143 | 0 | 238.0952 | 0 | 92.3226 | 4616.1322 | 3446 | 1170.1322 | 1732 | 1732 | 1146.1453 | 0 | 0 | 0 | 0 | 0 | 0
217 | 10 | 1 | 10 | 4285.7143 | 0 | 238.0952 | 0 | 92.3226 | 4616.1322 | 3446 | 1170.1322 | 1732 | 1732 | 1146.1453 | 0 | 0 | 0 | 0 | 0 | 0
218 | 10 | 1 | 10 | 4285.7143 | 0 | 238.0952 | 0 | 92.3226 | 4616.1322 | 3446 | 1170.1322 | 1732 | 1732 | 1146.1453 | 0 | 0 | 0 | 0 | 0 | 0
219 | 10 | 1 | 10 | 4285.7143 | 0 | 238.0952 | 0 | 92.3226 | 4616.1322 | 3446 | 1170.1322 | 1732 | 1732 | 1146.1453 | 0 | 0 | 0 | 0 | 0 | 0
220 | 10 | 1 | 10 | 4285.7143 | 0 | 238.0952 | 0 | 92.3226 | 4616.1322 | 3446 | 1170.1322 | 1732 | 1732 | 1146.1453 | 0 | 0 | 0 | 0 | 0 | 0
221 | 10 | 1 | 10 | 4285.7143 | 3000 | 238.0952 | 0 | 153.5471 | 7677.3567 | 3446 | 4231.3567 | 1732 | 1732 | 1732 | 0 | 0 | 0 | 0 | 0 | 0
222 | 10 | 1 | 10 | 4285.7143 | 5000 | 238.0952 | 0 | 194.3635 | 9718.173 | 3446 | 6272.173 | 1732 | 1732 | 1732 | 0 | 0 | 0 | 0 | 0 | 0
223 | 10 | 1 | 10 | 4285.7143 | 5000 | 238.0952 | 1571.4286 | 226.4334 | 11321.6715 | 3446 | 7875.6715 | 1732 | 1732 | 1732 | 0 | 0 | 0 | 0 | 0 | 0
224 | 10 | 1 | 10 | 4285.7143 | 5000 | 238.0952 | 1571.4286 | 226.4334 | 11321.6715 | 3446 | 7875.6715 | 1732 | 1732 | 1732 | 0 | 0 | 0 | 0 | 0 | 0
225 | 10 | 1 | 10 | 4285.7143 | 2000 | 238.0952 | 1571.4286 | 165.2089 | 8260.447 | 3446 | 4814.447 | 1732 | 1732 | 1732 | 0 | 0 | 0 | 0 | 0 | 0
226 | 10 | 1 | 10 | 4285.7143 | 0 | 238.0952 | 1571.4286 | 124.3926 | 6219.6307 | 3446 | 2773.6307 | 1732 | 1732 | 1732 | 0 | 0 | 0 | 0 | 0 | 0
227 | 10 | 1 | 10 | 4285.7143 | 0 | 238.0952 | 1571.4286 | 124.3926 | 6219.6307 | 3446 | 2773.6307 | 1732 | 1732 | 1732 | 0 | 0 | 0 | 0 | 0 | 0
228 | 10 | 1 | 10 | 4285.7143 | 0 | 238.0952 | 1571.4286 | 124.3926 | 6219.6307 | 3446 | 2773.6307 | 1732 | 1732 | 1732 | 0 | 0 | 0 | 0 | 0 | 0
229 | 10 | 1 | 10 | 4285.7143 | 0 | 238.0952 | 1571.4286 | 124.3926 | 6219.6307 | 3446 | 2773.6307 | 1732 | 1732 | 1732 | 0 | 0 | 0 | 0 | 0 | 0
230 | 10 | 1 | 10 | 4285.7143 | 0 | 238.0952 | 1571.4286 | 124.3926 | 6219.6307 | 3446 | 2773.6307 | 1732 | 1732 | 1732 | 0 | 0 | 0 | 0 | 0 | 0
231 | 10 | 1 | 10 | 4285.7143 | 0 | 238.0952 | 1571.4286 | 124.3926 | 6219.6307 | 3446 | 2773.6307 | 1732 | 1732 | 1732 | 0 | 0 | 0 | 0 | 0 | 0
232 | 10 | 1 | 10 | 4285.7143 | 0 | 238.0952 | 1571.4286 | 124.3926 | 6219.6307 | 3446 | 2773.6307 | 1732 | 1732 | 1732 | 0 | 0 | 0 | 0 | 0 | 0
233 | 10 | 1 | 10 | 4285.7143 | 0 | 238.0952 | 0 | 92.3226 | 4616.1322 | 3446 | 1170.1322 | 1732 | 1732 | 1146.1453 | 0 | 0 | 0 | 0 | 0 | 0
234 | 10 | 1 | 10 | 4285.7143 | 2500 | 238.0952 | 0 | 143.3431 | 7167.1526 | 3446 | 3721.1526 | 1732 | 1732 | 1732 | 0 | 0 | 0 | 0 | 0 | 0
235 | 10 | 1 | 10 | 4285.7143 | 5000 | 238.0952 | 0 | 194.3635 | 9718.173 | 3446 | 6272.173 | 1732 | 1732 | 1732 | 0 | 0 | 0 | 0 | 0 | 0
236 | 10 | 1 | 10 | 4285.7143 | 5000 | 238.0952 | 0 | 194.3635 | 9718.173 | 3446 | 6272.173 | 1732 | 1732 | 1732 | 0 | 0 | 0 | 0 | 0 | 0
237 | 10 | 1 | 10 | 4285.7143 | 5000 | 238.0952 | 0 | 194.3635 | 9718.173 | 3446 | 6272.173 | 1732 | 1732 | 1732 | 0 | 0 | 0 | 0 | 0 | 0
238 | 10 | 1 | 10 | 4285.7143 | 2500 | 238.0952 | 0 | 143.3431 | 7167.1526 | 3446 | 3721.1526 | 1732 | 1732 | 1732 | 0 | 0 | 0 | 0 | 0 | 0
239 | 10 | 1 | 11 | 4285.7143 | 0 | 238.0952 | 0 | 92.3226 | 4616.1322 | 3446 | 1170.1322 | 1732 | 1732 | 1146.1453 | 0 | 0 | 0 | 0 | 0 | 0
240 | 11 | 1 | 11 | 4285.7143 | 0 | 238.0952 | 0 | 92.3226 | 4616.1322 | 3446 | 1170.1322 | 1732 | 1732 | 1146.1453 | 0 | 0 | 0 | 0 | 0 | 0
241 | 11 | 1 | 11 | 4285.7143 | 0 | 238.0952 | 0 | 92.3226 | 4616.1322 | 3446 | 1170.1322 | 1732 | 1732 | 1146.1453 | 0 | 0 | 0 | 0 | 0 | 0
242 | 11 | 1 | 11 | 4285.7143 | 0 | 238.0952 | 0 | 92.3226 | 4616.1322 | 3446 | 1170.1322 | 1732 | 1732 | 1146.1453 | 0 | 0 | 0 | 0 | 0 | 0
243 | 11 | 1 | 11 | 4285.7143 | 0 | 238.0952 | 0 | 92.3226 | 4616.1322 | 3446 | 1170.1322 | 1732 | 1732 | 1146.1453 | 0 | 0 | 0 | 0 | 0 | 0
244 | 11 | 1 | 11 | 4285.7143 | 0 | 238.0952 | 0 | 92.3226 | 4616.1322 | 3446 | 1170.1322 | 1732 | 1732 | 1146.1453 | 0 | 0 | 0 | 0 | 0 | 0
245 | 11 | 1 | 11 | 4285.7143 | 3000 | 238.0952 | 0 | 153.5471 | 7677.3567 | 3446 | 4231.3567 | 1732 | 1732 | 1732 | 0 | 0 | 0 | 0 | 0 | 0
246 | 11 | 1 | 11 | 4285.7143 | 5000 | 238.0952 | 0 | 194.3635 | 9718.173 | 3446 | 6272.173 | 1732 | 1732 | 1732 | 0 | 0 | 0 | 0 | 0 | 0
247 | 11 | 1 | 11 | 4285.7143 | 5000 | 238.0952 | 1571.4286 | 226.4334 | 11321.6715 | 3446 | 7875.6715 | 1732 | 1732 | 1732 | 0 | 0 | 0 | 0 | 0 | 0
248 | 11 | 1 | 11 | 4285.7143 | 5000 | 238.0952 | 1571.4286 | 226.4334 | 11321.6715 | 3446 | 7875.6715 | 1732 | 1732 | 1732 | 0 | 0 | 0 | 0 | 0 | 0
249 | 11 | 1 | 11 | 4285.7143 | 2000 | 238.0952 | 1571.4286 | 165.2089 | 8260.447 | 3446 | 4814.447 | 1732 | 1732 | 1732 | 0 | 0 | 0 | 0 | 0 | 0
250 | 11 | 1 | 11 | 4285.7143 | 0 | 238.0952 | 1571.4286 | 124.3926 | 6219.6307 | 3446 | 2773.6307 | 1732 | 1732 | 1732 | 0 | 0 | 0 | 0 | 0 | 0
251 | 11 | 1 | 11 | 4285.7143 | 0 | 238.0952 | 1571.4286 | 124.3926 | 6219.6307 | 3446 | 2773.6307 | 1732 | 1732 | 1732 | 0 | 0 | 0 | 0 | 0 | 0
252 | 11 | 1 | 11 | 4285.7143 | 0 | 238.0952 | 1571.4286 | 124.3926 | 6219.6307 | 3446 | 2773.6307 | 1732 | 1732 | 1732 | 0 | 0 | 0 | 0 | 0 | 0
253 | 11 | 1 | 11 | 4285.7143 | 0 | 238.0952 | 1571.4286 | 124.3926 | 6219.6307 | 3446 | 2773.6307 | 1732 | 1732 | 1732 | 0 | 0 | 0 | 0 | 0 | 0
254 | 11 | 1 | 11 | 4285.7143 | 0 | 238.0952 | 1571.4286 | 124.3926 | 6219.6307 | 3446 | 2773.6307 | 1732 | 1732 | 1732 | 0 | 0 | 0 | 0 | 0 | 0
255 | 11 | 1 | 11 | 4285.7143 | 0 | 238.0952 | 1571.4286 | 124.3926 | 6219.6307 | 3446 | 2773.6307 | 1732 | 1732 | 1732 | 0 | 0 | 0 | 0 | 0 | 0
256 | 11 | 1 | 11 | 4285.7143 | 0 | 238.0952 | 1571.4286 | 124.3926 | 6219.6307 | 3446 | 2773.6307 | 1732 | 1732 | 1732 | 0 | 0 | 0 | 0 | 0 | 0
257 | 11 | 1 | 11 | 4285.7143 | 0 | 238.0952 | 0 | 92.3226 | 4616.1322 | 3446 | 1170.1322 | 1732 | 1732 | 1146.1453 | 0 | 0 | 0 | 0 | 0 | 0
258 | 11 | 1 | 11 | 4285.7143 | 2500 | 238.0952 | 0 | 143.3431 | 7167.1526 | 3446 | 3721.1526 | 1732 | 1732 | 1732 | 0 | 0 | 0 | 0 | 0 | 0
259 | 11 | 1 | 11 | 4285.7143 | 5000 | 238.0952 | 0 | 194.3635 | 9718.173 | 3446 | 6272.173 | 1732 | 1732 | 1732 | 0 | 0 | 0 | 0 | 0 | 0
260 | 11 | 1 | 11 | 4285.7143 | 5000 | 238.0952 | 0 | 194.3635 | 9718.173 | 3446 | 6272.173 | 1732 | 1732 | 1732 | 0 | 0 | 0 | 0 | 0 | 0
261 | 11 | 1 | 11 | 4285.7143 | 5000 | 238.0952 | 0 | 194.3635 | 9718.173 | 3446 | 6272.173 | 1732 | 1732 | 1732 | 0 | 0 | 0 | 0 | 0 | 0
262 | 11 | 1 | 11 | 4285.7143 | 2500 | 238.0952 | 0 | 143.3431 | 7167.1526 | 3446 | 3721.1526 | 1732 | 1732 | 1732 | 0 | 0 | 0 | 0 | 0 | 0
263 | 11 | 1 | 12 | 4285.7143 | 0 | 238.0952 | 0 | 92.3226 | 4616.1322 | 3446 | 1170.1322 | 1732 | 1732 | 1146.1453 | 0 | 0 | 0 | 0 | 0 | 0
264 | 12 | 1 | 12 | 4285.7143 | 0 | 238.0952 | 0 | 92.3226 | 4616.1322 | 3446 | 1170.1322 | 1732 | 1732 | 1146.1453 | 0 | 0 | 0 | 0 | 0 | 0
265 | 12 | 1 | 12 | 4285.7143 | 0 | 238.0952 | 0 | 92.3226 | 4616.1322 | 3446 | 1170.1322 | 1732 | 1732 | 1146.1453 | 0 | 0 | 0 | 0 | 0 | 0
266 | 12 | 1 | 12 | 4285.7143 | 0 | 238.0952 | 0 | 92.3226 | 4616.1322 | 3446 | 1170.1322 | 1732 | 1732 | 1146.1453 | 0 | 0 | 0 | 0 | 0 | 0
267 | 12 | 1 | 12 | 4285.7143 | 0 | 238.0952 | 0 | 92.3226 | 4616.1322 | 3446 | 1170.1322 | 1732 | 1732 | 1146.1453 | 0 | 0 | 0 | 0 | 0 | 0
268 | 12 | 1 | 12 | 4285.7143 | 0 | 238.0952 | 0 | 92.3226 | 4616.1322 | 3446 | 1170.1322 | 1732 | 1732 | 1146.1453 | 0 | 0 | 0 | 0 | 0 | 0
269 | 12 | 1 | 12 | 4285.7143 | 3000 | 238.0952 | 0 | 153.5471 | 7677.3567 | 3446 | 4231.3567 | 1732 | 1732 | 1732 | 0 | 0 | 0 | 0 | 0 | 0
270 | 12 | 1 | 12 | 4285.7143 | 5000 | 238.0952 | 0 | 194.3635 | 9718.173 | 3446 | 6272.173 | 1732 | 1732 | 1732 | 0 | 0 | 0 | 0 | 0 | 0
271 | 12 | 1 | 12 | 4285.7143 | 5000 | 238.0952 | 1571.4286 | 226.4334 | 11321.6715 | 3446 | 7875.6715 | 1732 | 1732 | 1732 | 0 | 0 | 0 | 0 | 0 | 0
272 | 12 | 1 | 12 | 4285.7143 | 5000 | 238.0952 | 1571.4286 | 226.4334 | 11321.6715 | 3446 | 7875.6715 | 1732 | 1732 | 1732 | 0 | 0 | 0 | 0 | 0 | 0
273 | 12 | 1 | 12 | 4285.7143 | 2000 | 238.0952 | 1571.4286 | 165.2089 | 8260.447 | 3446 | 4814.447 | 1732 | 1732 | 1732 | 0 | 0 | 0 | 0 | 0 | 0
274 | 12 | 1 | 12 | 4285.7143 | 0 | 238.0952 | 1571.4286 | 124.3926 | 6219.6307 | 3446 | 2773.6307 | 1732 | 1732 | 1732 | 0 | 0 | 0 | 0 | 0 | 0
275 | 12 | 1 | 12 | 4285.7143 | 0 | 238.0952 | 1571.4286 | 124.3926 | 6219.6307 | 3446 | 2773.6307 | 1732 | 1732 | 1732 | 0 | 0 | 0 | 0 | 0 | 0
276 | 12 | 1 | 12 | 4285.7143 | 0 | 238.0952 | 1571.4286 | 124.3926 | 6219.6307 | 3446 | 2773.6307 | 1732 | 1732 | 1732 | 0 | 0 | 0 | 0 | 0 | 0
277 | 12 | 1 | 12 | 4285.7143 | 0 | 238.0952 | 1571.4286 | 124.3926 | 6219.6307 | 3446 | 2773.6307 | 1732 | 1732 | 1732 | 0 | 0 | 0 | 0 | 0 | 0
278 | 12 | 1 | 12 | 4285.7143 | 0 | 238.0952 | 1571.4286 | 124.3926 | 6219.6307 | 3446 | 2773.6307 | 1732 | 1732 | 1732 | 0 | 0 | 0 | 0 | 0 | 0
279 | 12 | 1 | 12 | 4285.7143 | 0 | 238.0952 | 1571.4286 | 124.3926 | 6219.6307 | 3446 | 2773.6307 | 1732 | 1732 | 1732 | 0 | 0 | 0 | 0 | 0 | 0
280 | 12 | 1 | 12 | 4285.7143 | 0 | 238.0952 | 1571.4286 | 124.3926 | 6219.6307 | 3446 | 2773.6307 | 1732 | 1732 | 1732 | 0 | 0 | 0 | 0 | 0 | 0
281 | 12 | 1 | 12 | 4285.7143 | 0 | 238.0952 | 0 | 92.3226 | 4616.1322 | 3446 | 1170.1322 | 1732 | 1732 | 1146.1453 | 0 | 0 | 0 | 0 | 0 | 0
282 | 12 | 1 | 12 | 4285.7143 | 2500 | 238.0952 | 0 | 143.3431 | 7167.1526 | 3446 | 3721.1526 | 1732 | 1732 | 1732 | 0 | 0 | 0 | 0 | 0 | 0
283 | 12 | 1 | 12 | 4285.7143 | 5000 | 238.0952 | 0 | 194.3635 | 9718.173 | 3446 | 6272.173 | 1732 | 1732 | 1732 | 0 | 0 | 0 | 0 | 0 | 0
284 | 12 | 1 | 12 | 4285.7143 | 5000 | 238.0952 | 0 | 194.3635 | 9718.173 | 3446 | 6272.173 | 1732 | 1732 | 1732 | 0 | 0 | 0 | 0 | 0 | 0
285 | 12 | 1 | 12 | 4285.7143 | 5000 | 238.0952 | 0 | 194.3635 | 9718.173 | 3446 | 6272.173 | 1732 | 1732 | 1732 | 0 | 0 | 0 | 0 | 0 | 0
286 | 12 | 1 | 12 | 4285.7143 | 2500 | 238.0952 | 0 | 143.3431 | 7167.1526 | 3446 | 3721.1526 | 1732 | 1732 | 1732 | 0 | 0 | 0 | 0 | 0 | 0
287 | 12 | 1 | 13 | 4285.7143 | 0 | 238.0952 | 0 | 92.3226 | 4616.1322 | 3446 | 1170.1322 | 1732 | 1732 | 1146.1453 | 0 | 0 | 0 | 0 | 0 | 0
288 | 13 | 1 | 13 | 4285.7143 | 0 | 238.0952 | 0 | 92.3226 | 4616.1322 | 3446 | 1170.1322 | 1732 | 1732 | 1146.1453 | 0 | 0 | 0 | 0 | 0 | 0
289 | 13 | 1 | 13 | 4285.7143 | 0 | 238.0952 | 0 | 92.3226 | 4616.1322 | 3446 | 1170.1322 | 1732 | 1732 | 1146.1453 | 0 | 0 | 0 | 0 | 0 | 0
290 | 13 | 1 | 13 | 4285.7143 | 0 | 238.0952 | 0 | 92.3226 | 4616.1322 | 3446 | 1170.1322 | 1732 | 1732 | 1146.1453 | 0 | 0 | 0 | 0 | 0 | 0
291 | 13 | 1 | 13 | 4285.7143 | 0 | 238.0952 | 0 | 92.3226 | 4616.1322 | 3446 | 1170.1322 | 1732 | 1732 | 1146.1453 | 0 | 0 | 0 | 0 | 0 | 0
292 | 13 | 1 | 13 | 4285.7143 | 0 | 238.0952 | 0 | 92.3226 | 4616.1322 | 3446 | 1170.1322 | 1732 | 1732 | 1146.1453 | 0 | 0 | 0 | 0 | 0 | 0
293 | 13 | 1 | 13 | 4285.7143 | 3000 | 238.0952 | 0 | 153.5471 | 7677.3567 | 3446 | 4231.3567 | 1732 | 1732 | 1732 | 0 | 0 | 0 | 0 | 0 | 0
294 | 13 | 1 | 13 | 4285.7143 | 5000 | 238.0952 | 0 | 194.3635 | 9718.173 | 3446 | 6272.173 | 1732 | 1732 | 1732 | 0 | 0 | 0 | 0 | 0 | 0
295 | 13 | 1 | 13 | 4285.7143 | 5000 | 238.0952 | 1571.4286 | 226.4334 | 11321.6715 | 3446 | 7875.6715 | 1732 | 1732 | 1732 | 0 | 0 | 0 | 0 | 0 | 0
296 | 13 | 1 | 13 | 4285.7143 | 5000 | 238.0952 | 1571.4286 | 226.4334 | 11321.6715 | 3446 | 7875.6715 | 1732 | 1732 | 1732 | 0 | 0 | 0 | 0 | 0 | 0
297 | 13 | 1 | 13 | 4285.7143 | 2000 | 238.0952 | 1571.4286 | 165.2089 | 8260.447 | 3446 | 4814.447 | 1732 | 1732 | 1732 | 0 | 0 | 0 | 0 | 0 | 0
298 | 13 | 1 | 13 | 4285.7143 | 0 | 238.0952 | 1571.4286 | 124.3926 | 6219.6307 | 3446 | 2773.6307 | 1732 | 1732 | 1732 | 0 | 0 | 0 | 0 | 0 | 0
299 | 13 | 1 | 13 | 4285.7143 | 0 | 238.0952 | 1571.4286 | 124.3926 | 6219.6307 | 3446 | 2773.6307 | 1732 | 1732 | 1732 | 0 | 0 | 0 | 0 | 0 | 0
300 | 13 | 1 | 13 | 4285.7143 | 0 | 238.0952 | 1571.4286 | 124.3926 | 6219.6307 | 3446 | 2773.6307 | 1732 | 1732 | 1732 | 0 | 0 | 0 | 0 | 0 | 0
301 | 13 | 1 | 13 | 4285.7143 | 0 | 238.0952 | 1571.4286 | 124.3926 | 6219.6307 | 3446 | 2773.6307 | 1732 | 1732 | 1732 | 0 | 0 | 0 | 0 | 0 | 0
302 | 13 | 1 | 13 | 4285.7143 | 0 | 238.0952 | 1571.4286 | 124.3926 | 6219.6307 | 3446 | 2773.6307 | 1732 | 1732 | 1732 | 0 | 0 | 0 | 0 | 0 | 0
303 | 13 | 1 | 13 | 4285.7143 | 0 | 238.0952 | 1571.4286 | 124.3926 | 6219.6307 | 3446 | 2773.6307 | 1732 | 1732 | 1732 | 0 | 0 | 0 | 0 | 0 | 0
304 | 13 | 1 | 13 | 4285.7143 | 0 | 238.0952 | 1571.4286 | 124.3926 | 6219.6307 | 3446 | 2773.6307 | 1732 | 1732 | 1732 | 0 | 0 | 0 | 0 | 0 | 0
305 | 13 | 1 | 13 | 4285.7143 | 0 | 238.0952 | 0 | 92.3226 | 4616.1322 | 3446 | 1170.1322 | 1732 | 1732 | 1146.1453 | 0 | 0 | 0 | 0 | 0 | 0
306 | 13 | 1 | 13 | 4285.7143 | 2500 | 238.0952 | 0 | 143.3431 | 7167.1526 | 3446 | 3721.1526 | 1732 | 1732 | 1732 | 0 | 0 | 0 | 0 | 0 | 0
307 | 13 | 1 | 13 | 4285.7143 | 5000 | 238.0952 | 0 | 194.3635 | 9718.173 | 3446 | 6272.173 | 1732 | 1732 | 1732 | 0 | 0 | 0 | 0 | 0 | 0
308 | 13 | 1 | 13 | 4285.7143 | 5000 | 238.0952 | 0 | 194.3635 | 9718.173 | 3446 | 6272.173 | 1732 | 1732 | 1732 | 0 | 0 | 0 | 0 | 0 | 0
309 | 13 | 1 | 13 | 4285.7143 | 5000 | 238.0952 | 0 | 194.3635 | 9718.173 | 3446 | 6272.173 | 1732 | 1732 | 1732 | 0 | 0 | 0 | 0 | 0 | 0
310 | 13 | 1 | 13 | 4285.7143 | 2500 | 238.0952 | 0 | 143.3431 | 7167.1526 | 3446 | 3721.1526 | 1732 | 1732 | 1732 | 0 | 0 | 0 | 0 | 0 | 0
311 | 13 | 1 | 14 | 4285.7143 | 0 | 238.0952 | 0 | 92.3226 | 4616.1322 | 3446 | 1170.1322 | 1732 | 1732 | 1146.1453 | 0 | 0 | 0 | 0 | 0 | 0
312 | 14 | 1 | 14 | 4285.7143 | 0 | 238.0952 | 0 | 92.3226 | 4616.1322 | 3446 | 1170.1322 | 1732 | 1732 | 1146.1453 | 0 | 0 | 0 | 0 | 0 | 0
313 | 14 | 1 | 14 | 4285.7143 | 0 | 238.0952 | 0 | 92.3226 | 4616.1322 | 3446 | 1170.1322 | 1732 | 1732 | 1146.1453 | 0 | 0 | 0 | 0 | 0 | 0
314 | 14 | 1 | 14 | 4285.7143 | 0 | 238.0952 | 0 | 92.3226 | 4616.1322 | 3446 | 1170.1322 | 1732 | 1732 | 1146.1453 | 0 | 0 | 0 | 0 | 0 | 0
315 | 14 | 1 | 14 | 4285.7143 | 0 | 238.0952 | 0 | 92.3226 | 4616.1322 | 3446 | 1170.1322 | 1732 | 1732 | 1146.1453 | 0 | 0 | 0 | 0 | 0 | 0
316 | 14 | 1 | 14 | 4285.7143 | 0 | 238.0952 | 0 | 92.3226 | 4616.1322 | 3446 | 1170.1322 | 1732 | 1732 | 1146.1453 | 0 | 0 | 0 | 0 | 0 | 0
317 | 14 | 1 | 14 | 4285.7143 | 3000 | 238.0952 | 0 | 153.5471 | 7677.3567 | 3446 | 4231.3567 | 1732 | 1732 | 1732 | 0 | 0 | 0 | 0 | 0 | 0
318 | 14 | 1 | 14 | 4285.7143 | 5000 | 238.0952 | 0 | 194.3635 | 9718.173 | 3446 | 6272.173 | 1732 | 1732 | 1732 | 0 | 0 | 0 | 0 | 0 | 0
319 | 14 | 1 | 14 | 4285.7143 | 5000 | 238.0952 | 1571.4286 | 226.4334 | 11321.6715 | 3446 | 7875.6715 | 1732 | 1732 | 1732 | 0 | 0 | 0 | 0 | 0 | 0
320 | 14 | 1 | 14 | 4285.7143 | 5000 | 238.0952 | 1571.4286 | 226.4334 | 11321.6715 | 3446 | 7875.6715 | 1732 | 1732 | 1732 | 0 | 0 | 0 | 0 | 0 | 0
321 | 14 | 1 | 14 | 4285.7143 | 2000 | 238.0952 | 1571.4286 | 165.2089 | 8260.447 | 3446 | 4814.447 | 1732 | 1732 | 1732 | 0 | 0 | 0 | 0 | 0 | 0
322 | 14 | 1 | 14 | 4285.7143 | 0 | 238.0952 | 1571.4286 | 124.3926 | 6219.6307 | 3446 | 2773.6307 | 1732 | 1732 | 1732 | 0 | 0 | 0 | 0 | 0 | 0
323 | 14 | 1 | 14 | 4285.7143 | 0 | 238.0952 | 1571.4286 | 124.3926 | 6219.6307 | 3446 | 2773.6307 | 1732 | 1732 | 1732 | 0 | 0 | 0 | 0 | 0 | 0
324 | 14 | 1 | 14 | 4285.7143 | 0 | 238.0952 | 1571.4286 | 124.3926 | 6219.6307 | 3446 | 2773.6307 | 1732 | 1732 | 1732 | 0 | 0 | 0 | 0 | 0 | 0
325 | 14 | 1 | 14 | 4285.7143 | 0 | 238.0952 | 1571.4286 | 124.3926 | 6219.6307 | 3446 | 2773.6307 | 1732 | 1732 | 1732 | 0 | 0 | 0 | 0 | 0 | 0
326 | 14 | 1 | 14 | 4285.7143 | 0 | 238.0952 | 1571.4286 | 124.3926 | 6219.6307 | 3446 | 2773.6307 | 1732 | 1732 | 1732 | 0 | 0 | 0 | 0 | 0 | 0
327 | 14 | 1 | 14 | 4285.7143 | 0 | 238.0952 | 1571.4286 | 124.3926 | 6219.6307 | 3446 | 2773.6307 | 1732 | 1732 | 1732 | 0 | 0 | 0 | 0 | 0 | 0
328 | 14 | 1 | 14 | 4285.7143 | 0 | 238.0952 | 1571.4286 | 124.3926 | 6219.6307 | 3446 | 2773.6307 | 1732 | 1732 | 1732 | 0 | 0 | 0 | 0 | 0 | 0
329 | 14 | 1 | 14 | 4285.7143 | 0 | 238.0952 | 0 | 92.3226 | 4616.1322 | 3446 | 1170.1322 | 1732 | 1732 | 1146.1453 | 0 | 0 | 0 | 0 | 0 | 0
330 | 14 | 1 | 14 | 4285.7143 | 2500 | 238.0952 | 0 | 143.3431 | 7167.1526 | 3446 | 3721.1526 | 1732 | 1732 | 1732 | 0 | 0 | 0 | 0 | 0 | 0
331 | 14 | 1 | 14 | 4285.7143 | 5000 | 238.0952 | 0 | 194.3635 | 9718.173 | 3446 | 6272.173 | 1732 | 1732 | 1732 | 0 | 0 | 0 | 0 | 0 | 0
332 | 14 | 1 | 14 | 4285.7143 | 5000 | 238.0952 | 0 | 194.3635 | 9718.173 | 3446 | 6272.173 | 1732 | 1732 | 1732 | 0 | 0 | 0 | 0 | 0 | 0
333 | 14 | 1 | 14 | 4285.7143 | 5000 | 238.0952 | 0 | 194.3635 | 9718.173 | 3446 | 6272.173 | 1732 | 1732 | 1732 | 0 | 0 | 0 | 0 | 0 | 0
334 | 14 | 1 | 14 | 4285.7143 | 2500 | 238.0952 | 0 | 143.3431 | 7167.1526 | 3446 | 3721.1526 | 1732 | 1732 | 1732 | 0 | 0 | 0 | 0 | 0 | 0
335 | 14 | 1 | 15 | 4285.7143 | 0 | 238.0952 | 0 | 92.3226 | 4616.1322 | 3446 | 1170.1322 | 1732 | 1732 | 1146.1453 | 0 | 0 | 0 | 0 | 0 | 0
336 | 15 | 1 | 15 | 4285.7143 | 0 | 238.0952 | 0 | 92.3226 | 4616.1322 | 3446 | 1170.1322 | 1732 | 1732 | 1146.1453 | 0 | 0 | 0 | 0 | 0 | 0
337 | 15 | 1 | 15 | 4285.7143 | 0 | 238.0952 | 0 | 92.3226 | 4616.1322 | 3446 | 1170.1322 | 1732 | 1732 | 1146.1453 | 0 | 0 | 0 | 0 | 0 | 0
338 | 15 | 1 | 15 | 4285.7143 | 0 | 238.0952 | 0 | 92.3226 | 4616.1322 | 3446 | 1170.1322 | 1732 | 1732 | 1146.1453 | 0 | 0 | 0 | 0 | 0 | 0
339 | 15 | 1 | 15 | 4285.7143 | 0 | 238.0952 | 0 | 92.3226 | 4616.1322 | 3446 | 1170.1322 | 1732 | 1732 | 1146.1453 | 0 | 0 | 0 | 0 | 0 | 0
340 | 15 | 1 | 15 | 4285.7143 | 0 | 238.0952 | 0 | 92.3226 | 4616.1322 | 3446 | 1170.1322 | 1732 | 1732 | 1146.1453 | 0 | 0 | 0 | 0 | 0 | 0
341 | 15 | 1 | 15 | 4285.7143 | 3000 | 238.0952 | 0 | 153.5471 | 7677.3567 | 3446 | 4231.3567 | 1732 | 1732 | 1732 | 0 | 0 | 0 | 0 | 0 | 0
342 | 15 | 1 | 15 | 4285.7143 | 5000 | 238.0952 | 0 | 194.3635 | 9718.173 | 3446 | 6272.173 | 1732 | 1732 | 1732 | 0 | 0 | 0 | 0 | 0 | 0
343 | 15 | 1 | 15 | 4285.7143 | 5000 | 238.0952 | 1571.4286 | 226.4334 | 11321.6715 | 3446 | 7875.6715 | 1732 | 1732 | 1732 | 0 | 0 | 0 | 0 | 0 | 0
344 | 15 | 1 | 15 | 4285.7143 | 5000 | 238.0952 | 1571.4286 | 226.4334 | 11321.6715 | 3446 | 7875.6715 | 1732 | 1732 | 1732 | 0 | 0 | 0 | 0 | 0 | 0
345 | 15 | 1 | 15 | 4285.7143 | 2000 | 238.0952 | 1571.4286 | 165.2089 | 8260.447 | 3446 | 4814.447 | 1732 | 1732 | 1732 | 0 | 0 | 0 | 0 | 0 | 0
346 | 15 | 1 | 15 | 4285.7143 | 0 | 238.0952 | 1571.4286 | 124.3926 | 6219.6307 | 3446 | 2773.6307 | 1732 | 1732 | 1732 | 0 | 0 | 0 | 0 | 0 | 0
347 | 15 | 1 | 15 | 4285.7143 | 0 | 238.0952 | 1571.4286 | 124.3926 | 6219.6307 | 3446 | 2773.6307 | 1732 | 1732 | 1732 | 0 | 0 | 0 | 0 | 0 | 0
348 | 15 | 1 | 15 | 4285.7143 | 0 | 238.0952 | 1571.4286 | 124.3926 | 6219.6307 | 3446 | 2773.6307 | 1732 | 1732 | 1732 | 0 | 0 | 0 | 0 | 0 | 0
349 | 15 | 1 | 15 | 4285.7143 | 0 | 238.0952 | 1571.4286 | 124.3926 | 6219.6307 | 3446 | 2773.6307 | 1732 | 1732 | 1732 | 0 | 0 | 0 | 0 | 0 | 0
350 | 15 | 1 | 15 | 4285.7143 | 0 | 238.0952 | 1571.4286 | 124.3926 | 6219.6307 | 3446 | 2773.6307 | 1732 | 1732 | 1732 | 0 | 0 | 0 | 0 | 0 | 0
351 | 15 | 1 | 15 | 4285.7143 | 0 | 238.0952 | 1571.4286 | 124.3926 | 6219.6307 | 3446 | 2773.6307 | 1732 | 1732 | 1732 | 0 | 0 | 0 | 0 | 0 | 0
352 | 15 | 1 | 15 | 4285.7143 | 0 | 238.0952 | 1571.4286 | 124.3926 | 6219.6307 | 3446 | 2773.6307 | 1732 | 1732 | 1732 | 0 | 0 | 0 | 0 | 0 | 0
353 | 15 | 1 | 15 | 4285.7143 | 0 | 238.0952 | 0 | 92.3226 | 4616.1322 | 3446 | 1170.1322 | 1732 | 1732 | 1146.1453 | 0 | 0 | 0 | 0 | 0 | 0
354 | 15 | 1 | 15 | 4285.7143 | 2500 | 238.0952 | 0 | 143.3431 | 7167.1526 | 3446 | 3721.1526 | 1732 | 1732 | 1732 | 0 | 0 | 0 | 0 | 0 | 0
355 | 15 | 1 | 15 | 4285.7143 | 5000 | 238.0952 | 0 | 194.3635 | 9718.173 | 3446 | 6272.173 | 1732 | 1732 | 1732 | 0 | 0 | 0 | 0 | 0 | 0
356 | 15 | 1 | 15 | 4285.7143 | 5000 | 238.0952 | 0 | 194.3635 | 9718.173 | 3446 | 6272.173 | 1732 | 1732 | 1732 | 0 | 0 | 0 | 0 | 0 | 0
357 | 15 | 1 | 15 | 4285.7143 | 5000 | 238.0952 | 0 | 194.3635 | 9718.173 | 3446 | 6272.173 | 1732 | 1732 | 1732 | 0 | 0 | 0 | 0 | 0 | 0
358 | 15 | 1 | 15 | 4285.7143 | 2500 | 238.0952 | 0 | 143.3431 | 7167.1526 | 3446 | 3721.1526 | 1732 | 1732 | 1732 | 0 | 0 | 0 | 0 | 0 | 0
359 | 15 | 1 | 16 | 4285.7143 | 0 | 238.0952 | 0 | 92.3226 | 4616.1322 | 3446 | 1170.1322 | 1732 | 1732 | 1146.1453 | 0 | 0 | 0 | 0 | 0 | 0
360 | 16 | 1 | 16 | 4285.7143 | 0 | 238.0952 | 0 | 92.3226 | 4616.1322 | 3446 | 1170.1322 | 1732 | 1732 | 1146.1453 | 0 | 0 | 0 | 0 | 0 | 0
361 | 16 | 1 | 16 | 4285.7143 | 0 | 238.0952 | 0 | 92.3226 | 4616.1322 | 3446 | 1170.1322 | 1732 | 1732 | 1146.1453 | 0 | 0 | 0 | 0 | 0 | 0
362 | 16 | 1 | 16 | 4285.7143 | 0 | 238.0952 | 0 | 92.3226 | 4616.1322 | 3446 | 1170.1322 | 1732 | 1732 | 1146.1453 | 0 | 0 | 0 | 0 | 0 | 0
363 | 16 | 1 | 16 | 4285.7143 | 0 | 238.0952 | 0 | 92.3226 | 4616.1322 | 3446 | 1170.1322 | 1732 | 1732 | 1146.1453 | 0 | 0 | 0 | 0 | 0 | 0
364 | 16 | 1 | 16 | 4285.7143 | 0 | 238.0952 | 0 | 92.3226 | 4616.1322 | 3446 | 1170.1322 | 1732 | 1732 | 1146.1453 | 0 | 0 | 0 | 0 | 0 | 0
365 | 16 | 1 | 16 | 4285.7143 | 3000 | 238.0952 | 0 | 153.5471 | 7677.3567 | 3446 | 4231.3567 | 1732 | 1732 | 1732 | 0 | 0 | 0 | 0 | 0 | 0
366 | 16 | 1 | 16 | 4285.7143 | 5000 | 238.0952 | 0 | 194.3635 | 9718.173 | 3446 | 6272.173 | 1732 | 1732 | 1732 | 0 | 0 | 0 | 0 | 0 | 0
367 | 16 | 1 | 16 | 4285.7143 | 5000 | 238.0952 | 1571.4286 | 226.4334 | 11321.6715 | 3446 | 7875.6715 | 1732 | 1732 | 1732 | 0 | 0 | 0 | 0 | 0 | 0
368 | 16 | 1 | 16 | 4285.7143 | 5000 | 238.0952 | 1571.4286 | 226.4334 | 11321.6715 | 3446 | 7875.6715 | 1732 | 1732 | 1732 | 0 | 0 | 0 | 0 | 0 | 0
369 | 16 | 1 | 16 | 4285.7143 | 2000 | 238.0952 | 1571.4286 | 165.2089 | 8260.447 | 3446 | 4814.447 | 1732 | 1732 | 1732 | 0 | 0 | 0 | 0 | 0 | 0
370 | 16 | 1 | 16 | 4285.7143 | 0 | 238.0952 | 1571.4286 | 124.3926 | 6219.6307 | 3446 | 2773.6307 | 1732 | 1732 | 1732 | 0 | 0 | 0 | 0 | 0 | 0
371 | 16 | 1 | 16 | 4285.7143 | 0 | 238.0952 | 1571.4286 | 124.3926 | 6219.6307 | 3446 | 2773.6307 | 1732 | 1732 | 1732 | 0 | 0 | 0 | 0 | 0 | 0
372 | 16 | 1 | 16 | 4285.7143 | 0 | 238.0952 | 1571.4286 | 124.3926 | 6219.6307 | 3446 | 2773.6307 | 1732 | 1732 | 1732 | 0 | 0 | 0 | 0 | 0 | 0
373 | 16 | 1 | 16 | 4285.7143 | 0 | 238.0952 | 1571.4286 | 124.3926 | 6219.6307 | 3446 | 2773.6307 | 1732 | 1732 | 1732 | 0 | 0 | 0 | 0 | 0 | 0
374 | 16 | 1 | 16 | 4285.7143 | 0 | 238.0952 | 1571.4286 | 124.3926 | 6219.6307 | 3446 | 2773.6307 | 1732 | 1732 | 1732 | 0 | 0 | 0 | 0 | 0 | 0
375 | 16 | 1 | 16 | 4285.7143 | 0 | 238.0952 | 1571.4286 | 124.3926 | 6219.6307 | 3446 | 2773.6307 | 1732 | 1732 | 1732 | 0 | 0 | 0 | 0 | 0 | 0
376 | 16 | 1 | 16 | 4285.7143 | 0 | 238.0952 | 1571.4286 | 124.3926 | 6219.6307 | 3446 | 2773.6307 | 1732 | 1732 | 1732 | 0 | 0 | 0 | 0 | 0 | 0
377 | 16 | 1 | 16 | 4285.7143 | 0 | 238.0952 | 0 | 92.3226 | 4616.1322 | 3446 | 1170.1322 | 1732 | 1732 | 1146.1453 | 0 | 0 | 0 | 0 | 0 | 0
378 | 16 | 1 | 16 | 4285.7143 | 2500 | 238.0952 | 0 | 143.3431 | 7167.1526 | 3446 | 3721.1526 | 1732 | 1732 | 1732 | 0 | 0 | 0 | 0 | 0 | 0
379 | 16 | 1 | 16 | 4285.7143 | 5000 | 238.0952 | 0 | 194.3635 | 9718.173 | 3446 | 6272.173 | 1732 | 1732 | 1732 | 0 | 0 | 0 | 0 | 0 | 0
380 | 16 | 1 | 16 | 4285.7143 | 5000 | 238.0952 | 0 | 194.3635 | 9718.173 | 3446 | 6272.173 | 1732 | 1732 | 1732 | 0 | 0 | 0 | 0 | 0 | 0
381 | 16 | 1 | 16 | 4285.7143 | 5000 | 238.0952 | 0 | 194.3635 | 9718.173 | 3446 | 6272.173 | 1732 | 1732 | 1732 | 0 | 0 | 0 | 0 | 0 | 0
382 | 16 | 1 | 16 | 4285.7143 | 2500 | 238.0952 | 0 | 143.3431 | 7167.1526 | 3446 | 3721.1526 | 1732 | 1732 | 1732 | 0 | 0 | 0 | 0 | 0 | 0
383 | 16 | 1 | 17 | 4285.7143 | 0 | 238.0952 | 0 | 92.3226 | 4616.1322 | 3446 | 1170.1322 | 1732 | 1732 | 1146.1453 | 0 | 0 | 0 | 0 | 0 | 0
384 | 17 | 1 | 17 | 4285.7143 | 0 | 238.0952 | 0 | 92.3226 | 4616.1322 | 3446 | 1170.1322 | 1732 | 1732 | 1146.1453 | 0 | 0 | 0 | 0 | 0 | 0
385 | 17 | 1 | 17 | 4285.7143 | 0 | 238.0952 | 0 | 92.3226 | 4616.1322 | 3446 | 1170.1322 | 1732 | 1732 | 1146.1453 | 0 | 0 | 0 | 0 | 0 | 0
386 | 17 | 1 | 17 | 4285.7143 | 0 | 238.0952 | 0 | 92.3226 | 4616.1322 | 3446 | 1170.1322 | 1732 | 1732 | 1146.1453 | 0 | 0 | 0 | 0 | 0 | 0
387 | 17 | 1 | 17 | 4285.7143 | 0 | 238.0952 | 0 | 92.3226 | 4616.1322 | 3446 | 1170.1322 | 1732 | 1732 | 1146.1453 | 0 | 0 | 0 | 0 | 0 | 0
388 | 17 | 1 | 17 | 4285.7143 | 0 | 238.0952 | 0 | 92.3226 | 4616.1322 | 3446 | 1170.1322 | 1732 | 1732 | 1146.1453 | 0 | 0 | 0 | 0 | 0 | 0
389 | 17 | 1 | 17 | 4285.7143 | 3000 | 238.0952 | 0 | 153.5471 | 7677.3567 | 3446 | 4231.3567 | 1732 | 1732 | 1732 | 0 | 0 | 0 | 0 | 0 | 0
390 | 17 | 1 | 17 | 4285.7143 | 5000 | 238.0952 | 0 | 194.3635 | 9718.173 | 3446 | 6272.173 | 1732 | 1732 | 1732 | 0 | 0 | 0 | 0 | 0 | 0
391 | 17 | 1 | 17 | 4285.7143 | 5000 | 238.0952 | 1571.4286 | 226.4334 | 11321.6715 | 3446 | 7875.6715 | 1732 | 1732 | 1732 | 0 | 0 | 0 | 0 | 0 | 0
392 | 17 | 1 | 17 | 4285.7143 | 5000 | 238.0952 | 1571.4286 | 226.4334 | 11321.6715 | 3446 | 7875.6715 | 1732 | 1732 | 1732 | 0 | 0 | 0 | 0 | 0 | 0
393 | 17 | 1 | 17 | 4285.7143 | 2000 | 238.0952 | 1571.4286 | 165.2089 | 8260.447 | 3446 | 4814.447 | 1732 | 1732 | 1732 | 0 | 0 | 0 | 0 | 0 | 0
394 | 17 | 1 | 17 | 4285.7143 | 0 | 238.0952 | 1571.4286 | 124.3926 | 6219.6307 | 3446 | 2773.6307 | 1732 | 1732 | 1732 | 0 | 0 | 0 | 0 | 0 | 0
395 | 17 | 1 | 17 | 4285.7143 | 0 | 238.0952 | 1571.4286 | 124.3926 | 6219.6307 | 3446 | 2773.6307 | 1732 | 1732 | 1732 | 0 | 0 | 0 | 0 | 0 | 0
396 | 17 | 1 | 17 | 4285.7143 | 0 | 238.0952 | 1571.4286 | 124.3926 | 6219.6307 | 3446 | 2773.6307 | 1732 | 1732 | 1732 | 0 | 0 | 0 | 0 | 0 | 0
397 | 17 | 1 | 17 | 4285.7143 | 0 | 238.0952 | 1571.4286 | 124.3926 | 6219.6307 | 3446 | 2773.6307 | 1732 | 1732 | 1732 | 0 | 0 | 0 | 0 | 0 | 0
398 | 17 | 1 | 17 | 4285.7143 | 0 | 238.0952 | 1571.4286 | 124.3926 | 6219.6307 | 3446 | 2773.6307 | 1732 | 1732 | 1732 | 0 | 0 | 0 | 0 | 0 | 0
399 | 17 | 1 | 17 | 4285.7143 | 0 | 238.0952 | 1571.4286 | 124.3926 | 6219.6307 | 3446 | 2773.6307 | 1732 | 1732 | 1732 | 0 | 0 | 0 | 0 | 0 | 0
400 | 17 | 1 | 17 | 4285.7143 | 0 | 238.0952 | 1571.4286 | 124.3926 | 6219.6307 | 3446 | 2773.6307 | 1732 | 1732 | 1732 | 0 | 0 | 0 | 0 | 0 | 0
401 | 17 | 1 | 17 | 4285.7143 | 0 | 238.0952 | 0 | 92.3226 | 4616.1322 | 3446 | 1170.1322 | 1732 | 1732 | 1146.1453 | 0 | 0 | 0 | 0 | 0 | 0
402 | 17 | 1 | 17 | 4285.7143 | 2500 | 238.0952 | 0 | 143.3431 | 7167.1526 | 3446 | 3721.1526 | 1732 | 1732 | 1732 | 0 | 0 | 0 | 0 | 0 | 0
403 | 17 | 1 | 17 | 4285.7143 | 5000 | 238.0952 | 0 | 194.3635 | 9718.173 | 3446 | 6272.173 | 1732 | 1732 | 1732 | 0 | 0 | 0 | 0 | 0 | 0
404 | 17 | 1 | 17 | 4285.7143 | 5000 | 238.0952 | 0 | 194.3635 | 9718.173 | 3446 | 6272.173 | 1732 | 1732 | 1732 | 0 | 0 | 0 | 0 | 0 | 0
405 | 17 | 1 | 17 | 4285.7143 | 5000 | 238.0952 | 0 | 194.3635 | 9718.173 | 3446 | 6272.173 | 1732 | 1732 | 1732 | 0 | 0 | 0 | 0 | 0 | 0
406 | 17 | 1 | 17 | 4285.7143 | 2500 | 238.0952 | 0 | 143.3431 | 7167.1526 | 3446 | 3721.1526 | 1732 | 1732 | 1732 | 0 | 0 | 0 | 0 | 0 | 0
407 | 17 | 1 | 18 | 4285.7143 | 0 | 238.0952 | 0 | 92.3226 | 4616.1322 | 3446 | 1170.1322 | 1732 | 1732 | 1146.1453 | 0 | 0 | 0 | 0 | 0 | 0
408 | 18 | 1 | 18 | 4285.7143 | 0 | 238.0952 | 0 | 92.3226 | 4616.1322 | 3446 | 1170.1322 | 1732 | 1732 | 1146.1453 | 0 | 0 | 0 | 0 | 0 | 0
409 | 18 | 1 | 18 | 4285.7143 | 0 | 238.0952 | 0 | 92.3226 | 4616.1322 | 3446 | 1170.1322 | 1732 | 1732 | 1146.1453 | 0 | 0 | 0 | 0 | 0 | 0
410 | 18 | 1 | 18 | 4285.7143 | 0 | 238.0952 | 0 | 92.3226 | 4616.1322 | 3446 | 1170.1322 | 1732 | 1732 | 1146.1453 | 0 | 0 | 0 | 0 | 0 | 0
411 | 18 | 1 | 18 | 4285.7143 | 0 | 238.0952 | 0 | 92.3226 | 4616.1322 | 3446 | 1170.1322 | 1732 | 1732 | 1146.1453 | 0 | 0 | 0 | 0 | 0 | 0
412 | 18 | 1 | 18 | 4285.7143 | 0 | 238.0952 | 0 | 92.3226 | 4616.1322 | 3446 | 1170.1322 | 1732 | 1732 | 1146.1453 | 0 | 0 | 0 | 0 | 0 | 0
413 | 18 | 1 | 18 | 4285.7143 | 3000 | 238.0952 | 0 | 153.5471 | 7677.3567 | 3446 | 4231.3567 | 1732 | 1732 | 1732 | 0 | 0 | 0 | 0 | 0 | 0
414 | 18 | 1 | 18 | 4285.7143 | 5000 | 238.0952 | 0 | 194.3635 | 9718.173 | 3446 | 6272.173 | 1732 | 1732 | 1732 | 0 | 0 | 0 | 0 | 0 | 0
415 | 18 | 1 | 18 | 4285.7143 | 5000 | 238.0952 | 1571.4286 | 226.4334 | 11321.6715 | 3446 | 7875.6715 | 1732 | 1732 | 1732 | 0 | 0 | 0 | 0 | 0 | 0
416 | 18 | 1 | 18 | 4285.7143 | 5000 | 238.0952 | 1571.4286 | 226.4334 | 11321.6715 | 3446 | 7875.6715 | 1732 | 1732 | 1732 | 0 | 0 | 0 | 0 | 0 | 0
417 | 18 | 1 | 18 | 4285.7143 | 2000 | 238.0952 | 1571.4286 | 165.2089 | 8260.447 | 3446 | 4814.447 | 1732 | 1732 | 1732 | 0 | 0 | 0 | 0 | 0 | 0
418 | 18 | 1 | 18 | 4285.7143 | 0 | 238.0952 | 1571.4286 | 124.3926 | 6219.6307 | 3446 | 2773.6307 | 1732 | 1732 | 1732 | 0 | 0 | 0 | 0 | 0 | 0
419 | 18 | 1 | 18 | 4285.7143 | 0 | 238.0952 | 1571.4286 | 124.3926 | 6219.6307 | 3446 | 2773.6307 | 1732 | 1732 | 1732 | 0 | 0 | 0 | 0 | 0 | 0
420 | 18 | 1 | 18 | 4285.7143 | 0 | 238.0952 | 1571.4286 | 124.3926 | 6219.6307 | 3446 | 2773.6307 | 1732 | 1732 | 1732 | 0 | 0 | 0 | 0 | 0 | 0
421 | 18 | 1 | 18 | 4285.7143 | 0 | 238.0952 | 1571.4286 | 124.3926 | 6219.6307 | 3446 | 2773.6307 | 1732 | 1732 | 1732 | 0 | 0 | 0 | 0 | 0 | 0
422 | 18 | 1 | 18 | 4285.7143 | 0 | 238.0952 | 1571.4286 | 124.3926 | 6219.6307 | 3446 | 2773.6307 | 1732 | 1732 | 1732 | 0 | 0 | 0 | 0 | 0 | 0
423 | 18 | 1 | 18 | 4285.7143 | 0 | 238.0952 | 1571.4286 | 124.3926 | 6219.6307 | 3446 | 2773.6307 | 1732 | 1732 | 1732 | 0 | 0 | 0 | 0 | 0 | 0
424 | 18 | 1 | 18 | 4285.7143 | 0 | 238.0952 | 1571.4286 | 124.3926 | 6219.6307 | 3446 | 2773.6307 | 1732 | 1732 | 1732 | 0 | 0 | 0 | 0 | 0 | 0
425 | 18 | 1 | 18 | 4285.7143 | 0 | 238.0952 | 0 | 92.3226 | 4616.1322 | 3446 | 1170.1322 | 1732 | 1732 | 1146.1453 | 0 | 0 | 0 | 0 | 0 | 0
426 | 18 | 1 | 18 | 4285.7143 | 2500 | 238.0952 | 0 | 143.3431 | 7167.1526 | 3446 | 3721.1526 | 1732 | 1732 | 1732 | 0 | 0 | 0 | 0 | 0 | 0
427 | 18 | 1 | 18 | 4285.7143 | 5000 | 238.0952 | 0 | 194.3635 | 9718.173 | 3446 | 6272.173 | 1732 | 1732 | 1732 | 0 | 0 | 0 | 0 | 0 | 0
428 | 18 | 1 | 18 | 4285.7143 | 5000 | 238.0952 | 0 | 194.3635 | 9718.173 | 3446 | 6272.173 | 1732 | 1732 | 1732 | 0 | 0 | 0 | 0 | 0 | 0
429 | 18 | 1 | 18 | 4285.7143 | 5000 | 238.0952 | 0 | 194.3635 | 9718.173 | 3446 | 6272.173 | 1732 | 1732 | 1732 | 0 | 0 | 0 | 0 | 0 | 0
430 | 18 | 1 | 18 | 4285.7143 | 2500 | 238.0952 | 0 | 143.3431 | 7167.1526 | 3446 | 3721.1526 | 1732 | 1732 | 1732 | 0 | 0 | 0 | 0 | 0 | 0
431 | 18 | 1 | 19 | 4285.7143 | 0 | 238.0952 | 0 | 92.3226 | 4616.1322 | 3446 | 1170.1322 | 1732 | 1732 | 1146.1453 | 0 | 0 | 0 | 0 | 0 | 0
432 | 19 | 1 | 19 | 4285.7143 | 0 | 238.0952 | 0 | 92.3226 | 4616.1322 | 3446 | 1170.1322 | 1732 | 1732 | 1146.1453 | 0 | 0 | 0 | 0 | 0 | 0
433 | 19 | 1 | 19 | 4285.7143 | 0 | 238.0952 | 0 | 92.3226 | 4616.1322 | 3446 | 1170.1322 | 1732 | 1732 | 1146.1453 | 0 | 0 | 0 | 0 | 0 | 0
434 | 19 | 1 | 19 | 4285.7143 | 0 | 238.0952 | 0 | 92.3226 | 4616.1322 | 3446 | 1170.1322 | 1732 | 1732 | 1146.1453 | 0 | 0 | 0 | 0 | 0 | 0
435 | 19 | 1 | 19 | 4285.7143 | 0 | 238.0952 | 0 | 92.3226 | 4616.1322 | 3446 | 1170.1322 | 1732 | 1732 | 1146.1453 | 0 | 0 | 0 | 0 | 0 | 0
436 | 19 | 1 | 19 | 4285.7143 | 0 | 238.0952 | 0 | 92.3226 | 4616.1322 | 3446 | 1170.1322 | 1732 | 1732 | 1146.1453 | 0 | 0 | 0 | 0 | 0 | 0
437 | 19 | 1 | 19 | 4285.7143 | 3000 | 238.0952 | 0 | 153.5471 | 7677.3567 | 3446 | 4231.3567 | 1732 | 1732 | 1732 | 0 | 0 | 0 | 0 | 0 | 0
438 | 19 | 1 | 19 | 4285.7143 | 5000 | 238.0952 | 0 | 194.3635 | 9718.173 | 3446 | 6272.173 | 1732 | 1732 | 1732 | 0 | 0 | 0 | 0 | 0 | 0
439 | 19 | 1 | 19 | 4285.7143 | 5000 | 238.0952 | 1571.4286 | 226.4334 | 11321.6715 | 3446 | 7875.6715 | 1732 | 1732 | 1732 | 0 | 0 | 0 | 0 | 0 | 0
440 | 19 | 1 | 19 | 4285.7143 | 5000 | 238.0952 | 1571.4286 | 226.4334 | 11321.6715 | 3446 | 7875.6715 | 1732 | 1732 | 1732 | 0 | 0 | 0 | 0 | 0 | 0
441 | 19 | 1 | 19 | 4285.7143 | 2000 | 238.0952 | 1571.4286 | 165.2089 | 8260.447 | 3446 | 4814.447 | 1732 | 1732 | 1732 | 0 | 0 | 0 | 0 | 0 | 0
442 | 19 | 1 | 19 | 4285.7143 | 0 | 238.0952 | 1571.4286 | 124.3926 | 6219.6307 | 3446 | 2773.6307 | 1732 | 1732 | 1732 | 0 | 0 | 0 | 0 | 0 | 0
443 | 19 | 1 | 19 | 4285.7143 | 0 | 238.0952 | 1571.4286 | 124.3926 | 6219.6307 | 3446 | 2773.6307 | 1732 | 1732 | 1732 | 0 | 0 | 0 | 0 | 0 | 0
444 | 19 | 1 | 19 | 4285.7143 | 0 | 238.0952 | 1571.4286 | 124.3926 | 6219.6307 | 3446 | 2773.6307 | 1732 | 1732 | 1732 | 0 | 0 | 0 | 0 | 0 | 0
445 | 19 | 1 | 19 | 4285.7143 | 0 | 238.0952 | 1571.4286 | 124.3926 | 6219.6307 | 3446 | 2773.6307 | 1732 | 1732 | 1732 | 0 | 0 | 0 | 0 | 0 | 0
446 | 19 | 1 | 19 | 4285.7143 | 0 | 238.0952 | 1571.4286 | 124.3926 | 6219.6307 | 3446 | 2773.6307 | 1732 | 1732 | 1732 | 0 | 0 | 0 | 0 | 0 | 0
447 | 19 | 1 | 19 | 4285.7143 | 0 | 238.0952 | 1571.4286 | 124.3926 | 6219.6307 | 3446 | 2773.6307 | 1732 | 1732 | 1732 | 0 | 0 | 0 | 0 | 0 | 0
448 | 19 | 1 | 19 | 4285.7143 | 0 | 238.0952 | 1571.4286 | 124.3926 | 6219.6307 | 3446 | 2773.6307 | 1732 | 1732 | 1732 | 0 | 0 | 0 | 0 | 0 | 0
449 | 19 | 1 | 19 | 4285.7143 | 0 | 238.0952 | 0 | 92.3226 | 4616.1322 | 3446 | 1170.1322 | 1732 | 1732 | 1146.1453 | 0 | 0 | 0 | 0 | 0 | 0
450 | 19 | 1 | 19 | 4285.7143 | 2500 | 238.0952 | 0 | 143.3431 | 7167.1526 | 3446 | 3721.1526 | 1732 | 1732 | 1732 | 0 | 0 | 0 | 0 | 0 | 0
451 | 19 | 1 | 19 | 4285.7143 | 5000 | 238.0952 | 0 | 194.3635 | 9718.173 | 3446 | 6272.173 | 1732 | 1732 | 1732 | 0 | 0 | 0 | 0 | 0 | 0
452 | 19 | 1 | 19 | 4285.7143 | 5000 | 238.0952 | 0 | 194.3635 | 9718.173 | 3446 | 6272.173 | 1732 | 1732 | 1732 | 0 | 0 | 0 | 0 | 0 | 0
453 | 19 | 1 | 19 | 4285.7143 | 5000 | 238.0952 | 0 | 194.3635 | 9718.173 | 3446 | 6272.173 | 1732 | 1732 | 1732 | 0 | 0 | 0 | 0 | 0 | 0
454 | 19 | 1 | 19 | 4285.7143 | 2500 | 238.0952 | 0 | 143.3431 | 7167.1526 | 3446 | 3721.1526 | 1732 | 1732 | 1732 | 0 | 0 | 0 | 0 | 0 | 0
455 | 19 | 1 | 20 | 4285.7143 | 0 | 238.0952 | 0 | 92.3226 | 4616.1322 | 3446 | 1170.1322 | 1732 | 1732 | 1146.1453 | 0 | 0 | 0 | 0 | 0 | 0
456 | 20 | 1 | 20 | 4285.7143 | 0 | 238.0952 | 0 | 92.3226 | 4616.1322 | 3446 | 1170.1322 | 1732 | 1732 | 1146.1453 | 0 | 0 | 0 | 0 | 0 | 0
457 | 20 | 1 | 20 | 4285.7143 | 0 | 238.0952 | 0 | 92.3226 | 4616.1322 | 3446 | 1170.1322 | 1732 | 1732 | 1146.1453 | 0 | 0 | 0 | 0 | 0 | 0
458 | 20 | 1 | 20 | 4285.7143 | 0 | 238.0952 | 0 | 92.3226 | 4616.1322 | 3446 | 1170.1322 | 1732 | 1732 | 1146.1453 | 0 | 0 | 0 | 0 | 0 | 0
459 | 20 | 1 | 20 | 4285.7143 | 0 | 238.0952 | 0 | 92.3226 | 4616.1322 | 3446 | 1170.1322 | 1732 | 1732 | 1146.1453 | 0 | 0 | 0 | 0 | 0 | 0
460 | 20 | 1 | 20 | 4285.7143 | 0 | 238.0952 | 0 | 92.3226 | 4616.1322 | 3446 | 1170.1322 | 1732 | 1732 | 1146.1453 | 0 | 0 | 0 | 0 | 0 | 0
461 | 20 | 1 | 20 | 4285.7143 | 3000 | 238.0952 | 0 | 153.5471 | 7677.3567 | 3446 | 4231.3567 | 1732 | 1732 | 1732 | 0 | 0 | 0 | 0 | 0 | 0
462 | 20 | 1 | 20 | 4285.7143 | 5000 | 238.0952 | 0 | 194.3635 | 9718.173 | 3446 | 6272.173 | 1732 | 1732 | 1732 | 0 | 0 | 0 | 0 | 0 | 0
463 | 20 | 1 | 20 | 4285.7143 | 5000 | 238.0952 | 1571.4286 | 226.4334 | 11321.6715 | 3446 | 7875.6715 | 1732 | 1732 | 1732 | 0 | 0 | 0 | 0 | 0 | 0
464 | 20 | 1 | 20 | 4285.7143 | 5000 | 238.0952 | 1571.4286 | 226.4334 | 11321.6715 | 3446 | 7875.6715 | 1732 | 1732 | 1732 | 0 | 0 | 0 | 0 | 0 | 0
465 | 20 | 1 | 20 | 4285.7143 | 2000 | 238.0952 | 1571.4286 | 165.2089 | 8260.447 | 3446 | 4814.447 | 1732 | 1732 | 1732 | 0 | 0 | 0 | 0 | 0 | 0
466 | 20 | 1 | 20 | 4285.7143 | 0 | 238.0952 | 1571.4286 | 124.3926 | 6219.6307 | 3446 | 2773.6307 | 1732 | 1732 | 1732 | 0 | 0 | 0 | 0 | 0 | 0
467 | 20 | 1 | 20 | 4285.7143 | 0 | 238.0952 | 1571.4286 | 124.3926 | 6219.6307 | 3446 | 2773.6307 | 1732 | 1732 | 1732 | 0 | 0 | 0 | 0 | 0 | 0
468 | 20 | 1 | 20 | 4285.7143 | 0 | 238.0952 | 1571.4286 | 124.3926 | 6219.6307 | 3446 | 2773.6307 | 1732 | 1732 | 1732 | 0 | 0 | 0 | 0 | 0 | 0
469 | 20 | 1 | 20 | 4285.7143 | 0 | 238.0952 | 1571.4286 | 124.3926 | 6219.6307 | 3446 | 2773.6307 | 1732 | 1732 | 1732 | 0 | 0 | 0 | 0 | 0 | 0
470 | 20 | 1 | 20 | 4285.7143 | 0 | 238.0952 | 1571.4286 | 124.3926 | 6219.6307 | 3446 | 2773.6307 | 1732 | 1732 | 1732 | 0 | 0 | 0 | 0 | 0 | 0
471 | 20 | 1 | 20 | 4285.7143 | 0 | 238.0952 | 1571.4286 | 124.3926 | 6219.6307 | 3446 | 2773.6307 | 1732 | 1732 | 1732 | 0 | 0 | 0 | 0 | 0 | 0
472 | 20 | 1 | 20 | 4285.7143 | 0 | 238.0952 | 1571.4286 | 124.3926 | 6219.6307 | 3446 | 2773.6307 | 1732 | 1732 | 1732 | 0 | 0 | 0 | 0 | 0 | 0
473 | 20 | 1 | 20 | 4285.7143 | 0 | 238.0952 | 0 | 92.3226 | 4616.1322 | 3446 | 1170.1322 | 1732 | 1732 | 1146.1453 | 0 | 0 | 0 | 0 | 0 | 0
474 | 20 | 1 | 20 | 4285.7143 | 2500 | 238.0952 | 0 | 143.3431 | 7167.1526 | 3446 | 3721.1526 | 1732 | 1732 | 1732 | 0 | 0 | 0 | 0 | 0 | 0
475 | 20 | 1 | 20 | 4285.7143 | 5000 | 238.0952 | 0 | 194.3635 | 9718.173 | 3446 | 6272.173 | 1732 | 1732 | 1732 | 0 | 0 | 0 | 0 | 0 | 0
476 | 20 | 1 | 20 | 4285.7143 | 5000 | 238.0952 | 0 | 194.3635 | 9718.173 | 3446 | 6272.173 | 1732 | 1732 | 1732 | 0 | 0 | 0 | 0 | 0 | 0
477 | 20 | 1 | 20 | 4285.7143 | 5000 | 238.0952 | 0 | 194.3635 | 9718.173 | 3446 | 6272.173 | 1732 | 1732 | 1732 | 0 | 0 | 0 | 0 | 0 | 0
478 | 20 | 1 | 20 | 4285.7143 | 2500 | 238.0952 | 0 | 143.3431 | 7167.1526 | 3446 | 3721.1526 | 1732 | 1732 | 1732 | 0 | 0 | 0 | 0 | 0 | 0
479 | 20 | 1 | 21 | 4285.7143 | 0 | 238.0952 | 0 | 92.3226 | 4616.1322 | 3446 | 1170.1322 | 1732 | 1732 | 1146.1453 | 0 | 0 | 0 | 0 | 0 | 0
480 | 21 | 1 | 21 | 4285.7143 | 0 | 238.0952 | 0 | 92.3226 | 4616.1322 | 3446 | 1170.1322 | 1732 | 1732 | 1146.1453 | 0 | 0 | 0 | 0 | 0 | 0
481 | 21 | 1 | 21 | 4285.7143 | 0 | 238.0952 | 0 | 92.3226 | 4616.1322 | 3446 | 1170.1322 | 1732 | 1732 | 1146.1453 | 0 | 0 | 0 | 0 | 0 | 0
482 | 21 | 1 | 21 | 4285.7143 | 0 | 238.0952 | 0 | 92.3226 | 4616.1322 | 3446 | 1170.1322 | 1732 | 1732 | 1146.1453 | 0 | 0 | 0 | 0 | 0 | 0
483 | 21 | 1 | 21 | 4285.7143 | 0 | 238.0952 | 0 | 92.3226 | 4616.1322 | 3446 | 1170.1322 | 1732 | 1732 | 1146.1453 | 0 | 0 | 0 | 0 | 0 | 0
484 | 21 | 1 | 21 | 4285.7143 | 0 | 238.0952 | 0 | 92.3226 | 4616.1322 | 3446 | 1170.1322 | 1732 | 1732 | 1146.1453 | 0 | 0 | 0 | 0 | 0 | 0
485 | 21 | 1 | 21 | 4285.7143 | 3000 | 238.0952 | 0 | 153.5471 | 7677.3567 | 3446 | 4231.3567 | 1732 | 1732 | 1732 | 0 | 0 | 0 | 0 | 0 | 0
486 | 21 | 1 | 21 | 4285.7143 | 5000 | 238.0952 | 0 | 194.3635 | 9718.173 | 3446 | 6272.173 | 1732 | 1732 | 1732 | 0 | 0 | 0 | 0 | 0 | 0
487 | 21 | 1 | 21 | 4285.7143 | 5000 | 238.0952 | 1571.4286 | 226.4334 | 11321.6715 | 3446 | 7875.6715 | 1732 | 1732 | 1732 | 0 | 0 | 0 | 0 | 0 | 0
488 | 21 | 1 | 21 | 4285.7143 | 5000 | 238.0952 | 1571.4286 | 226.4334 | 11321.6715 | 3446 | 7875.6715 | 1732 | 1732 | 1732 | 0 | 0 | 0 | 0 | 0 | 0
489 | 21 | 1 | 21 | 4285.7143 | 2000 | 238.0952 | 1571.4286 | 165.2089 | 8260.447 | 3446 | 4814.447 | 1732 | 1732 | 1732 | 0 | 0 | 0 | 0 | 0 | 0
490 | 21 | 1 | 21 | 4285.7143 | 0 | 238.0952 | 1571.4286 | 124.3926 | 6219.6307 | 3446 | 2773.6307 | 1732 | 1732 | 1732 | 0 | 0 | 0 | 0 | 0 | 0
491 | 21 | 1 | 21 | 4285.7143 | 0 | 238.0952 | 1571.4286 | 124.3926 | 6219.6307 | 3446 | 2773.6307 | 1732 | 1732 | 1732 | 0 | 0 | 0 | 0 | 0 | 0
492 | 21 | 1 | 21 | 4285.7143 | 0 | 238.0952 | 1571.4286 | 124.3926 | 6219.6307 | 3446 | 2773.6307 | 1732 | 1732 | 1732 | 0 | 0 | 0 | 0 | 0 | 0
493 | 21 | 1 | 21 | 4285.7143 | 0 | 238.0952 | 1571.4286 | 124.3926 | 6219.6307 | 3446 | 2773.6307 | 1732 | 1732 | 1732 | 0 | 0 | 0 | 0 | 0 | 0
494 | 21 | 1 | 21 | 4285.7143 | 0 | 238.0952 | 1571.4286 | 124.3926 | 6219.6307 | 3446 | 2773.6307 | 1732 | 1732 | 1732 | 0 | 0 | 0 | 0 | 0 | 0
495 | 21 | 1 | 21 | 4285.7143 | 0 | 238.0952 | 1571.4286 | 124.3926 | 6219.6307 | 3446 | 2773.6307 | 1732 | 1732 | 1732 | 0 | 0 | 0 | 0 | 0 | 0
496 | 21 | 1 | 21 | 4285.7143 | 0 | 238.0952 | 1571.4286 | 124.3926 | 6219.6307 | 3446 | 2773.6307 | 1732 | 1732 | 1732 | 0 | 0 | 0 | 0 | 0 | 0
497 | 21 | 1 | 21 | 4285.7143 | 0 | 238.0952 | 0 | 92.3226 | 4616.1322 | 3446 | 1170.1322 | 1732 | 1732 | 1146.1453 | 0 | 0 | 0 | 0 | 0 | 0
498 | 21 | 1 | 21 | 4285.7143 | 2500 | 238.0952 | 0 | 143.3431 | 7167.1526 | 3446 | 3721.1526 | 1732 | 1732 | 1732 | 0 | 0 | 0 | 0 | 0 | 0
499 | 21 | 1 | 21 | 4285.7143 | 5000 | 238.0952 | 0 | 194.3635 | 9718.173 | 3446 | 6272.173 | 1732 | 1732 | 1732 | 0 | 0 | 0 | 0 | 0 | 0
500 | 21 | 1 | 21 | 4285.7143 | 5000 | 238.0952 | 0 | 194.3635 | 9718.173 | 3446 | 6272.173 | 1732 | 1732 | 1732 | 0 | 0 | 0 | 0 | 0 | 0
501 | 21 | 1 | 21 | 4285.7143 | 5000 | 238.0952 | 0 | 194.3635 | 9718.173 | 3446 | 6272.173 | 1732 | 1732 | 1732 | 0 | 0 | 0 | 0 | 0 | 0
502 | 21 | 1 | 21 | 4285.7143 | 2500 | 238.0952 | 0 | 143.3431 | 7167.1526 | 3446 | 3721.1526 | 1732 | 1732 | 1732 | 0 | 0 | 0 | 0 | 0 | 0
503 | 21 | 1 | 22 | 4285.7143 | 0 | 238.0952 | 0 | 92.3226 | 4616.1322 | 3446 | 1170.1322 | 1732 | 1732 | 1146.1453 | 0 | 0 | 0 | 0 | 0 | 0
504 | 22 | 1 | 22 | 4285.7143 | 0 | 238.0952 | 0 | 92.3226 | 4616.1322 | 3446 | 1170.1322 | 1732 | 1732 | 1146.1453 | 0 | 0 | 0 | 0 | 0 | 0
505 | 22 | 1 | 22 | 4285.7143 | 0 | 238.0952 | 0 | 92.3226 | 4616.1322 | 3446 | 1170.1322 | 1732 | 1732 | 1146.1453 | 0 | 0 | 0 | 0 | 0 | 0
506 | 22 | 1 | 22 | 4285.7143 | 0 | 238.0952 | 0 | 92.3226 | 4616.1322 | 3446 | 1170.1322 | 1732 | 1732 | 1146.1453 | 0 | 0 | 0 | 0 | 0 | 0
507 | 22 | 1 | 22 | 4285.7143 | 0 | 238.0952 | 0 | 92.3226 | 4616.1322 | 3446 | 1170.1322 | 1732 | 1732 | 1146.1453 | 0 | 0 | 0 | 0 | 0 | 0
508 | 22 | 1 | 22 | 4285.7143 | 0 | 238.0952 | 0 | 92.3226 | 4616.1322 | 3446 | 1170.1322 | 1732 | 1732 | 1146.1453 | 0 | 0 | 0 | 0 | 0 | 0
509 | 22 | 1 | 22 | 4285.7143 | 3000 | 238.0952 | 0 | 153.5471 | 7677.3567 | 3446 | 4231.3567 | 1732 | 1732 | 1732 | 0 | 0 | 0 | 0 | 0 | 0
510 | 22 | 1 | 22 | 4285.7143 | 5000 | 238.0952 | 0 | 194.3635 | 9718.173 | 3446 | 6272.173 | 1732 | 1732 | 1732 | 0 | 0 | 0 | 0 | 0 | 0
511 | 22 | 1 | 22 | 4285.7143 | 5000 | 238.0952 | 1571.4286 | 226.4334 | 11321.6715 | 3446 | 7875.6715 | 1732 | 1732 | 1732 | 0 | 0 | 0 | 0 | 0 | 0
512 | 22 | 1 | 22 | 4285.7143 | 5000 | 238.0952 | 1571.4286 | 226.4334 | 11321.6715 | 3446 | 7875.6715 | 1732 | 1732 | 1732 | 0 | 0 | 0 | 0 | 0 | 0
513 | 22 | 1 | 22 | 4285.7143 | 2000 | 238.0952 | 1571.4286 | 165.2089 | 8260.447 | 3446 | 4814.447 | 1732 | 1732 | 1732 | 0 | 0 | 0 | 0 | 0 | 0
514 | 22 | 1 | 22 | 4285.7143 | 0 | 238.0952 | 1571.4286 | 124.3926 | 6219.6307 | 3446 | 2773.6307 | 1732 | 1732 | 1732 | 0 | 0 | 0 | 0 | 0 | 0
515 | 22 | 1 | 22 | 4285.7143 | 0 | 238.0952 | 1571.4286 | 124.3926 | 6219.6307 | 3446 | 2773.6307 | 1732 | 1732 | 1732 | 0 | 0 | 0 | 0 | 0 | 0
516 | 22 | 1 | 22 | 4285.7143 | 0 | 238.0952 | 1571.4286 | 124.3926 | 6219.6307 | 3446 | 2773.6307 | 1732 | 1732 | 1732 | 0 | 0 | 0 | 0 | 0 | 0
517 | 22 | 1 | 22 | 4285.7143 | 0 | 238.0952 | 1571.4286 | 124.3926 | 6219.6307 | 3446 | 2773.6307 | 1732 | 1732 | 1732 | 0 | 0 | 0 | 0 | 0 | 0
518 | 22 | 1 | 22 | 4285.7143 | 0 | 238.0952 | 1571.4286 | 124.3926 | 6219.6307 | 3446 | 2773.6307 | 1732 | 1732 | 1732 | 0 | 0 | 0 | 0 | 0 | 0
519 | 22 | 1 | 22 | 4285.7143 | 0 | 238.0952 | 1571.4286 | 124.3926 | 6219.6307 | 3446 | 2773.6307 | 1732 | 1732 | 1732 | 0 | 0 | 0 | 0 | 0 | 0
520 | 22 | 1 | 22 | 4285.7143 | 0 | 238.0952 | 1571.4286 | 124.3926 | 6219.6307 | 3446 | 2773.6307 | 1732 | 1732 | 1732 | 0 | 0 | 0 | 0 | 0 | 0
521 | 22 | 1 | 22 | 4285.7143 | 0 | 238.0952 | 0 | 92.3226 | 4616.1322 | 3446 | 1170.1322 | 1732 | 1732 | 1146.1453 | 0 | 0 | 0 | 0 | 0 | 0
522 | 22 | 1 | 22 | 4285.7143 | 2500 | 238.0952 | 0 | 143.3431 | 7167.1526 | 3446 | 3721.1526 | 1732 | 1732 | 1732 | 0 | 0 | 0 | 0 | 0 | 0
523 | 22 | 1 | 22 | 4285.7143 | 5000 | 238.0952 | 0 | 194.3635 | 9718.173 | 3446 | 6272.173 | 1732 | 1732 | 1732 | 0 | 0 | 0 | 0 | 0 | 0
524 | 22 | 1 | 22 | 4285.7143 | 5000 | 238.0952 | 0 | 194.3635 | 9718.173 | 3446 | 6272.173 | 1732 | 1732 | 1732 | 0 | 0 | 0 | 0 | 0 | 0
525 | 22 | 1 | 22 | 4285.7143 | 5000 | 238.0952 | 0 | 194.3635 | 9718.173 | 3446 | 6272.173 | 1732 | 1732 | 1732 | 0 | 0 | 0 | 0 | 0 | 0
526 | 22 | 1 | 22 | 4285.7143 | 2500 | 238.0952 | 0 | 143.3431 | 7167.1526 | 3446 | 3721.1526 | 1732 | 1732 | 1732 | 0 | 0 | 0 | 0 | 0 | 0
527 | 22 | 1 | 23 | 4285.7143 | 0 | 238.0952 | 0 | 92.3226 | 4616.1322 | 3446 | 1170.1322 | 1732 | 1732 | 1146.1453 | 0 | 0 | 0 | 0 | 0 | 0
528 | 23 | 1 | 23 | 4285.7143 | 0 | 238.0952 | 0 | 92.3226 | 4616.1322 | 3446 | 1170.1322 | 1732 | 1732 | 1146.1453 | 0 | 0 | 0 | 0 | 0 | 0
529 | 23 | 1 | 23 | 4285.7143 | 0 | 238.0952 | 0 | 92.3226 | 4616.1322 | 3446 | 1170.1322 | 1732 | 1732 | 1146.1453 | 0 | 0 | 0 | 0 | 0 | 0
530 | 23 | 1 | 23 | 4285.7143 | 0 | 238.0952 | 0 | 92.3226 | 4616.1322 | 3446 | 1170.1322 | 1732 | 1732 | 1146.1453 | 0 | 0 | 0 | 0 | 0 | 0
531 | 23 | 1 | 23 | 4285.7143 | 0 | 238.0952 | 0 | 92.3226 | 4616.1322 | 3446 | 1170.1322 | 1732 | 1732 | 1146.1453 | 0 | 0 | 0 | 0 | 0 | 0
532 | 23 | 1 | 23 | 4285.7143 | 0 | 238.0952 | 0 | 92.3226 | 4616.1322 | 3446 | 1170.1322 | 1732 | 1732 | 1146.1453 | 0 | 0 | 0 | 0 | 0 | 0
533 | 23 | 1 | 23 | 4285.7143 | 3000 | 238.0952 | 0 | 153.5471 | 7677.3567 | 3446 | 4231.3567 | 1732 | 1732 | 1732 | 0 | 0 | 0 | 0 | 0 | 0
534 | 23 | 1 | 23 | 4285.7143 | 5000 | 238.0952 | 0 | 194.3635 | 9718.173 | 3446 | 6272.173 | 1732 | 1732 | 1732 | 0 | 0 | 0 | 0 | 0 | 0
535 | 23 | 1 | 23 | 4285.7143 | 5000 | 238.0952 | 1571.4286 | 226.4334 | 11321.6715 | 3446 | 7875.6715 | 1732 | 1732 | 1732 | 0 | 0 | 0 | 0 | 0 | 0
536 | 23 | 1 | 23 | 4285.7143 | 5000 | 238.0952 | 1571.4286 | 226.4334 | 11321.6715 | 3446 | 7875.6715 | 1732 | 1732 | 1732 | 0 | 0 | 0 | 0 | 0 | 0
537 | 23 | 1 | 23 | 4285.7143 | 2000 | 238.0952 | 1571.4286 | 165.2089 | 8260.447 | 3446 | 4814.447 | 1732 | 1732 | 1732 | 0 | 0 | 0 | 0 | 0 | 0
538 | 23 | 1 | 23 | 4285.7143 | 0 | 238.0952 | 1571.4286 | 124.3926 | 6219.6307 | 3446 | 2773.6307 | 1732 | 1732 | 1732 | 0 | 0 | 0 | 0 | 0 | 0
539 | 23 | 1 | 23 | 4285.7143 | 0 | 238.0952 | 1571.4286 | 124.3926 | 6219.6307 | 3446 | 2773.6307 | 1732 | 1732 | 1732 | 0 | 0 | 0 | 0 | 0 | 0
540 | 23 | 1 | 23 | 4285.7143 | 0 | 238.0952 | 1571.4286 | 124.3926 | 6219.6307 | 3446 | 2773.6307 | 1732 | 1732 | 1732 | 0 | 0 | 0 | 0 | 0 | 0
541 | 23 | 1 | 23 | 4285.7143 | 0 | 238.0952 | 1571.4286 | 124.3926 | 6219.6307 | 3446 | 2773.6307 | 1732 | 1732 | 1732 | 0 | 0 | 0 | 0 | 0 | 0
542 | 23 | 1 | 23 | 4285.7143 | 0 | 238.0952 | 1571.4286 | 124.3926 | 6219.6307 | 3446 | 2773.6307 | 1732 | 1732 | 1732 | 0 | 0 | 0 | 0 | 0 | 0
543 | 23 | 1 | 23 | 4285.7143 | 0 | 238.0952 | 1571.4286 | 124.3926 | 6219.6307 | 3446 | 2773.6307 | 1732 | 1732 | 1732 | 0 | 0 | 0 | 0 | 0 | 0
544 | 23 | 1 | 23 | 4285.7143 | 0 | 238.0952 | 1571.4286 | 124.3926 | 6219.6307 | 3446 | 2773.6307 | 1732 | 1732 | 1732 | 0 | 0 | 0 | 0 | 0 | 0
545 | 23 | 1 | 23 | 4285.7143 | 0 | 238.0952 | 0 | 92.3226 | 4616.1322 | 3446 | 1170.1322 | 1732 | 1732 | 1146.1453 | 0 | 0 | 0 | 0 | 0 | 0
546 | 23 | 1 | 23 | 4285.7143 | 2500 | 238.0952 | 0 | 143.3431 | 7167.1526 | 3446 | 3721.1526 | 1732 | 1732 | 1732 | 0 | 0 | 0 | 0 | 0 | 0
547 | 23 | 1 | 23 | 4285.7143 | 5000 | 238.0952 | 0 | 194.3635 | 9718.173 | 3446 | 6272.173 | 1732 | 1732 | 1732 | 0 | 0 | 0 | 0 | 0 | 0
548 | 23 | 1 | 23 | 4285.7143 | 5000 | 238.0952 | 0 | 194.3635 | 9718.173 | 3446 | 6272.173 | 1732 | 1732 | 1732 | 0 | 0 | 0 | 0 | 0 | 0
549 | 23 | 1 | 23 | 4285.7143 | 5000 | 238.0952 | 0 | 194.3635 | 9718.173 | 3446 | 6272.173 | 1732 | 1732 | 1732 | 0 | 0 | 0 | 0 | 0 | 0
550 | 23 | 1 | 23 | 4285.7143 | 2500 | 238.0952 | 0 | 143.3431 | 7167.1526 | 3446 | 3721.1526 | 1732 | 1732 | 1732 | 0 | 0 | 0 | 0 | 0 | 0
551 | 23 | 1 | 24 | 4285.7143 | 0 | 238.0952 | 0 | 92.3226 | 4616.1322 | 3446 | 1170.1322 | 1732 | 1732 | 1146.1453 | 0 | 0 | 0 | 0 | 0 | 0
552 | 24 | 1 | 24 | 4285.7143 | 0 | 238.0952 | 0 | 92.3226 | 4616.1322 | 3446 | 1170.1322 | 1732 | 1732 | 1146.1453 | 0 | 0 | 0 | 0 | 0 | 0
553 | 24 | 1 | 24 | 4285.7143 | 0 | 238.0952 | 0 | 92.3226 | 4616.1322 | 3446 | 1170.1322 | 1732 | 1732 | 1146.1453 | 0 | 0 | 0 | 0 | 0 | 0
554 | 24 | 1 | 24 | 4285.7143 | 0 | 238.0952 | 0 | 92.3226 | 4616.1322 | 3446 | 1170.1322 | 1732 | 1732 | 1146.1453 | 0 | 0 | 0 | 0 | 0 | 0
555 | 24 | 1 | 24 | 4285.7143 | 0 | 238.0952 | 0 | 92.3226 | 4616.1322 | 3446 | 1170.1322 | 1732 | 1732 | 1146.1453 | 0 | 0 | 0 | 0 | 0 | 0
556 | 24 | 1 | 24 | 4285.7143 | 0 | 238.0952 | 0 | 92.3226 | 4616.1322 | 3446 | 1170.1322 | 1732 | 1732 | 1146.1453 | 0 | 0 | 0 | 0 | 0 | 0
557 | 24 | 1 | 24 | 4285.7143 | 3000 | 238.0952 | 0 | 153.5471 | 7677.3567 | 3446 | 4231.3567 | 1732 | 1732 | 1732 | 0 | 0 | 0 | 0 | 0 | 0
558 | 24 | 1 | 24 | 4285.7143 | 5000 | 238.0952 | 0 | 194.3635 | 9718.173 | 3446 | 6272.173 | 1732 | 1732 | 1732 | 0 | 0 | 0 | 0 | 0 | 0
559 | 24 | 1 | 24 | 4285.7143 | 5000 | 238.0952 | 1571.4286 | 226.4334 | 11321.6715 | 3446 | 7875.6715 | 1732 | 1732 | 1732 | 0 | 0 | 0 | 0 | 0 | 0
560 | 24 | 1 | 24 | 4285.7143 | 5000 | 238.0952 | 1571.4286 | 226.4334 | 11321.6715 | 3446 | 7875.6715 | 1732 | 1732 | 1732 | 0 | 0 | 0 | 0 | 0 | 0
561 | 24 | 1 | 24 | 4285.7143 | 2000 | 238.0952 | 1571.4286 | 165.2089 | 8260.447 | 3446 | 4814.447 | 1732 | 1732 | 1732 | 0 | 0 | 0 | 0 | 0 | 0
562 | 24 | 1 | 24 | 4285.7143 | 0 | 238.0952 | 1571.4286 | 124.3926 | 6219.6307 | 3446 | 2773.6307 | 1732 | 1732 | 1732 | 0 | 0 | 0 | 0 | 0 | 0
563 | 24 | 1 | 24 | 4285.7143 | 0 | 238.0952 | 1571.4286 | 124.3926 | 6219.6307 | 3446 | 2773.6307 | 1732 | 1732 | 1732 | 0 | 0 | 0 | 0 | 0 | 0
564 | 24 | 1 | 24 | 4285.7143 | 0 | 238.0952 | 1571.4286 | 124.3926 | 6219.6307 | 3446 | 2773.6307 | 1732 | 1732 | 1732 | 0 | 0 | 0 | 0 | 0 | 0
565 | 24 | 1 | 24 | 4285.7143 | 0 | 238.0952 | 1571.4286 | 124.3926 | 6219.6307 | 3446 | 2773.6307 | 1732 | 1732 | 1732 | 0 | 0 | 0 | 0 | 0 | 0
566 | 24 | 1 | 24 | 4285.7143 | 0 | 238.0952 | 1571.4286 | 124.3926 | 6219.6307 | 3446 | 2773.6307 | 1732 | 1732 | 1732 | 0 | 0 | 0 | 0 | 0 | 0
567 | 24 | 1 | 24 | 4285.7143 | 0 | 238.0952 | 1571.4286 | 124.3926 | 6219.6307 | 3446 | 2773.6307 | 1732 | 1732 | 1732 | 0 | 0 | 0 | 0 | 0 | 0
568 | 24 | 1 | 24 | 4285.7143 | 0 | 238.0952 | 1571.4286 | 124.3926 | 6219.6307 | 3446 | 2773.6307 | 1732 | 1732 | 1732 | 0 | 0 | 0 | 0 | 0 | 0
569 | 24 | 1 | 24 | 4285.7143 | 0 | 238.0952 | 0 | 92.3226 | 4616.1322 | 3446 | 1170.1322 | 1732 | 1732 | 1146.1453 | 0 | 0 | 0 | 0 | 0 | 0
570 | 24 | 1 | 24 | 4285.7143 | 2500 | 238.0952 | 0 | 143.3431 | 7167.1526 | 3446 | 3721.1526 | 1732 | 1732 | 1732 | 0 | 0 | 0 | 0 | 0 | 0
571 | 24 | 1 | 24 | 4285.7143 | 5000 | 238.0952 | 0 | 194.3635 | 9718.173 | 3446 | 6272.173 | 1732 | 1732 | 1732 | 0 | 0 | 0 | 0 | 0 | 0
572 | 24 | 1 | 24 | 4285.7143 | 5000 | 238.0952 | 0 | 194.3635 | 9718.173 | 3446 | 6272.173 | 1732 | 1732 | 1732 | 0 | 0 | 0 | 0 | 0 | 0
573 | 24 | 1 | 24 | 4285.7143 | 5000 | 238.0952 | 0 | 194.3635 | 9718.173 | 3446 | 6272.173 | 1732 | 1732 | 1732 | 0 | 0 | 0 | 0 | 0 | 0
574 | 24 | 1 | 24 | 4285.7143 | 2500 | 238.0952 | 0 | 143.3431 | 7167.1526 | 3446 | 3721.1526 | 1732 | 1732 | 1732 | 0 | 0 | 0 | 0 | 0 | 0
575 | 24 | 1 | 25 | 4285.7143 | 0 | 238.0952 | 0 | 92.3226 | 4616.1322 | 3446 | 1170.1322 | 1732 | 1732 | 1146.1453 | 0 | 0 | 0 | 0 | 0 | 0
576 | 25 | 1 | 25 | 4285.7143 | 0 | 238.0952 | 0 | 92.3226 | 4616.1322 | 3446 | 1170.1322 | 1732 | 1732 | 1146.1453 | 0 | 0 | 0 | 0 | 0 | 0
577 | 25 | 1 | 25 | 4285.7143 | 0 | 238.0952 | 0 | 92.3226 | 4616.1322 | 3446 | 1170.1322 | 1732 | 1732 | 1146.1453 | 0 | 0 | 0 | 0 | 0 | 0
578 | 25 | 1 | 25 | 4285.7143 | 0 | 238.0952 | 0 | 92.3226 | 4616.1322 | 3446 | 1170.1322 | 1732 | 1732 | 1146.1453 | 0 | 0 | 0 | 0 | 0 | 0
579 | 25 | 1 | 25 | 4285.7143 | 0 | 238.0952 | 0 | 92.3226 | 4616.1322 | 3446 | 1170.1322 | 1732 | 1732 | 1146.1453 | 0 | 0 | 0 | 0 | 0 | 0
580 | 25 | 1 | 25 | 4285.7143 | 0 | 238.0952 | 0 | 92.3226 | 4616.1322 | 3446 | 1170.1322 | 1732 | 1732 | 1146.1453 | 0 | 0 | 0 | 0 | 0 | 0
581 | 25 | 1 | 25 | 4285.7143 | 3000 | 238.0952 | 0 | 153.5471 | 7677.3567 | 3446 | 4231.3567 | 1732 | 1732 | 1732 | 0 | 0 | 0 | 0 | 0 | 0
582 | 25 | 1 | 25 | 4285.7143 | 5000 | 238.0952 | 0 | 194.3635 | 9718.173 | 3446 | 6272.173 | 1732 | 1732 | 1732 | 0 | 0 | 0 | 0 | 0 | 0
583 | 25 | 1 | 25 | 4285.7143 | 5000 | 238.0952 | 1571.4286 | 226.4334 | 11321.6715 | 3446 | 7875.6715 | 1732 | 1732 | 1732 | 0 | 0 | 0 | 0 | 0 | 0
584 | 25 | 1 | 25 | 4285.7143 | 5000 | 238.0952 | 1571.4286 | 226.4334 | 11321.6715 | 3446 | 7875.6715 | 1732 | 1732 | 1732 | 0 | 0 | 0 | 0 | 0 | 0
585 | 25 | 1 | 25 | 4285.7143 | 2000 | 238.0952 | 1571.4286 | 165.2089 | 8260.447 | 3446 | 4814.447 | 1732 | 1732 | 1732 | 0 | 0 | 0 | 0 | 0 | 0
586 | 25 | 1 | 25 | 4285.7143 | 0 | 238.0952 | 1571.4286 | 124.3926 | 6219.6307 | 3446 | 2773.6307 | 1732 | 1732 | 1732 | 0 | 0 | 0 | 0 | 0 | 0
587 | 25 | 1 | 25 | 4285.7143 | 0 | 238.0952 | 1571.4286 | 124.3926 | 6219.6307 | 3446 | 2773.6307 | 1732 | 1732 | 1732 | 0 | 0 | 0 | 0 | 0 | 0
588 | 25 | 1 | 25 | 4285.7143 | 0 | 238.0952 | 1571.4286 | 124.3926 | 6219.6307 | 3446 | 2773.6307 | 1732 | 1732 | 1732 | 0 | 0 | 0 | 0 | 0 | 0
589 | 25 | 1 | 25 | 4285.7143 | 0 | 238.0952 | 1571.4286 | 124.3926 | 6219.6307 | 3446 | 2773.6307 | 1732 | 1732 | 1732 | 0 | 0 | 0 | 0 | 0 | 0
590 | 25 | 1 | 25 | 4285.7143 | 0 | 238.0952 | 1571.4286 | 124.3926 | 6219.6307 | 3446 | 2773.6307 | 1732 | 1732 | 1732 | 0 | 0 | 0 | 0 | 0 | 0
591 | 25 | 1 | 25 | 4285.7143 | 0 | 238.0952 | 1571.4286 | 124.3926 | 6219.6307 | 3446 | 2773.6307 | 1732 | 1732 | 1732 | 0 | 0 | 0 | 0 | 0 | 0
592 | 25 | 1 | 25 | 4285.7143 | 0 | 238.0952 | 1571.4286 | 124.3926 | 6219.6307 | 3446 | 2773.6307 | 1732 | 1732 | 1732 | 0 | 0 | 0 | 0 | 0 | 0
593 | 25 | 1 | 25 | 4285.7143 | 0 | 238.0952 | 0 | 92.3226 | 4616.1322 | 3446 | 1170.1322 | 1732 | 1732 | 1146.1453 | 0 | 0 | 0 | 0 | 0 | 0
594 | 25 | 1 | 25 | 4285.7143 | 2500 | 238.0952 | 0 | 143.3431 | 7167.1526 | 3446 | 3721.1526 | 1732 | 1732 | 1732 | 0 | 0 | 0 | 0 | 0 | 0
595 | 25 | 1 | 25 | 4285.7143 | 5000 | 238.0952 | 0 | 194.3635 | 9718.173 | 3446 | 6272.173 | 1732 | 1732 | 1732 | 0 | 0 | 0 | 0 | 0 | 0
596 | 25 | 1 | 25 | 4285.7143 | 5000 | 238.0952 | 0 | 194.3635 | 9718.173 | 3446 | 6272.173 | 1732 | 1732 | 1732 | 0 | 0 | 0 | 0 | 0 | 0
597 | 25 | 1 | 25 | 4285.7143 | 5000 | 238.0952 | 0 | 194.3635 | 9718.173 | 3446 | 6272.173 | 1732 | 1732 | 1732 | 0 | 0 | 0 | 0 | 0 | 0
598 | 25 | 1 | 25 | 4285.7143 | 2500 | 238.0952 | 0 | 143.3431 | 7167.1526 | 3446 | 3721.1526 | 1732 | 1732 | 1732 | 0 | 0 | 0 | 0 | 0 | 0
599 | 25 | 1 | 26 | 4285.7143 | 0 | 238.0952 | 0 | 92.3226 | 4616.1322 | 3446 | 1170.1322 | 1732 | 1732 | 1146.1453 | 0 | 0 | 0 | 0 | 0 | 0
600 | 26 | 1 | 26 | 4285.7143 | 0 | 238.0952 | 0 | 92.3226 | 4616.1322 | 3446 | 1170.1322 | 1732 | 1732 | 1146.1453 | 0 | 0 | 0 | 0 | 0 | 0
601 | 26 | 1 | 26 | 4285.7143 | 0 | 238.0952 | 0 | 92.3226 | 4616.1322 | 3446 | 1170.1322 | 1732 | 1732 | 1146.1453 | 0 | 0 | 0 | 0 | 0 | 0
602 | 26 | 1 | 26 | 4285.7143 | 0 | 238.0952 | 0 | 92.3226 | 4616.1322 | 3446 | 1170.1322 | 1732 | 1732 | 1146.1453 | 0 | 0 | 0 | 0 | 0 | 0
603 | 26 | 1 | 26 | 4285.7143 | 0 | 238.0952 | 0 | 92.3226 | 4616.1322 | 3446 | 1170.1322 | 1732 | 1732 | 1146.1453 | 0 | 0 | 0 | 0 | 0 | 0
604 | 26 | 1 | 26 | 4285.7143 | 0 | 238.0952 | 0 | 92.3226 | 4616.1322 | 3446 | 1170.1322 | 1732 | 1732 | 1146.1453 | 0 | 0 | 0 | 0 | 0 | 0
605 | 26 | 1 | 26 | 4285.7143 | 3000 | 238.0952 | 0 | 153.5471 | 7677.3567 | 3446 | 4231.3567 | 1732 | 1732 | 1732 | 0 | 0 | 0 | 0 | 0 | 0
606 | 26 | 1 | 26 | 4285.7143 | 5000 | 238.0952 | 0 | 194.3635 | 9718.173 | 3446 | 6272.173 | 1732 | 1732 | 1732 | 0 | 0 | 0 | 0 | 0 | 0
607 | 26 | 1 | 26 | 4285.7143 | 5000 | 238.0952 | 1571.4286 | 226.4334 | 11321.6715 | 3446 | 7875.6715 | 1732 | 1732 | 1732 | 0 | 0 | 0 | 0 | 0 | 0
608 | 26 | 1 | 26 | 4285.7143 | 5000 | 238.0952 | 1571.4286 | 226.4334 | 11321.6715 | 3446 | 7875.6715 | 1732 | 1732 | 1732 | 0 | 0 | 0 | 0 | 0 | 0
609 | 26 | 1 | 26 | 4285.7143 | 2000 | 238.0952 | 1571.4286 | 165.2089 | 8260.447 | 3446 | 4814.447 | 1732 | 1732 | 1732 | 0 | 0 | 0 | 0 | 0 | 0
610 | 26 | 1 | 26 | 4285.7143 | 0 | 238.0952 | 1571.4286 | 124.3926 | 6219.6307 | 3446 | 2773.6307 | 1732 | 1732 | 1732 | 0 | 0 | 0 | 0 | 0 | 0
611 | 26 | 1 | 26 | 4285.7143 | 0 | 238.0952 | 1571.4286 | 124.3926 | 6219.6307 | 3446 | 2773.6307 | 1732 | 1732 | 1732 | 0 | 0 | 0 | 0 | 0 | 0
612 | 26 | 1 | 26 | 4285.7143 | 0 | 238.0952 | 1571.4286 | 124.3926 | 6219.6307 | 3446 | 2773.6307 | 1732 | 1732 | 1732 | 0 | 0 | 0 | 0 | 0 | 0
613 | 26 | 1 | 26 | 4285.7143 | 0 | 238.0952 | 1571.4286 | 124.3926 | 6219.6307 | 3446 | 2773.6307 | 1732 | 1732 | 1732 | 0 | 0 | 0 | 0 | 0 | 0
614 | 26 | 1 | 26 | 4285.7143 | 0 | 238.0952 | 1571.4286 | 124.3926 | 6219.6307 | 3446 | 2773.6307 | 1732 | 1732 | 1732 | 0 | 0 | 0 | 0 | 0 | 0
615 | 26 | 1 | 26 | 4285.7143 | 0 | 238.0952 | 1571.4286 | 124.3926 | 6219.6307 | 3446 | 2773.6307 | 1732 | 1732 | 1732 | 0 | 0 | 0 | 0 | 0 | 0
616 | 26 | 1 | 26 | 4285.7143 | 0 | 238.0952 | 1571.4286 | 124.3926 | 6219.6307 | 3446 | 2773.6307 | 1732 | 1732 | 1732 | 0 | 0 | 0 | 0 | 0 | 0
617 | 26 | 1 | 26 | 4285.7143 | 0 | 238.0952 | 0 | 92.3226 | 4616.1322 | 3446 | 1170.1322 | 1732 | 1732 | 1146.1453 | 0 | 0 | 0 | 0 | 0 | 0
618 | 26 | 1 | 26 | 4285.7143 | 2500 | 238.0952 | 0 | 143.3431 | 7167.1526 | 3446 | 3721.1526 | 1732 | 1732 | 1732 | 0 | 0 | 0 | 0 | 0 | 0
619 | 26 | 1 | 26 | 4285.7143 | 5000 | 238.0952 | 0 | 194.3635 | 9718.173 | 3446 | 6272.173 | 1732 | 1732 | 1732 | 0 | 0 | 0 | 0 | 0 | 0
620 | 26 | 1 | 26 | 4285.7143 | 5000 | 238.0952 | 0 | 194.3635 | 9718.173 | 3446 | 6272.173 | 1732 | 1732 | 1732 | 0 | 0 | 0 | 0 | 0 | 0
621 | 26 | 1 | 26 | 4285.7143 | 5000 | 238.0952 | 0 | 194.3635 | 9718.173 | 3446 | 6272.173 | 1732 | 1732 | 1732 | 0 | 0 | 0 | 0 | 0 | 0
622 | 26 | 1 | 26 | 4285.7143 | 2500 | 238.0952 | 0 | 143.3431 | 7167.1526 | 3446 | 3721.1526 | 1732 | 1732 | 1732 | 0 | 0 | 0 | 0 | 0 | 0
623 | 26 | 1 | 27 | 4285.7143 | 0 | 238.0952 | 0 | 92.3226 | 4616.1322 | 3446 | 1170.1322 | 1732 | 1732 | 1146.1453 | 0 | 0 | 0 | 0 | 0 | 0
624 | 27 | 1 | 27 | 4285.7143 | 0 | 238.0952 | 0 | 92.3226 | 4616.1322 | 3446 | 1170.1322 | 1732 | 1732 | 1146.1453 | 0 | 0 | 0 | 0 | 0 | 0
625 | 27 | 1 | 27 | 4285.7143 | 0 | 238.0952 | 0 | 92.3226 | 4616.1322 | 3446 | 1170.1322 | 1732 | 1732 | 1146.1453 | 0 | 0 | 0 | 0 | 0 | 0
626 | 27 | 1 | 27 | 4285.7143 | 0 | 238.0952 | 0 | 92.3226 | 4616.1322 | 3446 | 1170.1322 | 1732 | 1732 | 1146.1453 | 0 | 0 | 0 | 0 | 0 | 0
627 | 27 | 1 | 27 | 4285.7143 | 0 | 238.0952 | 0 | 92.3226 | 4616.1322 | 3446 | 1170.1322 | 1732 | 1732 | 1146.1453 | 0 | 0 | 0 | 0 | 0 | 0
628 | 27 | 1 | 27 | 4285.7143 | 0 | 238.0952 | 0 | 92.3226 | 4616.1322 | 3446 | 1170.1322 | 1732 | 1732 | 1146.1453 | 0 | 0 | 0 | 0 | 0 | 0
629 | 27 | 1 | 27 | 4285.7143 | 3000 | 238.0952 | 0 | 153.5471 | 7677.3567 | 3446 | 4231.3567 | 1732 | 1732 | 1732 | 0 | 0 | 0 | 0 | 0 | 0
630 | 27 | 1 | 27 | 4285.7143 | 5000 | 238.0952 | 0 | 194.3635 | 9718.173 | 3446 | 6272.173 | 1732 | 1732 | 1732 | 0 | 0 | 0 | 0 | 0 | 0
631 | 27 | 1 | 27 | 4285.7143 | 5000 | 238.0952 | 1571.4286 | 226.4334 | 11321.6715 | 3446 | 7875.6715 | 1732 | 1732 | 1732 | 0 | 0 | 0 | 0 | 0 | 0
632 | 27 | 1 | 27 | 4285.7143 | 5000 | 238.0952 | 1571.4286 | 226.4334 | 11321.6715 | 3446 | 7875.6715 | 1732 | 1732 | 1732 | 0 | 0 | 0 | 0 | 0 | 0
633 | 27 | 1 | 27 | 4285.7143 | 2000 | 238.0952 | 1571.4286 | 165.2089 | 8260.447 | 3446 | 4814.447 | 1732 | 1732 | 1732 | 0 | 0 | 0 | 0 | 0 | 0
634 | 27 | 1 | 27 | 4285.7143 | 0 | 238.0952 | 1571.4286 | 124.3926 | 6219.6307 | 3446 | 2773.6307 | 1732 | 1732 | 1732 | 0 | 0 | 0 | 0 | 0 | 0
635 | 27 | 1 | 27 | 4285.7143 | 0 | 238.0952 | 1571.4286 | 124.3926 | 6219.6307 | 3446 | 2773.6307 | 1732 | 1732 | 1732 | 0 | 0 | 0 | 0 | 0 | 0
636 | 27 | 1 | 27 | 4285.7143 | 0 | 238.0952 | 1571.4286 | 124.3926 | 6219.6307 | 3446 | 2773.6307 | 1732 | 1732 | 1732 | 0 | 0 | 0 | 0 | 0 | 0
637 | 27 | 1 | 27 | 4285.7143 | 0 | 238.0952 | 1571.4286 | 124.3926 | 6219.6307 | 3446 | 2773.6307 | 1732 | 1732 | 1732 | 0 | 0 | 0 | 0 | 0 | 0
638 | 27 | 1 | 27 | 4285.7143 | 0 | 238.0952 | 1571.4286 | 124.3926 | 6219.6307 | 3446 | 2773.6307 | 1732 | 1732 | 1732 | 0 | 0 | 0 | 0 | 0 | 0
639 | 27 | 1 | 27 | 4285.7143 | 0 | 238.0952 | 1571.4286 | 124.3926 | 6219.6307 | 3446 | 2773.6307 | 1732 | 1732 | 1732 | 0 | 0 | 0 | 0 | 0 | 0
640 | 27 | 1 | 27 | 4285.7143 | 0 | 238.0952 | 1571.4286 | 124.3926 | 6219.6307 | 3446 | 2773.6307 | 1732 | 1732 | 1732 | 0 | 0 | 0 | 0 | 0 | 0
641 | 27 | 1 | 27 | 4285.7143 | 0 | 238.0952 | 0 | 92.3226 | 4616.1322 | 3446 | 1170.1322 | 1732 | 1732 | 1146.1453 | 0 | 0 | 0 | 0 | 0 | 0
642 | 27 | 1 | 27 | 4285.7143 | 2500 | 238.0952 | 0 | 143.3431 | 7167.1526 | 3446 | 3721.1526 | 1732 | 1732 | 1732 | 0 | 0 | 0 | 0 | 0 | 0
643 | 27 | 1 | 27 | 4285.7143 | 5000 | 238.0952 | 0 | 194.3635 | 9718.173 | 3446 | 6272.173 | 1732 | 1732 | 1732 | 0 | 0 | 0 | 0 | 0 | 0
644 | 27 | 1 | 27 | 4285.7143 | 5000 | 238.0952 | 0 | 194.3635 | 9718.173 | 3446 | 6272.173 | 1732 | 1732 | 1732 | 0 | 0 | 0 | 0 | 0 | 0
645 | 27 | 1 | 27 | 4285.7143 | 5000 | 238.0952 | 0 | 194.3635 | 9718.173 | 3446 | 6272.173 | 1732 | 1732 | 1732 | 0 | 0 | 0 | 0 | 0 | 0
646 | 27 | 1 | 27 | 4285.7143 | 2500 | 238.0952 | 0 | 143.3431 | 7167.1526 | 3446 | 3721.1526 | 1732 | 1732 | 1732 | 0 | 0 | 0 | 0 | 0 | 0
647 | 27 | 1 | 28 | 4285.7143 | 0 | 238.0952 | 0 | 92.3226 | 4616.1322 | 3446 | 1170.1322 | 1732 | 1732 | 1146.1453 | 0 | 0 | 0 | 0 | 0 | 0
648 | 28 | 1 | 28 | 4285.7143 | 0 | 238.0952 | 0 | 92.3226 | 4616.1322 | 3446 | 1170.1322 | 1732 | 1732 | 1146.1453 | 0 | 0 | 0 | 0 | 0 | 0
649 | 28 | 1 | 28 | 4285.7143 | 0 | 238.0952 | 0 | 92.3226 | 4616.1322 | 3446 | 1170.1322 | 1732 | 1732 | 1146.1453 | 0 | 0 | 0 | 0 | 0 | 0
650 | 28 | 1 | 28 | 4285.7143 | 0 | 238.0952 | 0 | 92.3226 | 4616.1322 | 3446 | 1170.1322 | 1732 | 1732 | 1146.1453 | 0 | 0 | 0 | 0 | 0 | 0
651 | 28 | 1 | 28 | 4285.7143 | 0 | 238.0952 | 0 | 92.3226 | 4616.1322 | 3446 | 1170.1322 | 1732 | 1732 | 1146.1453 | 0 | 0 | 0 | 0 | 0 | 0
652 | 28 | 1 | 28 | 4285.7143 | 0 | 238.0952 | 0 | 92.3226 | 4616.1322 | 3446 | 1170.1322 | 1732 | 1732 | 1146.1453 | 0 | 0 | 0 | 0 | 0 | 0
653 | 28 | 1 | 28 | 4285.7143 | 3000 | 238.0952 | 0 | 153.5471 | 7677.3567 | 3446 | 4231.3567 | 1732 | 1732 | 1732 | 0 | 0 | 0 | 0 | 0 | 0
654 | 28 | 1 | 28 | 4285.7143 | 5000 | 238.0952 | 0 | 194.3635 | 9718.173 | 3446 | 6272.173 | 1732 | 1732 | 1732 | 0 | 0 | 0 | 0 | 0 | 0
655 | 28 | 1 | 28 | 4285.7143 | 5000 | 238.0952 | 1571.4286 | 226.4334 | 11321.6715 | 3446 | 7875.6715 | 1732 | 1732 | 1732 | 0 | 0 | 0 | 0 | 0 | 0
656 | 28 | 1 | 28 | 4285.7143 | 5000 | 238.0952 | 1571.4286 | 226.4334 | 11321.6715 | 3446 | 7875.6715 | 1732 | 1732 | 1732 | 0 | 0 | 0 | 0 | 0 | 0
657 | 28 | 1 | 28 | 4285.7143 | 2000 | 238.0952 | 1571.4286 | 165.2089 | 8260.447 | 3446 | 4814.447 | 1732 | 1732 | 1732 | 0 | 0 | 0 | 0 | 0 | 0
658 | 28 | 1 | 28 | 4285.7143 | 0 | 238.0952 | 1571.4286 | 124.3926 | 6219.6307 | 3446 | 2773.6307 | 1732 | 1732 | 1732 | 0 | 0 | 0 | 0 | 0 | 0
659 | 28 | 1 | 28 | 4285.7143 | 0 | 238.0952 | 1571.4286 | 124.3926 | 6219.6307 | 3446 | 2773.6307 | 1732 | 1732 | 1732 | 0 | 0 | 0 | 0 | 0 | 0
660 | 28 | 1 | 28 | 4285.7143 | 0 | 238.0952 | 1571.4286 | 124.3926 | 6219.6307 | 3446 | 2773.6307 | 1732 | 1732 | 1732 | 0 | 0 | 0 | 0 | 0 | 0
661 | 28 | 1 | 28 | 4285.7143 | 0 | 238.0952 | 1571.4286 | 124.3926 | 6219.6307 | 3446 | 2773.6307 | 1732 | 1732 | 1732 | 0 | 0 | 0 | 0 | 0 | 0
662 | 28 | 1 | 28 | 4285.7143 | 0 | 238.0952 | 1571.4286 | 124.3926 | 6219.6307 | 3446 | 2773.6307 | 1732 | 1732 | 1732 | 0 | 0 | 0 | 0 | 0 | 0
663 | 28 | 1 | 28 | 4285.7143 | 0 | 238.0952 | 1571.4286 | 124.3926 | 6219.6307 | 3446 | 2773.6307 | 1732 | 1732 | 1732 | 0 | 0 | 0 | 0 | 0 | 0
664 | 28 | 1 | 28 | 4285.7143 | 0 | 238.0952 | 1571.4286 | 124.3926 | 6219.6307 | 3446 | 2773.6307 | 1732 | 1732 | 1732 | 0 | 0 | 0 | 0 | 0 | 0
665 | 28 | 1 | 28 | 4285.7143 | 0 | 238.0952 | 0 | 92.3226 | 4616.1322 | 3446 | 1170.1322 | 1732 | 1732 | 1146.1453 | 0 | 0 | 0 | 0 | 0 | 0
666 | 28 | 1 | 28 | 4285.7143 | 2500 | 238.0952 | 0 | 143.3431 | 7167.1526 | 3446 | 3721.1526 | 1732 | 1732 | 1732 | 0 | 0 | 0 | 0 | 0 | 0
667 | 28 | 1 | 28 | 4285.7143 | 5000 | 238.0952 | 0 | 194.3635 | 9718.173 | 3446 | 6272.173 | 1732 | 1732 | 1732 | 0 | 0 | 0 | 0 | 0 | 0
668 | 28 | 1 | 28 | 4285.7143 | 5000 | 238.0952 | 0 | 194.3635 | 9718.173 | 3446 | 6272.173 | 1732 | 1732 | 1732 | 0 | 0 | 0 | 0 | 0 | 0
669 | 28 | 1 | 28 | 4285.7143 | 5000 | 238.0952 | 0 | 194.3635 | 9718.173 | 3446 | 6272.173 | 1732 | 1732 | 1732 | 0 | 0 | 0 | 0 | 0 | 0
670 | 28 | 1 | 28 | 4285.7143 | 2500 | 238.0952 | 0 | 143.3431 | 7167.1526 | 3446 | 3721.1526 | 1732 | 1732 | 1732 | 0 | 0 | 0 | 0 | 0 | 0
671 | 28 | 1 | 29 | 4285.7143 | 0 | 238.0952 | 0 | 92.3226 | 4616.1322 | 3446 | 1170.1322 | 1732 | 1732 | 1146.1453 | 0 | 0 | 0 | 0 | 0 | 0
672 | 29 | 1 | 29 | 4285.7143 | 0 | 238.0952 | 0 | 92.3226 | 4616.1322 | 3446 | 1170.1322 | 1732 | 1732 | 1146.1453 | 0 | 0 | 0 | 0 | 0 | 0
673 | 29 | 1 | 29 | 4285.7143 | 0 | 238.0952 | 0 | 92.3226 | 4616.1322 | 3446 | 1170.1322 | 1732 | 1732 | 1146.1453 | 0 | 0 | 0 | 0 | 0 | 0
674 | 29 | 1 | 29 | 4285.7143 | 0 | 238.0952 | 0 | 92.3226 | 4616.1322 | 3446 | 1170.1322 | 1732 | 1732 | 1146.1453 | 0 | 0 | 0 | 0 | 0 | 0
675 | 29 | 1 | 29 | 4285.7143 | 0 | 238.0952 | 0 | 92.3226 | 4616.1322 | 3446 | 1170.1322 | 1732 | 1732 | 1146.1453 | 0 | 0 | 0 | 0 | 0 | 0
676 | 29 | 1 | 29 | 4285.7143 | 0 | 238.0952 | 0 | 92.3226 | 4616.1322 | 3446 | 1170.1322 | 1732 | 1732 | 1146.1453 | 0 | 0 | 0 | 0 | 0 | 0
677 | 29 | 1 | 29 | 4285.7143 | 3000 | 238.0952 | 0 | 153.5471 | 7677.3567 | 3446 | 4231.3567 | 1732 | 1732 | 1732 | 0 | 0 | 0 | 0 | 0 | 0
678 | 29 | 1 | 29 | 4285.7143 | 5000 | 238.0952 | 0 | 194.3635 | 9718.173 | 3446 | 6272.173 | 1732 | 1732 | 1732 | 0 | 0 | 0 | 0 | 0 | 0
679 | 29 | 1 | 29 | 4285.7143 | 5000 | 238.0952 | 1571.4286 | 226.4334 | 11321.6715 | 3446 | 7875.6715 | 1732 | 1732 | 1732 | 0 | 0 | 0 | 0 | 0 | 0
680 | 29 | 1 | 29 | 4285.7143 | 5000 | 238.0952 | 1571.4286 | 226.4334 | 11321.6715 | 3446 | 7875.6715 | 1732 | 1732 | 1732 | 0 | 0 | 0 | 0 | 0 | 0
681 | 29 | 1 | 29 | 4285.7143 | 2000 | 238.0952 | 1571.4286 | 165.2089 | 8260.447 | 3446 | 4814.447 | 1732 | 1732 | 1732 | 0 | 0 | 0 | 0 | 0 | 0
682 | 29 | 1 | 29 | 4285.7143 | 0 | 238.0952 | 1571.4286 | 124.3926 | 6219.6307 | 3446 | 2773.6307 | 1732 | 1732 | 1732 | 0 | 0 | 0 | 0 | 0 | 0
683 | 29 | 1 | 29 | 4285.7143 | 0 | 238.0952 | 1571.4286 | 124.3926 | 6219.6307 | 3446 | 2773.6307 | 1732 | 1732 | 1732 | 0 | 0 | 0 | 0 | 0 | 0
684 | 29 | 1 | 29 | 4285.7143 | 0 | 238.0952 | 1571.4286 | 124.3926 | 6219.6307 | 3446 | 2773.6307 | 1732 | 1732 | 1732 | 0 | 0 | 0 | 0 | 0 | 0
685 | 29 | 1 | 29 | 4285.7143 | 0 | 238.0952 | 1571.4286 | 124.3926 | 6219.6307 | 3446 | 2773.6307 | 1732 | 1732 | 1732 | 0 | 0 | 0 | 0 | 0 | 0
686 | 29 | 1 | 29 | 4285.7143 | 0 | 238.0952 | 1571.4286 | 124.3926 | 6219.6307 | 3446 | 2773.6307 | 1732 | 1732 | 1732 | 0 | 0 | 0 | 0 | 0 | 0
687 | 29 | 1 | 29 | 4285.7143 | 0 | 238.0952 | 1571.4286 | 124.3926 | 6219.6307 | 3446 | 2773.6307 | 1732 | 1732 | 1732 | 0 | 0 | 0 | 0 | 0 | 0
688 | 29 | 1 | 29 | 4285.7143 | 0 | 238.0952 | 1571.4286 | 124.3926 | 6219.6307 | 3446 | 2773.6307 | 1732 | 1732 | 1732 | 0 | 0 | 0 | 0 | 0 | 0
689 | 29 | 1 | 29 | 4285.7143 | 0 | 238.0952 | 0 | 92.3226 | 4616.1322 | 3446 | 1170.1322 | 1732 | 1732 | 1146.1453 | 0 | 0 | 0 | 0 | 0 | 0
690 | 29 | 1 | 29 | 4285.7143 | 2500 | 238.0952 | 0 | 143.3431 | 7167.1526 | 3446 | 3721.1526 | 1732 | 1732 | 1732 | 0 | 0 | 0 | 0 | 0 | 0
691 | 29 | 1 | 29 | 4285.7143 | 5000 | 238.0952 | 0 | 194.3635 | 9718.173 | 3446 | 6272.173 | 1732 | 1732 | 1732 | 0 | 0 | 0 | 0 | 0 | 0
692 | 29 | 1 | 29 | 4285.7143 | 5000 | 238.0952 | 0 | 194.3635 | 9718.173 | 3446 | 6272.173 | 1732 | 1732 | 1732 | 0 | 0 | 0 | 0 | 0 | 0
693 | 29 | 1 | 29 | 4285.7143 | 5000 | 238.0952 | 0 | 194.3635 | 9718.173 | 3446 | 6272.173 | 1732 | 1732 | 1732 | 0 | 0 | 0 | 0 | 0 | 0
694 | 29 | 1 | 29 | 4285.7143 | 2500 | 238.0952 | 0 | 143.3431 | 7167.1526 | 3446 | 3721.1526 | 1732 | 1732 | 1732 | 0 | 0 | 0 | 0 | 0 | 0
695 | 29 | 1 | 30 | 4285.7143 | 0 | 238.0952 | 0 | 92.3226 | 4616.1322 | 3446 | 1170.1322 | 1732 | 1732 | 1146.1453 | 0 | 0 | 0 | 0 | 0 | 0
696 | 30 | 1 | 30 | 4285.7143 | 0 | 238.0952 | 0 | 92.3226 | 4616.1322 | 3446 | 1170.1322 | 1732 | 1732 | 1146.1453 | 0 | 0 | 0 | 0 | 0 | 0
697 | 30 | 1 | 30 | 4285.7143 | 0 | 238.0952 | 0 | 92.3226 | 4616.1322 | 3446 | 1170.1322 | 1732 | 1732 | 1146.1453 | 0 | 0 | 0 | 0 | 0 | 0
698 | 30 | 1 | 30 | 4285.7143 | 0 | 238.0952 | 0 | 92.3226 | 4616.1322 | 3446 | 1170.1322 | 1732 | 1732 | 1146.1453 | 0 | 0 | 0 | 0 | 0 | 0
699 | 30 | 1 | 30 | 4285.7143 | 0 | 238.0952 | 0 | 92.3226 | 4616.1322 | 3446 | 1170.1322 | 1732 | 1732 | 1146.1453 | 0 | 0 | 0 | 0 | 0 | 0
700 | 30 | 1 | 30 | 4285.7143 | 0 | 238.0952 | 0 | 92.3226 | 4616.1322 | 3446 | 1170.1322 | 1732 | 1732 | 1146.1453 | 0 | 0 | 0 | 0 | 0 | 0
701 | 30 | 1 | 30 | 4285.7143 | 3000 | 238.0952 | 0 | 153.5471 | 7677.3567 | 3446 | 4231.3567 | 1732 | 1732 | 1732 | 0 | 0 | 0 | 0 | 0 | 0
702 | 30 | 1 | 30 | 4285.7143 | 5000 | 238.0952 | 0 | 194.3635 | 9718.173 | 3446 | 6272.173 | 1732 | 1732 | 1732 | 0 | 0 | 0 | 0 | 0 | 0
703 | 30 | 1 | 30 | 4285.7143 | 5000 | 238.0952 | 1571.4286 | 226.4334 | 11321.6715 | 3446 | 7875.6715 | 1732 | 1732 | 1732 | 0 | 0 | 0 | 0 | 0 | 0
704 | 30 | 1 | 30 | 4285.7143 | 5000 | 238.0952 | 1571.4286 | 226.4334 | 11321.6715 | 3446 | 7875.6715 | 1732 | 1732 | 1732 | 0 | 0 | 0 | 0 | 0 | 0
705 | 30 | 1 | 30 | 4285.7143 | 2000 | 238.0952 | 1571.4286 | 165.2089 | 8260.447 | 3446 | 4814.447 | 1732 | 1732 | 1732 | 0 | 0 | 0 | 0 | 0 | 0
706 | 30 | 1 | 30 | 4285.7143 | 0 | 238.0952 | 1571.4286 | 124.3926 | 6219.6307 | 3446 | 2773.6307 | 1732 | 1732 | 1732 | 0 | 0 | 0 | 0 | 0 | 0
707 | 30 | 1 | 30 | 4285.7143 | 0 | 238.0952 | 1571.4286 | 124.3926 | 6219.6307 | 3446 | 2773.6307 | 1732 | 1732 | 1732 | 0 | 0 | 0 | 0 | 0 | 0
708 | 30 | 1 | 30 | 4285.7143 | 0 | 238.0952 | 1571.4286 | 124.3926 | 6219.6307 | 3446 | 2773.6307 | 1732 | 1732 | 1732 | 0 | 0 | 0 | 0 | 0 | 0
709 | 30 | 1 | 30 | 4285.7143 | 0 | 238.0952 | 1571.4286 | 124.3926 | 6219.6307 | 3446 | 2773.6307 | 1732 | 1732 | 1732 | 0 | 0 | 0 | 0 | 0 | 0
710 | 30 | 1 | 30 | 4285.7143 | 0 | 238.0952 | 1571.4286 | 124.3926 | 6219.6307 | 3446 | 2773.6307 | 1732 | 1732 | 1732 | 0 | 0 | 0 | 0 | 0 | 0
711 | 30 | 1 | 30 | 4285.7143 | 0 | 238.0952 | 1571.4286 | 124.3926 | 6219.6307 | 3446 | 2773.6307 | 1732 | 1732 | 1732 | 0 | 0 | 0 | 0 | 0 | 0
712 | 30 | 1 | 30 | 4285.7143 | 0 | 238.0952 | 1571.4286 | 124.3926 | 6219.6307 | 3446 | 2773.6307 | 1732 | 1732 | 1732 | 0 | 0 | 0 | 0 | 0 | 0
713 | 30 | 1 | 30 | 4285.7143 | 0 | 238.0952 | 0 | 92.3226 | 4616.1322 | 3446 | 1170.1322 | 1732 | 1732 | 1146.1453 | 0 | 0 | 0 | 0 | 0 | 0
714 | 30 | 1 | 30 | 4285.7143 | 2500 | 238.0952 | 0 | 143.3431 | 7167.1526 | 3446 | 3721.1526 | 1732 | 1732 | 1732 | 0 | 0 | 0 | 0 | 0 | 0
715 | 30 | 1 | 30 | 4285.7143 | 5000 | 238.0952 | 0 | 194.3635 | 9718.173 | 3446 | 6272.173 | 1732 | 1732 | 1732 | 0 | 0 | 0 | 0 | 0 | 0
716 | 30 | 1 | 30 | 4285.7143 | 5000 | 238.0952 | 0 | 194.3635 | 9718.173 | 3446 | 6272.173 | 1732 | 1732 | 1732 | 0 | 0 | 0 | 0 | 0 | 0
717 | 30 | 1 | 30 | 4285.7143 | 5000 | 238.0952 | 0 | 194.3635 | 9718.173 | 3446 | 6272.173 | 1732 | 1732 | 1732 | 0 | 0 | 0 | 0 | 0 | 0
718 | 30 | 1 | 30 | 4285.7143 | 2500 | 238.0952 | 0 | 143.3431 | 7167.1526 | 3446 | 3721.1526 | 1732 | 1732 | 1732 | 0 | 0 | 0 | 0 | 0 | 0
719 | 30 | 1 | 31 | 4285.7143 | 0 | 238.0952 | 0 | 92.3226 | 4616.1322 | 3446 | 1170.1322 | 1732 | 1732 | 1146.1453 | 0 | 0 | 0 | 0 | 0 | 0
720 | 31 | 1 | 31 | 4285.7143 | 0 | 238.0952 | 0 | 92.3226 | 4616.1322 | 3446 | 1170.1322 | 1732 | 1732 | 1146.1453 | 0 | 0 | 0 | 0 | 0 | 0
721 | 31 | 1 | 31 | 4285.7143 | 0 | 238.0952 | 0 | 92.3226 | 4616.1322 | 3446 | 1170.1322 | 1732 | 1732 | 1146.1453 | 0 | 0 | 0 | 0 | 0 | 0
722 | 31 | 1 | 31 | 4285.7143 | 0 | 238.0952 | 0 | 92.3226 | 4616.1322 | 3446 | 1170.1322 | 1732 | 1732 | 1146.1453 | 0 | 0 | 0 | 0 | 0 | 0
723 | 31 | 1 | 31 | 4285.7143 | 0 | 238.0952 | 0 | 92.3226 | 4616.1322 | 3446 | 1170.1322 | 1732 | 1732 | 1146.1453 | 0 | 0 | 0 | 0 | 0 | 0
724 | 31 | 1 | 31 | 4285.7143 | 0 | 238.0952 | 0 | 92.3226 | 4616.1322 | 3446 | 1170.1322 | 1732 | 1732 | 1146.1453 | 0 | 0 | 0 | 0 | 0 | 0
725 | 31 | 1 | 31 | 4285.7143 | 3000 | 238.0952 | 0 | 153.5471 | 7677.3567 | 3446 | 4231.3567 | 1732 | 1732 | 1732 | 0 | 0 | 0 | 0 | 0 | 0
726 | 31 | 1 | 31 | 4285.7143 | 5000 | 238.0952 | 0 | 194.3635 | 9718.173 | 3446 | 6272.173 | 1732 | 1732 | 1732 | 0 | 0 | 0 | 0 | 0 | 0
727 | 31 | 1 | 31 | 4285.7143 | 5000 | 238.0952 | 1571.4286 | 226.4334 | 11321.6715 | 3446 | 7875.6715 | 1732 | 1732 | 1732 | 0 | 0 | 0 | 0 | 0 | 0
728 | 31 | 1 | 31 | 4285.7143 | 5000 | 238.0952 | 1571.4286 | 226.4334 | 11321.6715 | 3446 | 7875.6715 | 1732 | 1732 | 1732 | 0 | 0 | 0 | 0 | 0 | 0
729 | 31 | 1 | 31 | 4285.7143 | 2000 | 238.0952 | 1571.4286 | 165.2089 | 8260.447 | 3446 | 4814.447 | 1732 | 1732 | 1732 | 0 | 0 | 0 | 0 | 0 | 0
730 | 31 | 1 | 31 | 4285.7143 | 0 | 238.0952 | 1571.4286 | 124.3926 | 6219.6307 | 3446 | 2773.6307 | 1732 | 1732 | 1732 | 0 | 0 | 0 | 0 | 0 | 0
731 | 31 | 1 | 31 | 4285.7143 | 0 | 238.0952 | 1571.4286 | 124.3926 | 6219.6307 | 3446 | 2773.6307 | 1732 | 1732 | 1732 | 0 | 0 | 0 | 0 | 0 | 0
732 | 31 | 1 | 31 | 4285.7143 | 0 | 238.0952 | 1571.4286 | 124.3926 | 6219.6307 | 3446 | 2773.6307 | 1732 | 1732 | 1732 | 0 | 0 | 0 | 0 | 0 | 0
733 | 31 | 1 | 31 | 4285.7143 | 0 | 238.0952 | 1571.4286 | 124.3926 | 6219.6307 | 3446 | 2773.6307 | 1732 | 1732 | 1732 | 0 | 0 | 0 | 0 | 0 | 0
734 | 31 | 1 | 31 | 4285.7143 | 0 | 238.0952 | 1571.4286 | 124.3926 | 6219.6307 | 3446 | 2773.6307 | 1732 | 1732 | 1732 | 0 | 0 | 0 | 0 | 0 | 0
735 | 31 | 1 | 31 | 4285.7143 | 0 | 238.0952 | 1571.4286 | 124.3926 | 6219.6307 | 3446 | 2773.6307 | 1732 | 1732 | 1732 | 0 | 0 | 0 | 0 | 0 | 0
736 | 31 | 1 | 31 | 4285.7143 | 0 | 238.0952 | 1571.4286 | 124.3926 | 6219.6307 | 3446 | 2773.6307 | 1732 | 1732 | 1732 | 0 | 0 | 0 | 0 | 0 | 0
737 | 31 | 1 | 31 | 4285.7143 | 0 | 238.0952 | 0 | 92.3226 | 4616.1322 | 3446 | 1170.1322 | 1732 | 1732 | 1146.1453 | 0 | 0 | 0 | 0 | 0 | 0
738 | 31 | 1 | 31 | 4285.7143 | 2500 | 238.0952 | 0 | 143.3431 | 7167.1526 | 3446 | 3721.1526 | 1732 | 1732 | 1732 | 0 | 0 | 0 | 0 | 0 | 0
739 | 31 | 1 | 31 | 4285.7143 | 5000 | 238.0952 | 0 | 194.3635 | 9718.173 | 3446 | 6272.173 | 1732 | 1732 | 1732 | 0 | 0 | 0 | 0 | 0 | 0
740 | 31 | 1 | 31 | 4285.7143 | 5000 | 238.0952 | 0 | 194.3635 | 9718.173 | 3446 | 6272.173 | 1732 | 1732 | 1732 | 0 | 0 | 0 | 0 | 0 | 0
741 | 31 | 1 | 31 | 4285.7143 | 5000 | 238.0952 | 0 | 194.3635 | 9718.173 | 3446 | 6272.173 | 1732 | 1732 | 1732 | 0 | 0 | 0 | 0 | 0 | 0
742 | 31 | 1 | 31 | 4285.7143 | 2500 | 238.0952 | 0 | 143.3431 | 7167.1526 | 3446 | 3721.1526 | 1732 | 1732 | 1732 | 0 | 0 | 0 | 0 | 0 | 0
743 | 31 | 1 | 32 | 4285.7143 | 0 | 238.0952 | 0 | 92.3226 | 4616.1322 | 3446 | 1170.1322 | 1732 | 1732 | 1146.1453 | 0 | 0 | 0 | 0 | 0 | 0
744 | 32 | 2 | 1 | 4047.619 | 0 | 238.0952 | 0 | 87.4636 | 4373.1778 | 3446 | 927.1778 | 1732 | 1732 | 904.4535 | 0 | 0 | 0 | 0 | 0 | 0
745 | 32 | 2 | 1 | 4047.619 | 0 | 238.0952 | 0 | 87.4636 | 4373.1778 | 3446 | 927.1778 | 1732 | 1732 | 904.4535 | 0 | 0 | 0 | 0 | 0 | 0
746 | 32 | 2 | 1 | 4047.619 | 0 | 238.0952 | 0 | 87.4636 | 4373.1778 | 3446 | 927.1778 | 1732 | 1732 | 904.4535 | 0 | 0 | 0 | 0 | 0 | 0
747 | 32 | 2 | 1 | 4047.619 | 0 | 238.0952 | 0 | 87.4636 | 4373.1778 | 3446 | 927.1778 | 1732 | 1732 | 904.4535 | 0 | 0 | 0 | 0 | 0 | 0
748 | 32 | 2 | 1 | 4047.619 | 0 | 238.0952 | 0 | 87.4636 | 4373.1778 | 3446 | 927.1778 | 1732 | 1732 | 904.4535 | 0 | 0 | 0 | 0 | 0 | 0
749 | 32 | 2 | 1 | 4047.619 | 4178.5714 | 238.0952 | 0 | 172.7405 | 8637.0262 | 3446 | 5191.0262 | 1732 | 1732 | 1732 | 0 | 0 | 0 | 0 | 0 | 0
750 | 32 | 2 | 1 | 4047.619 | 6964.2857 | 238.0952 | 0 | 229.5918 | 11479.5918 | 3446 | 8033.5918 | 1732 | 1732 | 1732 | 0 | 0 | 0 | 0 | 0 | 0
751 | 32 | 2 | 1 | 4047.619 | 6964.2857 | 238.0952 | 2000 | 270.4082 | 13520.4082 | 3446 | 10074.4082 | 1732 | 1732 | 1732 | 0 | 0 | 0 | 0 | 0 | 0
752 | 32 | 2 | 1 | 4047.619 | 6964.2857 | 238.0952 | 2000 | 270.4082 | 13520.4082 | 3446 | 10074.4082 | 1732 | 1732 | 1732 | 0 | 0 | 0 | 0 | 0 | 0
753 | 32 | 2 | 1 | 4047.619 | 2785.7143 | 238.0952 | 2000 | 185.1312 | 9256.5598 | 3446 | 5810.5598 | 1732 | 1732 | 1732 | 0 | 0 | 0 | 0 | 0 | 0
754 | 32 | 2 | 1 | 4047.619 | 0 | 238.0952 | 2000 | 128.2799 | 6413.9942 | 3446 | 2967.9942 | 1732 | 1732 | 1732 | 0 | 0 | 0 | 0 | 0 | 0
755 | 32 | 2 | 1 | 4047.619 | 0 | 238.0952 | 2000 | 128.2799 | 6413.9942 | 3446 | 2967.9942 | 1732 | 1732 | 1732 | 0 | 0 | 0 | 0 | 0 | 0
756 | 32 | 2 | 1 | 4047.619 | 0 | 238.0952 | 2000 | 128.2799 | 6413.9942 | 3446 | 2967.9942 | 1732 | 1732 | 1732 | 0 | 0 | 0 | 0 | 0 | 0
757 | 32 | 2 | 1 | 4047.619 | 0 | 238.0952 | 2000 | 128.2799 | 6413.9942 | 3446 | 2967.9942 | 1732 | 1732 | 1732 | 0 | 0 | 0 | 0 | 0 | 0
758 | 32 | 2 | 1 | 4047.619 | 0 | 238.0952 | 2000 | 128.2799 | 6413.9942 | 3446 | 2967.9942 | 1732 | 1732 | 1732 | 0 | 0 | 0 | 0 | 0 | 0
759 | 32 | 2 | 1 | 4047.619 | 0 | 238.0952 | 2000 | 128.2799 | 6413.9942 | 3446 | 2967.9942 | 1732 | 1732 | 1732 | 0 | 0 | 0 | 0 | 0 | 0
760 | 32 | 2 | 1 | 4047.619 | 0 | 238.0952 | 2000 | 128.2799 | 6413.9942 | 3446 | 2967.9942 | 1732 | 1732 | 1732 | 0 | 0 | 0 | 0 | 0 | 0
761 | 32 | 2 | 1 | 4047.619 | 0 | 238.0952 | 0 | 87.4636 | 4373.1778 | 3446 | 927.1778 | 1732 | 1732 | 904.4535 | 0 | 0 | 0 | 0 | 0 | 0
762 | 32 | 2 | 1 | 4047.619 | 3482.1429 | 238.0952 | 0 | 158.5277 | 7926.3848 | 3446 | 4480.3848 | 1732 | 1732 | 1732 | 0 | 0 | 0 | 0 | 0 | 0
763 | 32 | 2 | 1 | 4047.619 | 6964.2857 | 238.0952 | 0 | 229.5918 | 11479.5918 | 3446 | 8033.5918 | 1732 | 1732 | 1732 | 0 | 0 | 0 | 0 | 0 | 0
764 | 32 | 2 | 1 | 4047.619 | 6964.2857 | 238.0952 | 0 | 229.5918 | 11479.5918 | 3446 | 8033.5918 | 1732 | 1732 | 1732 | 0 | 0 | 0 | 0 | 0 | 0
765 | 32 | 2 | 1 | 4047.619 | 6964.2857 | 238.0952 | 0 | 229.5918 | 11479.5918 | 3446 | 8033.5918 | 1732 | 1732 | 1732 | 0 | 0 | 0 | 0 | 0 | 0
766 | 32 | 2 | 1 | 4047.619 | 3482.1429 | 238.0952 | 0 | 158.5277 | 7926.3848 | 3446 | 4480.3848 | 1732 | 1732 | 1732 | 0 | 0 | 0 | 0 | 0 | 0
767 | 32 | 2 | 2 | 4047.619 | 0 | 238.0952 | 0 | 87.4636 | 4373.1778 | 3446 | 927.1778 | 1732 | 1732 | 904.4535 | 0 | 0 | 0 | 0 | 0 | 0
768 | 33 | 2 | 2 | 4047.619 | 0 | 238.0952 | 0 | 87.4636 | 4373.1778 | 3446 | 927.1778 | 1732 | 1732 | 904.4535 | 0 | 0 | 0 | 0 | 0 | 0
769 | 33 | 2 | 2 | 4047.619 | 0 | 238.0952 | 0 | 87.4636 | 4373.1778 | 3446 | 927.1778 | 1732 | 1732 | 904.4535 | 0 | 0 | 0 | 0 | 0 | 0
770 | 33 | 2 | 2 | 4047.619 | 0 | 238.0952 | 0 | 87.4636 | 4373.1778 | 3446 | 927.1778 | 1732 | 1732 | 904.4535 | 0 | 0 | 0 | 0 | 0 | 0
771 | 33 | 2 | 2 | 4047.619 | 0 | 238.0952 | 0 | 87.4636 | 4373.1778 | 3446 | 927.1778 | 1732 | 1732 | 904.4535 | 0 | 0 | 0 | 0 | 0 | 0
772 | 33 | 2 | 2 | 4047.619 | 0 | 238.0952 | 0 | 87.4636 | 4373.1778 | 3446 | 927.1778 | 1732 | 1732 | 904.4535 | 0 | 0 | 0 | 0 | 0 | 0
773 | 33 | 2 | 2 | 4047.619 | 4178.5714 | 238.0952 | 0 | 172.7405 | 8637.0262 | 3446 | 5191.0262 | 1732 | 1732 | 1732 | 0 | 0 | 0 | 0 | 0 | 0
774 | 33 | 2 | 2 | 4047.619 | 6964.2857 | 238.0952 | 0 | 229.5918 | 11479.5918 | 3446 | 8033.5918 | 1732 | 1732 | 1732 | 0 | 0 | 0 | 0 | 0 | 0
775 | 33 | 2 | 2 | 4047.619 | 6964.2857 | 238.0952 | 2000 | 270.4082 | 13520.4082 | 3446 | 10074.4082 | 1732 | 1732 | 1732 | 0 | 0 | 0 | 0 | 0 | 0
776 | 33 | 2 | 2 | 4047.619 | 6964.2857 | 238.0952 | 2000 | 270.4082 | 13520.4082 | 3446 | 10074.4082 | 1732 | 1732 | 1732 | 0 | 0 | 0 | 0 | 0 | 0
777 | 33 | 2 | 2 | 4047.619 | 2785.7143 | 238.0952 | 2000 | 185.1312 | 9256.5598 | 3446 | 5810.5598 | 1732 | 1732 | 1732 | 0 | 0 | 0 | 0 | 0 | 0
778 | 33 | 2 | 2 | 4047.619 | 0 | 238.0952 | 2000 | 128.2799 | 6413.9942 | 3446 | 2967.9942 | 1732 | 1732 | 1732 | 0 | 0 | 0 | 0 | 0 | 0
779 | 33 | 2 | 2 | 4047.619 | 0 | 238.0952 | 2000 | 128.2799 | 6413.9942 | 3446 | 2967.9942 | 1732 | 1732 | 1732 | 0 | 0 | 0 | 0 | 0 | 0
780 | 33 | 2 | 2 | 4047.619 | 0 | 238.0952 | 2000 | 128.2799 | 6413.9942 | 3446 | 2967.9942 | 1732 | 1732 | 1732 | 0 | 0 | 0 | 0 | 0 | 0
781 | 33 | 2 | 2 | 4047.619 | 0 | 238.0952 | 2000 | 128.2799 | 6413.9942 | 3446 | 2967.9942 | 1732 | 1732 | 1732 | 0 | 0 | 0 | 0 | 0 | 0
782 | 33 | 2 | 2 | 4047.619 | 0 | 238.0952 | 2000 | 128.2799 | 6413.9942 | 3446 | 2967.9942 | 1732 | 1732 | 1732 | 0 | 0 | 0 | 0 | 0 | 0
783 | 33 | 2 | 2 | 4047.619 | 0 | 238.0952 | 2000 | 128.2799 | 6413.9942 | 3446 | 2967.9942 | 1732 | 1732 | 1732 | 0 | 0 | 0 | 0 | 0 | 0
784 | 33 | 2 | 2 | 4047.619 | 0 | 238.0952 | 2000 | 128.2799 | 6413.9942 | 3446 | 2967.9942 | 1732 | 1732 | 1732 | 0 | 0 | 0 | 0 | 0 | 0
785 | 33 | 2 | 2 | 4047.619 | 0 | 238.0952 | 0 | 87.4636 | 4373.1778 | 3446 | 927.1778 | 1732 | 1732 | 904.4535 | 0 | 0 | 0 | 0 | 0 | 0
786 | 33 | 2 | 2 | 4047.619 | 3482.1429 | 238.0952 | 0 | 158.5277 | 7926.3848 | 3446 | 4480.3848 | 1732 | 1732 | 1732 | 0 | 0 | 0 | 0 | 0 | 0
787 | 33 | 2 | 2 | 4047.619 | 6964.2857 | 238.0952 | 0 | 229.5918 | 11479.5918 | 3446 | 8033.5918 | 1732 | 1732 | 1732 | 0 | 0 | 0 | 0 | 0 | 0
788 | 33 | 2 | 2 | 4047.619 | 6964.2857 | 238.0952 | 0 | 229.5918 | 11479.5918 | 3446 | 8033.5918 | 1732 | 1732 | 1732 | 0 | 0 | 0 | 0 | 0 | 0
789 | 33 | 2 | 2 | 4047.619 | 6964.2857 | 238.0952 | 0 | 229.5918 | 11479.5918 | 3446 | 8033.5918 | 1732 | 1732 | 1732 | 0 | 0 | 0 | 0 | 0 | 0
790 | 33 | 2 | 2 | 4047.619 | 3482.1429 | 238.0952 | 0 | 158.5277 | 7926.3848 | 3446 | 4480.3848 | 1732 | 1732 | 1732 | 0 | 0 | 0 | 0 | 0 | 0
791 | 33 | 2 | 3 | 4047.619 | 0 | 238.0952 | 0 | 87.4636 | 4373.1778 | 3446 | 927.1778 | 1732 | 1732 | 904.4535 | 0 | 0 | 0 | 0 | 0 | 0
792 | 34 | 2 | 3 | 4047.619 | 0 | 238.0952 | 0 | 87.4636 | 4373.1778 | 3446 | 927.1778 | 1732 | 1732 | 904.4535 | 0 | 0 | 0 | 0 | 0 | 0
793 | 34 | 2 | 3 | 4047.619 | 0 | 238.0952 | 0 | 87.4636 | 4373.1778 | 3446 | 927.1778 | 1732 | 1732 | 904.4535 | 0 | 0 | 0 | 0 | 0 | 0
794 | 34 | 2 | 3 | 4047.619 | 0 | 238.0952 | 0 | 87.4636 | 4373.1778 | 3446 | 927.1778 | 1732 | 1732 | 904.4535 | 0 | 0 | 0 | 0 | 0 | 0
795 | 34 | 2 | 3 | 4047.619 | 0 | 238.0952 | 0 | 87.4636 | 4373.1778 | 3446 | 927.1778 | 1732 | 1732 | 904.4535 | 0 | 0 | 0 | 0 | 0 | 0
796 | 34 | 2 | 3 | 4047.619 | 0 | 238.0952 | 0 | 87.4636 | 4373.1778 | 3446 | 927.1778 | 1732 | 1732 | 904.4535 | 0 | 0 | 0 | 0 | 0 | 0
797 | 34 | 2 | 3 | 4047.619 | 4178.5714 | 238.0952 | 0 | 172.7405 | 8637.0262 | 3446 | 5191.0262 | 1732 | 1732 | 1732 | 0 | 0 | 0 | 0 | 0 | 0
798 | 34 | 2 | 3 | 4047.619 | 6964.2857 | 238.0952 | 0 | 229.5918 | 11479.5918 | 3446 | 8033.5918 | 1732 | 1732 | 1732 | 0 | 0 | 0 | 0 | 0 | 0
799 | 34 | 2 | 3 | 4047.619 | 6964.2857 | 238.0952 | 2000 | 270.4082 | 13520.4082 | 3446 | 10074.4082 | 1732 | 1732 | 1732 | 0 | 0 | 0 | 0 | 0 | 0
800 | 34 | 2 | 3 | 4047.619 | 6964.2857 | 238.0952 | 2000 | 270.4082 | 13520.4082 | 3446 | 10074.4082 | 1732 | 1732 | 1732 | 0 | 0 | 0 | 0 | 0 | 0
801 | 34 | 2 | 3 | 4047.619 | 2785.7143 | 238.0952 | 2000 | 185.1312 | 9256.5598 | 3446 | 5810.5598 | 1732 | 1732 | 1732 | 0 | 0 | 0 | 0 | 0 | 0
802 | 34 | 2 | 3 | 4047.619 | 0 | 238.0952 | 2000 | 128.2799 | 6413.9942 | 3446 | 2967.9942 | 1732 | 1732 | 1732 | 0 | 0 | 0 | 0 | 0 | 0
803 | 34 | 2 | 3 | 4047.619 | 0 | 238.0952 | 2000 | 128.2799 | 6413.9942 | 3446 | 2967.9942 | 1732 | 1732 | 1732 | 0 | 0 | 0 | 0 | 0 | 0
804 | 34 | 2 | 3 | 4047.619 | 0 | 238.0952 | 2000 | 128.2799 | 6413.9942 | 3446 | 2967.9942 | 1732 | 1732 | 1732 | 0 | 0 | 0 | 0 | 0 | 0
805 | 34 | 2 | 3 | 4047.619 | 0 | 238.0952 | 2000 | 128.2799 | 6413.9942 | 3446 | 2967.9942 | 1732 | 1732 | 1732 | 0 | 0 | 0 | 0 | 0 | 0
806 | 34 | 2 | 3 | 4047.619 | 0 | 238.0952 | 2000 | 128.2799 | 6413.9942 | 3446 | 2967.9942 | 1732 | 1732 | 1732 | 0 | 0 | 0 | 0 | 0 | 0
807 | 34 | 2 | 3 | 4047.619 | 0 | 238.0952 | 2000 | 128.2799 | 6413.9942 | 3446 | 2967.9942 | 1732 | 1732 | 1732 | 0 | 0 | 0 | 0 | 0 | 0
808 | 34 | 2 | 3 | 4047.619 | 0 | 238.0952 | 2000 | 128.2799 | 6413.9942 | 3446 | 2967.9942 | 1732 | 1732 | 1732 | 0 | 0 | 0 | 0 | 0 | 0
809 | 34 | 2 | 3 | 4047.619 | 0 | 238.0952 | 0 | 87.4636 | 4373.1778 | 3446 | 927.1778 | 1732 | 1732 | 904.4535 | 0 | 0 | 0 | 0 | 0 | 0
810 | 34 | 2 | 3 | 4047.619 | 3482.1429 | 238.0952 | 0 | 158.5277 | 7926.3848 | 3446 | 4480.3848 | 1732 | 1732 | 1732 | 0 | 0 | 0 | 0 | 0 | 0
811 | 34 | 2 | 3 | 4047.619 | 6964.2857 | 238.0952 | 0 | 229.5918 | 11479.5918 | 3446 | 8033.5918 | 1732 | 1732 | 1732 | 0 | 0 | 0 | 0 | 0 | 0
812 | 34 | 2 | 3 | 4047.619 | 6964.2857 | 238.0952 | 0 | 229.5918 | 11479.5918 | 3446 | 8033.5918 | 1732 | 1732 | 1732 | 0 | 0 | 0 | 0 | 0 | 0
813 | 34 | 2 | 3 | 4047.619 | 6964.2857 | 238.0952 | 0 | 229.5918 | 11479.5918 | 3446 | 8033.5918 | 1732 | 1732 | 1732 | 0 | 0 | 0 | 0 | 0 | 0
814 | 34 | 2 | 3 | 4047.619 | 3482.1429 | 238.0952 | 0 | 158.5277 | 7926.3848 | 3446 | 4480.3848 | 1732 | 1732 | 1732 | 0 | 0 | 0 | 0 | 0 | 0
815 | 34 | 2 | 4 | 4047.619 | 0 | 238.0952 | 0 | 87.4636 | 4373.1778 | 3446 | 927.1778 | 1732 | 1732 | 904.4535 | 0 | 0 | 0 | 0 | 0 | 0
816 | 35 | 2 | 4 | 4047.619 | 0 | 238.0952 | 0 | 87.4636 | 4373.1778 | 3446 | 927.1778 | 1732 | 1732 | 904.4535 | 0 | 0 | 0 | 0 | 0 | 0
817 | 35 | 2 | 4 | 4047.619 | 0 | 238.0952 | 0 | 87.4636 | 4373.1778 | 3446 | 927.1778 | 1732 | 1732 | 904.4535 | 0 | 0 | 0 | 0 | 0 | 0
818 | 35 | 2 | 4 | 4047.619 | 0 | 238.0952 | 0 | 87.4636 | 4373.1778 | 3446 | 927.1778 | 1732 | 1732 | 904.4535 | 0 | 0 | 0 | 0 | 0 | 0
819 | 35 | 2 | 4 | 4047.619 | 0 | 238.0952 | 0 | 87.4636 | 4373.1778 | 3446 | 927.1778 | 1732 | 1732 | 904.4535 | 0 | 0 | 0 | 0 | 0 | 0
820 | 35 | 2 | 4 | 4047.619 | 0 | 238.0952 | 0 | 87.4636 | 4373.1778 | 3446 | 927.1778 | 1732 | 1732 | 904.4535 | 0 | 0 | 0 | 0 | 0 | 0
821 | 35 | 2 | 4 | 4047.619 | 4178.5714 | 238.0952 | 0 | 172.7405 | 8637.0262 | 3446 | 5191.0262 | 1732 | 1732 | 1732 | 0 | 0 | 0 | 0 | 0 | 0
822 | 35 | 2 | 4 | 4047.619 | 6964.2857 | 238.0952 | 0 | 229.5918 | 11479.5918 | 3446 | 8033.5918 | 1732 | 1732 | 1732 | 0 | 0 | 0 | 0 | 0 | 0
823 | 35 | 2 | 4 | 4047.619 | 6964.2857 | 238.0952 | 2000 | 270.4082 | 13520.4082 | 3446 | 10074.4082 | 1732 | 1732 | 1732 | 0 | 0 | 0 | 0 | 0 | 0
824 | 35 | 2 | 4 | 4047.619 | 6964.2857 | 238.0952 | 2000 | 270.4082 | 13520.4082 | 3446 | 10074.4082 | 1732 | 1732 | 1732 | 0 | 0 | 0 | 0 | 0 | 0
825 | 35 | 2 | 4 | 4047.619 | 2785.7143 | 238.0952 | 2000 | 185.1312 | 9256.5598 | 3446 | 5810.5598 | 1732 | 1732 | 1732 | 0 | 0 | 0 | 0 | 0 | 0
826 | 35 | 2 | 4 | 4047.619 | 0 | 238.0952 | 2000 | 128.2799 | 6413.9942 | 3446 | 2967.9942 | 1732 | 1732 | 1732 | 0 | 0 | 0 | 0 | 0 | 0
827 | 35 | 2 | 4 | 4047.619 | 0 | 238.0952 | 2000 | 128.2799 | 6413.9942 | 3446 | 2967.9942 | 1732 | 1732 | 1732 | 0 | 0 | 0 | 0 | 0 | 0
828 | 35 | 2 | 4 | 4047.619 | 0 | 238.0952 | 2000 | 128.2799 | 6413.9942 | 3446 | 2967.9942 | 1732 | 1732 | 1732 | 0 | 0 | 0 | 0 | 0 | 0
829 | 35 | 2 | 4 | 4047.619 | 0 | 238.0952 | 2000 | 128.2799 | 6413.9942 | 3446 | 2967.9942 | 1732 | 1732 | 1732 | 0 | 0 | 0 | 0 | 0 | 0
830 | 35 | 2 | 4 | 4047.619 | 0 | 238.0952 | 2000 | 128.2799 | 6413.9942 | 3446 | 2967.9942 | 1732 | 1732 | 1732 | 0 | 0 | 0 | 0 | 0 | 0
831 | 35 | 2 | 4 | 4047.619 | 0 | 238.0952 | 2000 | 128.2799 | 6413.9942 | 3446 | 2967.9942 | 1732 | 1732 | 1732 | 0 | 0 | 0 | 0 | 0 | 0
832 | 35 | 2 | 4 | 4047.619 | 0 | 238.0952 | 2000 | 128.2799 | 6413.9942 | 3446 | 2967.9942 | 1732 | 1732 | 1732 | 0 | 0 | 0 | 0 | 0 | 0
833 | 35 | 2 | 4 | 4047.619 | 0 | 238.0952 | 0 | 87.4636 | 4373.1778 | 3446 | 927.1778 | 1732 | 1732 | 904.4535 | 0 | 0 | 0 | 0 | 0 | 0
834 | 35 | 2 | 4 | 4047.619 | 3482.1429 | 238.0952 | 0 | 158.5277 | 7926.3848 | 3446 | 4480.3848 | 1732 | 1732 | 1732 | 0 | 0 | 0 | 0 | 0 | 0
835 | 35 | 2 | 4 | 4047.619 | 6964.2857 | 238.0952 | 0 | 229.5918 | 11479.5918 | 3446 | 8033.5918 | 1732 | 1732 | 1732 | 0 | 0 | 0 | 0 | 0 | 0
836 | 35 | 2 | 4 | 4047.619 | 6964.2857 | 238.0952 | 0 | 229.5918 | 11479.5918 | 3446 | 8033.5918 | 1732 | 1732 | 1732 | 0 | 0 | 0 | 0 | 0 | 0
837 | 35 | 2 | 4 | 4047.619 | 6964.2857 | 238.0952 | 0 | 229.5918 | 11479.5918 | 3446 | 8033.5918 | 1732 | 1732 | 1732 | 0 | 0 | 0 | 0 | 0 | 0
838 | 35 | 2 | 4 | 4047.619 | 3482.1429 | 238.0952 | 0 | 158.5277 | 7926.3848 | 3446 | 4480.3848 | 1732 | 1732 | 1732 | 0 | 0 | 0 | 0 | 0 | 0
839 | 35 | 2 | 5 | 4047.619 | 0 | 238.0952 | 0 | 87.4636 | 4373.1778 | 3446 | 927.1778 | 1732 | 1732 | 904.4535 | 0 | 0 | 0 | 0 | 0 | 0
840 | 36 | 2 | 5 | 4047.619 | 0 | 238.0952 | 0 | 87.4636 | 4373.1778 | 3446 | 927.1778 | 1732 | 1732 | 904.4535 | 0 | 0 | 0 | 0 | 0 | 0
841 | 36 | 2 | 5 | 4047.619 | 0 | 238.0952 | 0 | 87.4636 | 4373.1778 | 3446 | 927.1778 | 1732 | 1732 | 904.4535 | 0 | 0 | 0 | 0 | 0 | 0
842 | 36 | 2 | 5 | 4047.619 | 0 | 238.0952 | 0 | 87.4636 | 4373.1778 | 3446 | 927.1778 | 1732 | 1732 | 904.4535 | 0 | 0 | 0 | 0 | 0 | 0
843 | 36 | 2 | 5 | 4047.619 | 0 | 238.0952 | 0 | 87.4636 | 4373.1778 | 3446 | 927.1778 | 1732 | 1732 | 904.4535 | 0 | 0 | 0 | 0 | 0 | 0
844 | 36 | 2 | 5 | 4047.619 | 0 | 238.0952 | 0 | 87.4636 | 4373.1778 | 3446 | 927.1778 | 1732 | 1732 | 904.4535 | 0 | 0 | 0 | 0 | 0 | 0
845 | 36 | 2 | 5 | 4047.619 | 4178.5714 | 238.0952 | 0 | 172.7405 | 8637.0262 | 3446 | 5191.0262 | 1732 | 1732 | 1732 | 0 | 0 | 0 | 0 | 0 | 0
846 | 36 | 2 | 5 | 4047.619 | 6964.2857 | 238.0952 | 0 | 229.5918 | 11479.5918 | 3446 | 8033.5918 | 1732 | 1732 | 1732 | 0 | 0 | 0 | 0 | 0 | 0
847 | 36 | 2 | 5 | 4047.619 | 6964.2857 | 238.0952 | 2000 | 270.4082 | 13520.4082 | 3446 | 10074.4082 | 1732 | 1732 | 1732 | 0 | 0 | 0 | 0 | 0 | 0
848 | 36 | 2 | 5 | 4047.619 | 6964.2857 | 238.0952 | 2000 | 270.4082 | 13520.4082 | 3446 | 10074.4082 | 1732 | 1732 | 1732 | 0 | 0 | 0 | 0 | 0 | 0
849 | 36 | 2 | 5 | 4047.619 | 2785.7143 | 238.0952 | 2000 | 185.1312 | 9256.5598 | 3446 | 5810.5598 | 1732 | 1732 | 1732 | 0 | 0 | 0 | 0 | 0 | 0
850 | 36 | 2 | 5 | 4047.619 | 0 | 238.0952 | 2000 | 128.2799 | 6413.9942 | 3446 | 2967.9942 | 1732 | 1732 | 1732 | 0 | 0 | 0 | 0 | 0 | 0
851 | 36 | 2 | 5 | 4047.619 | 0 | 238.0952 | 2000 | 128.2799 | 6413.9942 | 3446 | 2967.9942 | 1732 | 1732 | 1732 | 0 | 0 | 0 | 0 | 0 | 0
852 | 36 | 2 | 5 | 4047.619 | 0 | 238.0952 | 2000 | 128.2799 | 6413.9942 | 3446 | 2967.9942 | 1732 | 1732 | 1732 | 0 | 0 | 0 | 0 | 0 | 0
853 | 36 | 2 | 5 | 4047.619 | 0 | 238.0952 | 2000 | 128.2799 | 6413.9942 | 3446 | 2967.9942 | 1732 | 1732 | 1732 | 0 | 0 | 0 | 0 | 0 | 0
854 | 36 | 2 | 5 | 4047.619 | 0 | 238.0952 | 2000 | 128.2799 | 6413.9942 | 3446 | 2967.9942 | 1732 | 1732 | 1732 | 0 | 0 | 0 | 0 | 0 | 0
855 | 36 | 2 | 5 | 4047.619 | 0 | 238.0952 | 2000 | 128.2799 | 6413.9942 | 3446 | 2967.9942 | 1732 | 1732 | 1732 | 0 | 0 | 0 | 0 | 0 | 0
856 | 36 | 2 | 5 | 4047.619 | 0 | 238.0952 | 2000 | 128.2799 | 6413.9942 | 3446 | 2967.9942 | 1732 | 1732 | 1732 | 0 | 0 | 0 | 0 | 0 | 0
857 | 36 | 2 | 5 | 4047.619 | 0 | 238.0952 | 0 | 87.4636 | 4373.1778 | 3446 | 927.1778 | 1732 | 1732 | 904.4535 | 0 | 0 | 0 | 0 | 0 | 0
858 | 36 | 2 | 5 | 4047.619 | 3482.1429 | 238.0952 | 0 | 158.5277 | 7926.3848 | 3446 | 4480.3848 | 1732 | 1732 | 1732 | 0 | 0 | 0 | 0 | 0 | 0
859 | 36 | 2 | 5 | 4047.619 | 6964.2857 | 238.0952 | 0 | 229.5918 | 11479.5918 | 3446 | 8033.5918 | 1732 | 1732 | 1732 | 0 | 0 | 0 | 0 | 0 | 0
860 | 36 | 2 | 5 | 4047.619 | 6964.2857 | 238.0952 | 0 | 229.5918 | 11479.5918 | 3446 | 8033.5918 | 1732 | 1732 | 1732 | 0 | 0 | 0 | 0 | 0 | 0
861 | 36 | 2 | 5 | 4047.619 | 6964.2857 | 238.0952 | 0 | 229.5918 | 11479.5918 | 3446 | 8033.5918 | 1732 | 1732 | 1732 | 0 | 0 | 0 | 0 | 0 | 0
862 | 36 | 2 | 5 | 4047.619 | 3482.1429 | 238.0952 | 0 | 158.5277 | 7926.3848 | 3446 | 4480.3848 | 1732 | 1732 | 1732 | 0 | 0 | 0 | 0 | 0 | 0
863 | 36 | 2 | 6 | 4047.619 | 0 | 238.0952 | 0 | 87.4636 | 4373.1778 | 3446 | 927.1778 | 1732 | 1732 | 904.4535 | 0 | 0 | 0 | 0 | 0 | 0
864 | 37 | 2 | 6 | 4047.619 | 0 | 238.0952 | 0 | 87.4636 | 4373.1778 | 3446 | 927.1778 | 1732 | 1732 | 904.4535 | 0 | 0 | 0 | 0 | 0 | 0
865 | 37 | 2 | 6 | 4047.619 | 0 | 238.0952 | 0 | 87.4636 | 4373.1778 | 3446 | 927.1778 | 1732 | 1732 | 904.4535 | 0 | 0 | 0 | 0 | 0 | 0
866 | 37 | 2 | 6 | 4047.619 | 0 | 238.0952 | 0 | 87.4636 | 4373.1778 | 3446 | 927.1778 | 1732 | 1732 | 904.4535 | 0 | 0 | 0 | 0 | 0 | 0
867 | 37 | 2 | 6 | 4047.619 | 0 | 238.0952 | 0 | 87.4636 | 4373.1778 | 3446 | 927.1778 | 1732 | 1732 | 904.4535 | 0 | 0 | 0 | 0 | 0 | 0
868 | 37 | 2 | 6 | 4047.619 | 0 | 238.0952 | 0 | 87.4636 | 4373.1778 | 3446 | 927.1778 | 1732 | 1732 | 904.4535 | 0 | 0 | 0 | 0 | 0 | 0
869 | 37 | 2 | 6 | 4047.619 | 4178.5714 | 238.0952 | 0 | 172.7405 | 8637.0262 | 3446 | 5191.0262 | 1732 | 1732 | 1732 | 0 | 0 | 0 | 0 | 0 | 0
870 | 37 | 2 | 6 | 4047.619 | 6964.2857 | 238.0952 | 0 | 229.5918 | 11479.5918 | 3446 | 8033.5918 | 1732 | 1732 | 1732 | 0 | 0 | 0 | 0 | 0 | 0
871 | 37 | 2 | 6 | 4047.619 | 6964.2857 | 238.0952 | 2000 | 270.4082 | 13520.4082 | 3446 | 10074.4082 | 1732 | 1732 | 1732 | 0 | 0 | 0 | 0 | 0 | 0
872 | 37 | 2 | 6 | 4047.619 | 6964.2857 | 238.0952 | 2000 | 270.4082 | 13520.4082 | 3446 | 10074.4082 | 1732 | 1732 | 1732 | 0 | 0 | 0 | 0 | 0 | 0
873 | 37 | 2 | 6 | 4047.619 | 2785.7143 | 238.0952 | 2000 | 185.1312 | 9256.5598 | 3446 | 5810.5598 | 1732 | 1732 | 1732 | 0 | 0 | 0 | 0 | 0 | 0
874 | 37 | 2 | 6 | 4047.619 | 0 | 238.0952 | 2000 | 128.2799 | 6413.9942 | 3446 | 2967.9942 | 1732 | 1732 | 1732 | 0 | 0 | 0 | 0 | 0 | 0
875 | 37 | 2 | 6 | 4047.619 | 0 | 238.0952 | 2000 | 128.2799 | 6413.9942 | 3446 | 2967.9942 | 1732 | 1732 | 1732 | 0 | 0 | 0 | 0 | 0 | 0
876 | 37 | 2 | 6 | 4047.619 | 0 | 238.0952 | 2000 | 128.2799 | 6413.9942 | 3446 | 2967.9942 | 1732 | 1732 | 1732 | 0 | 0 | 0 | 0 | 0 | 0
877 | 37 | 2 | 6 | 4047.619 | 0 | 238.0952 | 2000 | 128.2799 | 6413.9942 | 3446 | 2967.9942 | 1732 | 1732 | 1732 | 0 | 0 | 0 | 0 | 0 | 0
878 | 37 | 2 | 6 | 4047.619 | 0 | 238.0952 | 2000 | 128.2799 | 6413.9942 | 3446 | 2967.9942 | 1732 | 1732 | 1732 | 0 | 0 | 0 | 0 | 0 | 0
879 | 37 | 2 | 6 | 4047.619 | 0 | 238.0952 | 2000 | 128.2799 | 6413.9942 | 3446 | 2967.9942 | 1732 | 1732 | 1732 | 0 | 0 | 0 | 0 | 0 | 0
880 | 37 | 2 | 6 | 4047.619 | 0 | 238.0952 | 2000 | 128.2799 | 6413.9942 | 3446 | 2967.9942 | 1732 | 1732 | 1732 | 0 | 0 | 0 | 0 | 0 | 0
881 | 37 | 2 | 6 | 4047.619 | 0 | 238.0952 | 0 | 87.4636 | 4373.1778 | 3446 | 927.1778 | 1732 | 1732 | 904.4535 | 0 | 0 | 0 | 0 | 0 | 0
882 | 37 | 2 | 6 | 4047.619 | 3482.1429 | 238.0952 | 0 | 158.5277 | 7926.3848 | 3446 | 4480.3848 | 1732 | 1732 | 1732 | 0 | 0 | 0 | 0 | 0 | 0
883 | 37 | 2 | 6 | 4047.619 | 6964.2857 | 238.0952 | 0 | 229.5918 | 11479.5918 | 3446 | 8033.5918 | 1732 | 1732 | 1732 | 0 | 0 | 0 | 0 | 0 | 0
884 | 37 | 2 | 6 | 4047.619 | 6964.2857 | 238.0952 | 0 | 229.5918 | 11479.5918 | 3446 | 8033.5918 | 1732 | 1732 | 1732 | 0 | 0 | 0 | 0 | 0 | 0
885 | 37 | 2 | 6 | 4047.619 | 6964.2857 | 238.0952 | 0 | 229.5918 | 11479.5918 | 3446 | 8033.5918 | 1732 | 1732 | 1732 | 0 | 0 | 0 | 0 | 0 | 0
886 | 37 | 2 | 6 | 4047.619 | 3482.1429 | 238.0952 | 0 | 158.5277 | 7926.3848 | 3446 | 4480.3848 | 1732 | 1732 | 1732 | 0 | 0 | 0 | 0 | 0 | 0
887 | 37 | 2 | 7 | 4047.619 | 0 | 238.0952 | 0 | 87.4636 | 4373.1778 | 3446 | 927.1778 | 1732 | 1732 | 904.4535 | 0 | 0 | 0 | 0 | 0 | 0
888 | 38 | 2 | 7 | 4047.619 | 0 | 238.0952 | 0 | 87.4636 | 4373.1778 | 3446 | 927.1778 | 1732 | 1732 | 904.4535 | 0 | 0 | 0 | 0 | 0 | 0
889 | 38 | 2 | 7 | 4047.619 | 0 | 238.0952 | 0 | 87.4636 | 4373.1778 | 3446 | 927.1778 | 1732 | 1732 | 904.4535 | 0 | 0 | 0 | 0 | 0 | 0
890 | 38 | 2 | 7 | 4047.619 | 0 | 238.0952 | 0 | 87.4636 | 4373.1778 | 3446 | 927.1778 | 1732 | 1732 | 904.4535 | 0 | 0 | 0 | 0 | 0 | 0
891 | 38 | 2 | 7 | 4047.619 | 0 | 238.0952 | 0 | 87.4636 | 4373.1778 | 3446 | 927.1778 | 1732 | 1732 | 904.4535 | 0 | 0 | 0 | 0 | 0 | 0
892 | 38 | 2 | 7 | 4047.619 | 0 | 238.0952 | 0 | 87.4636 | 4373.1778 | 3446 | 927.1778 | 1732 | 1732 | 904.4535 | 0 | 0 | 0 | 0 | 0 | 0
893 | 38 | 2 | 7 | 4047.619 | 4178.5714 | 238.0952 | 0 | 172.7405 | 8637.0262 | 3446 | 5191.0262 | 1732 | 1732 | 1732 | 0 | 0 | 0 | 0 | 0 | 0
894 | 38 | 2 | 7 | 4047.619 | 6964.2857 | 238.0952 | 0 | 229.5918 | 11479.5918 | 3446 | 8033.5918 | 1732 | 1732 | 1732 | 0 | 0 | 0 | 0 | 0 | 0
895 | 38 | 2 | 7 | 4047.619 | 6964.2857 | 238.0952 | 2000 | 270.4082 | 13520.4082 | 3446 | 10074.4082 | 1732 | 1732 | 1732 | 0 | 0 | 0 | 0 | 0 | 0
896 | 38 | 2 | 7 | 4047.619 | 6964.2857 | 238.0952 | 2000 | 270.4082 | 13520.4082 | 3446 | 10074.4082 | 1732 | 1732 | 1732 | 0 | 0 | 0 | 0 | 0 | 0
897 | 38 | 2 | 7 | 4047.619 | 2785.7143 | 238.0952 | 2000 | 185.1312 | 9256.5598 | 3446 | 5810.5598 | 1732 | 1732 | 1732 | 0 | 0 | 0 | 0 | 0 | 0
898 | 38 | 2 | 7 | 4047.619 | 0 | 238.0952 | 2000 | 128.2799 | 6413.9942 | 3446 | 2967.9942 | 1732 | 1732 | 1732 | 0 | 0 | 0 | 0 | 0 | 0
899 | 38 | 2 | 7 | 4047.619 | 0 | 238.0952 | 2000 | 128.2799 | 6413.9942 | 3446 | 2967.9942 | 1732 | 1732 | 1732 | 0 | 0 | 0 | 0 | 0 | 0
900 | 38 | 2 | 7 | 4047.619 | 0 | 238.0952 | 2000 | 128.2799 | 6413.9942 | 3446 | 2967.9942 | 1732 | 1732 | 1732 | 0 | 0 | 0 | 0 | 0 | 0
901 | 38 | 2 | 7 | 4047.619 | 0 | 238.0952 | 2000 | 128.2799 | 6413.9942 | 3446 | 2967.9942 | 1732 | 1732 | 1732 | 0 | 0 | 0 | 0 | 0 | 0
902 | 38 | 2 | 7 | 4047.619 | 0 | 238.0952 | 2000 | 128.2799 | 6413.9942 | 3446 | 2967.9942 | 1732 | 1732 | 1732 | 0 | 0 | 0 | 0 | 0 | 0
903 | 38 | 2 | 7 | 4047.619 | 0 | 238.0952 | 2000 | 128.2799 | 6413.9942 | 3446 | 2967.9942 | 1732 | 1732 | 1732 | 0 | 0 | 0 | 0 | 0 | 0
904 | 38 | 2 | 7 | 4047.619 | 0 | 238.0952 | 2000 | 128.2799 | 6413.9942 | 3446 | 2967.9942 | 1732 | 1732 | 1732 | 0 | 0 | 0 | 0 | 0 | 0
905 | 38 | 2 | 7 | 4047.619 | 0 | 238.0952 | 0 | 87.4636 | 4373.1778 | 3446 | 927.1778 | 1732 | 1732 | 904.4535 | 0 | 0 | 0 | 0 | 0 | 0
906 | 38 | 2 | 7 | 4047.619 | 3482.1429 | 238.0952 | 0 | 158.5277 | 7926.3848 | 3446 | 4480.3848 | 1732 | 1732 | 1732 | 0 | 0 | 0 | 0 | 0 | 0
907 | 38 | 2 | 7 | 4047.619 | 6964.2857 | 238.0952 | 0 | 229.5918 | 11479.5918 | 3446 | 8033.5918 | 1732 | 1732 | 1732 | 0 | 0 | 0 | 0 | 0 | 0
908 | 38 | 2 | 7 | 4047.619 | 6964.2857 | 238.0952 | 0 | 229.5918 | 11479.5918 | 3446 | 8033.5918 | 1732 | 1732 | 1732 | 0 | 0 | 0 | 0 | 0 | 0
909 | 38 | 2 | 7 | 4047.619 | 6964.2857 | 238.0952 | 0 | 229.5918 | 11479.5918 | 3446 | 8033.5918 | 1732 | 1732 | 1732 | 0 | 0 | 0 | 0 | 0 | 0
910 | 38 | 2 | 7 | 4047.619 | 3482.1429 | 238.0952 | 0 | 158.5277 | 7926.3848 | 3446 | 4480.3848 | 1732 | 1732 | 1732 | 0 | 0 | 0 | 0 | 0 | 0
911 | 38 | 2 | 8 | 4047.619 | 0 | 238.0952 | 0 | 87.4636 | 4373.1778 | 3446 | 927.1778 | 1732 | 1732 | 904.4535 | 0 | 0 | 0 | 0 | 0 | 0
912 | 39 | 2 | 8 | 4047.619 | 0 | 238.0952 | 0 | 87.4636 | 4373.1778 | 3446 | 927.1778 | 1732 | 1732 | 904.4535 | 0 | 0 | 0 | 0 | 0 | 0
913 | 39 | 2 | 8 | 4047.619 | 0 | 238.0952 | 0 | 87.4636 | 4373.1778 | 3446 | 927.1778 | 1732 | 1732 | 904.4535 | 0 | 0 | 0 | 0 | 0 | 0
914 | 39 | 2 | 8 | 4047.619 | 0 | 238.0952 | 0 | 87.4636 | 4373.1778 | 3446 | 927.1778 | 1732 | 1732 | 904.4535 | 0 | 0 | 0 | 0 | 0 | 0
915 | 39 | 2 | 8 | 4047.619 | 0 | 238.0952 | 0 | 87.4636 | 4373.1778 | 3446 | 927.1778 | 1732 | 1732 | 904.4535 | 0 | 0 | 0 | 0 | 0 | 0
916 | 39 | 2 | 8 | 4047.619 | 0 | 238.0952 | 0 | 87.4636 | 4373.1778 | 3446 | 927.1778 | 1732 | 1732 | 904.4535 | 0 | 0 | 0 | 0 | 0 | 0
917 | 39 | 2 | 8 | 4047.619 | 4178.5714 | 238.0952 | 0 | 172.7405 | 8637.0262 | 3446 | 5191.0262 | 1732 | 1732 | 1732 | 0 | 0 | 0 | 0 | 0 | 0
918 | 39 | 2 | 8 | 4047.619 | 6964.2857 | 238.0952 | 0 | 229.5918 | 11479.5918 | 3446 | 8033.5918 | 1732 | 1732 | 1732 | 0 | 0 | 0 | 0 | 0 | 0
919 | 39 | 2 | 8 | 4047.619 | 6964.2857 | 238.0952 | 2000 | 270.4082 | 13520.4082 | 3446 | 10074.4082 | 1732 | 1732 | 1732 | 0 | 0 | 0 | 0 | 0 | 0
920 | 39 | 2 | 8 | 4047.619 | 6964.2857 | 238.0952 | 2000 | 270.4082 | 13520.4082 | 3446 | 10074.4082 | 1732 | 1732 | 1732 | 0 | 0 | 0 | 0 | 0 | 0
921 | 39 | 2 | 8 | 4047.619 | 2785.7143 | 238.0952 | 2000 | 185.1312 | 9256.5598 | 3446 | 5810.5598 | 1732 | 1732 | 1732 | 0 | 0 | 0 | 0 | 0 | 0
922 | 39 | 2 | 8 | 4047.619 | 0 | 238.0952 | 2000 | 128.2799 | 6413.9942 | 3446 | 2967.9942 | 1732 | 1732 | 1732 | 0 | 0 | 0 | 0 | 0 | 0
923 | 39 | 2 | 8 | 4047.619 | 0 | 238.0952 | 2000 | 128.2799 | 6413.9942 | 3446 | 2967.9942 | 1732 | 1732 | 1732 | 0 | 0 | 0 | 0 | 0 | 0
924 | 39 | 2 | 8 | 4047.619 | 0 | 238.0952 | 2000 | 128.2799 | 6413.9942 | 3446 | 2967.9942 | 1732 | 1732 | 1732 | 0 | 0 | 0 | 0 | 0 | 0
925 | 39 | 2 | 8 | 4047.619 | 0 | 238.0952 | 2000 | 128.2799 | 6413.9942 | 3446 | 2967.9942 | 1732 | 1732 | 1732 | 0 | 0 | 0 | 0 | 0 | 0
926 | 39 | 2 | 8 | 4047.619 | 0 | 238.0952 | 2000 | 128.2799 | 6413.9942 | 3446 | 2967.9942 | 1732 | 1732 | 1732 | 0 | 0 | 0 | 0 | 0 | 0
927 | 39 | 2 | 8 | 4047.619 | 0 | 238.0952 | 2000 | 128.2799 | 6413.9942 | 3446 | 2967.9942 | 1732 | 1732 | 1732 | 0 | 0 | 0 | 0 | 0 | 0
928 | 39 | 2 | 8 | 4047.619 | 0 | 238.0952 | 2000 | 128.2799 | 6413.9942 | 3446 | 2967.9942 | 1732 | 1732 | 1732 | 0 | 0 | 0 | 0 | 0 | 0
929 | 39 | 2 | 8 | 4047.619 | 0 | 238.0952 | 0 | 87.4636 | 4373.1778 | 3446 | 927.1778 | 1732 | 1732 | 904.4535 | 0 | 0 | 0 | 0 | 0 | 0
930 | 39 | 2 | 8 | 4047.619 | 3482.1429 | 238.0952 | 0 | 158.5277 | 7926.3848 | 3446 | 4480.3848 | 1732 | 1732 | 1732 | 0 | 0 | 0 | 0 | 0 | 0
931 | 39 | 2 | 8 | 4047.619 | 6964.2857 | 238.0952 | 0 | 229.5918 | 11479.5918 | 3446 | 8033.5918 | 1732 | 1732 | 1732 | 0 | 0 | 0 | 0 | 0 | 0
932 | 39 | 2 | 8 | 4047.619 | 6964.2857 | 238.0952 | 0 | 229.5918 | 11479.5918 | 3446 | 8033.5918 | 1732 | 1732 | 1732 | 0 | 0 | 0 | 0 | 0 | 0
933 | 39 | 2 | 8 | 4047.619 | 6964.2857 | 238.0952 | 0 | 229.5918 | 11479.5918 | 3446 | 8033.5918 | 1732 | 1732 | 1732 | 0 | 0 | 0 | 0 | 0 | 0
934 | 39 | 2 | 8 | 4047.619 | 3482.1429 | 238.0952 | 0 | 158.5277 | 7926.3848 | 3446 | 4480.3848 | 1732 | 1732 | 1732 | 0 | 0 | 0 | 0 | 0 | 0
935 | 39 | 2 | 9 | 4047.619 | 0 | 238.0952 | 0 | 87.4636 | 4373.1778 | 3446 | 927.1778 | 1732 | 1732 | 904.4535 | 0 | 0 | 0 | 0 | 0 | 0
936 | 40 | 2 | 9 | 4047.619 | 0 | 238.0952 | 0 | 87.4636 | 4373.1778 | 3446 | 927.1778 | 1732 | 1732 | 904.4535 | 0 | 0 | 0 | 0 | 0 | 0
937 | 40 | 2 | 9 | 4047.619 | 0 | 238.0952 | 0 | 87.4636 | 4373.1778 | 3446 | 927.1778 | 1732 | 1732 | 904.4535 | 0 | 0 | 0 | 0 | 0 | 0
938 | 40 | 2 | 9 | 4047.619 | 0 | 238.0952 | 0 | 87.4636 | 4373.1778 | 3446 | 927.1778 | 1732 | 1732 | 904.4535 | 0 | 0 | 0 | 0 | 0 | 0
939 | 40 | 2 | 9 | 4047.619 | 0 | 238.0952 | 0 | 87.4636 | 4373.1778 | 3446 | 927.1778 | 1732 | 1732 | 904.4535 | 0 | 0 | 0 | 0 | 0 | 0
940 | 40 | 2 | 9 | 4047.619 | 0 | 238.0952 | 0 | 87.4636 | 4373.1778 | 3446 | 927.1778 | 1732 | 1732 | 904.4535 | 0 | 0 | 0 | 0 | 0 | 0
941 | 40 | 2 | 9 | 4047.619 | 4178.5714 | 238.0952 | 0 | 172.7405 | 8637.0262 | 3446 | 5191.0262 | 1732 | 1732 | 1732 | 0 | 0 | 0 | 0 | 0 | 0
942 | 40 | 2 | 9 | 4047.619 | 6964.2857 | 238.0952 | 0 | 229.5918 | 11479.5918 | 3446 | 8033.5918 | 1732 | 1732 | 1732 | 0 | 0 | 0 | 0 | 0 | 0
943 | 40 | 2 | 9 | 4047.619 | 6964.2857 | 238.0952 | 2000 | 270.4082 | 13520.4082 | 3446 | 10074.4082 | 1732 | 1732 | 1732 | 0 | 0 | 0 | 0 | 0 | 0
944 | 40 | 2 | 9 | 4047.619 | 6964.2857 | 238.0952 | 2000 | 270.4082 | 13520.4082 | 3446 | 10074.4082 | 1732 | 1732 | 1732 | 0 | 0 | 0 | 0 | 0 | 0
945 | 40 | 2 | 9 | 4047.619 | 2785.7143 | 238.0952 | 2000 | 185.1312 | 9256.5598 | 3446 | 5810.5598 | 1732 | 1732 | 1732 | 0 | 0 | 0 | 0 | 0 | 0
946 | 40 | 2 | 9 | 4047.619 | 0 | 238.0952 | 2000 | 128.2799 | 6413.9942 | 3446 | 2967.9942 | 1732 | 1732 | 1732 | 0 | 0 | 0 | 0 | 0 | 0
947 | 40 | 2 | 9 | 4047.619 | 0 | 238.0952 | 2000 | 128.2799 | 6413.9942 | 3446 | 2967.9942 | 1732 | 1732 | 1732 | 0 | 0 | 0 | 0 | 0 | 0
948 | 40 | 2 | 9 | 4047.619 | 0 | 238.0952 | 2000 | 128.2799 | 6413.9942 | 3446 | 2967.9942 | 1732 | 1732 | 1732 | 0 | 0 | 0 | 0 | 0 | 0
949 | 40 | 2 | 9 | 4047.619 | 0 | 238.0952 | 2000 | 128.2799 | 6413.9942 | 3446 | 2967.9942 | 1732 | 1732 | 1732 | 0 | 0 | 0 | 0 | 0 | 0
950 | 40 | 2 | 9 | 4047.619 | 0 | 238.0952 | 2000 | 128.2799 | 6413.9942 | 3446 | 2967.9942 | 1732 | 1732 | 1732 | 0 | 0 | 0 | 0 | 0 | 0
951 | 40 | 2 | 9 | 4047.619 | 0 | 238.0952 | 2000 | 128.2799 | 6413.9942 | 3446 | 2967.9942 | 1732 | 1732 | 1732 | 0 | 0 | 0 | 0 | 0 | 0
952 | 40 | 2 | 9 | 4047.619 | 0 | 238.0952 | 2000 | 128.2799 | 6413.9942 | 3446 | 2967.9942 | 1732 | 1732 | 1732 | 0 | 0 | 0 | 0 | 0 | 0
953 | 40 | 2 | 9 | 4047.619 | 0 | 238.0952 | 0 | 87.4636 | 4373.1778 | 3446 | 927.1778 | 1732 | 1732 | 904.4535 | 0 | 0 | 0 | 0 | 0 | 0
954 | 40 | 2 | 9 | 4047.619 | 3482.1429 | 238.0952 | 0 | 158.5277 | 7926.3848 | 3446 | 4480.3848 | 1732 | 1732 | 1732 | 0 | 0 | 0 | 0 | 0 | 0
955 | 40 | 2 | 9 | 4047.619 | 6964.2857 | 238.0952 | 0 | 229.5918 | 11479.5918 | 3446 | 8033.5918 | 1732 | 1732 | 1732 | 0 | 0 | 0 | 0 | 0 | 0
956 | 40 | 2 | 9 | 4047.619 | 6964.2857 | 238.0952 | 0 | 229.5918 | 11479.5918 | 3446 | 8033.5918 | 1732 | 1732 | 1732 | 0 | 0 | 0 | 0 | 0 | 0
957 | 40 | 2 | 9 | 4047.619 | 6964.2857 | 238.0952 | 0 | 229.5918 | 11479.5918 | 3446 | 8033.5918 | 1732 | 1732 | 1732 | 0 | 0 | 0 | 0 | 0 | 0
958 | 40 | 2 | 9 | 4047.619 | 3482.1429 | 238.0952 | 0 | 158.5277 | 7926.3848 | 3446 | 4480.3848 | 1732 | 1732 | 1732 | 0 | 0 | 0 | 0 | 0 | 0
959 | 40 | 2 | 10 | 4047.619 | 0 | 238.0952 | 0 | 87.4636 | 4373.1778 | 3446 | 927.1778 | 1732 | 1732 | 904.4535 | 0 | 0 | 0 | 0 | 0 | 0
960 | 41 | 2 | 10 | 4047.619 | 0 | 238.0952 | 0 | 87.4636 | 4373.1778 | 3446 | 927.1778 | 1732 | 1732 | 904.4535 | 0 | 0 | 0 | 0 | 0 | 0
961 | 41 | 2 | 10 | 4047.619 | 0 | 238.0952 | 0 | 87.4636 | 4373.1778 | 3446 | 927.1778 | 1732 | 1732 | 904.4535 | 0 | 0 | 0 | 0 | 0 | 0
962 | 41 | 2 | 10 | 4047.619 | 0 | 238.0952 | 0 | 87.4636 | 4373.1778 | 3446 | 927.1778 | 1732 | 1732 | 904.4535 | 0 | 0 | 0 | 0 | 0 | 0
963 | 41 | 2 | 10 | 4047.619 | 0 | 238.0952 | 0 | 87.4636 | 4373.1778 | 3446 | 927.1778 | 1732 | 1732 | 904.4535 | 0 | 0 | 0 | 0 | 0 | 0
964 | 41 | 2 | 10 | 4047.619 | 0 | 238.0952 | 0 | 87.4636 | 4373.1778 | 3446 | 927.1778 | 1732 | 1732 | 904.4535 | 0 | 0 | 0 | 0 | 0 | 0
965 | 41 | 2 | 10 | 4047.619 | 4178.5714 | 238.0952 | 0 | 172.7405 | 8637.0262 | 3446 | 5191.0262 | 1732 | 1732 | 1732 | 0 | 0 | 0 | 0 | 0 | 0
966 | 41 | 2 | 10 | 4047.619 | 6964.2857 | 238.0952 | 0 | 229.5918 | 11479.5918 | 3446 | 8033.5918 | 1732 | 1732 | 1732 | 0 | 0 | 0 | 0 | 0 | 0
967 | 41 | 2 | 10 | 4047.619 | 6964.2857 | 238.0952 | 2000 | 270.4082 | 13520.4082 | 3446 | 10074.4082 | 1732 | 1732 | 1732 | 0 | 0 | 0 | 0 | 0 | 0
968 | 41 | 2 | 10 | 4047.619 | 6964.2857 | 238.0952 | 2000 | 270.4082 | 13520.4082 | 3446 | 10074.4082 | 1732 | 1732 | 1732 | 0 | 0 | 0 | 0 | 0 | 0
969 | 41 | 2 | 10 | 4047.619 | 2785.7143 | 238.0952 | 2000 | 185.1312 | 9256.5598 | 3446 | 5810.5598 | 1732 | 1732 | 1732 | 0 | 0 | 0 | 0 | 0 | 0
970 | 41 | 2 | 10 | 4047.619 | 0 | 238.0952 | 2000 | 128.2799 | 6413.9942 | 3446 | 2967.9942 | 1732 | 1732 | 1732 | 0 | 0 | 0 | 0 | 0 | 0
971 | 41 | 2 | 10 | 4047.619 | 0 | 238.0952 | 2000 | 128.2799 | 6413.9942 | 3446 | 2967.9942 | 1732 | 1732 | 1732 | 0 | 0 | 0 | 0 | 0 | 0
972 | 41 | 2 | 10 | 4047.619 | 0 | 238.0952 | 2000 | 128.2799 | 6413.9942 | 3446 | 2967.9942 | 1732 | 1732 | 1732 | 0 | 0 | 0 | 0 | 0 | 0
973 | 41 | 2 | 10 | 4047.619 | 0 | 238.0952 | 2000 | 128.2799 | 6413.9942 | 3446 | 2967.9942 | 1732 | 1732 | 1732 | 0 | 0 | 0 | 0 | 0 | 0
974 | 41 | 2 | 10 | 4047.619 | 0 | 238.0952 | 2000 | 128.2799 | 6413.9942 | 3446 | 2967.9942 | 1732 | 1732 | 1732 | 0 | 0 | 0 | 0 | 0 | 0
975 | 41 | 2 | 10 | 4047.619 | 0 | 238.0952 | 2000 | 128.2799 | 6413.9942 | 3446 | 2967.9942 | 1732 | 1732 | 1732 | 0 | 0 | 0 | 0 | 0 | 0
976 | 41 | 2 | 10 | 4047.619 | 0 | 238.0952 | 2000 | 128.2799 | 6413.9942 | 3446 | 2967.9942 | 1732 | 1732 | 1732 | 0 | 0 | 0 | 0 | 0 | 0
977 | 41 | 2 | 10 | 4047.619 | 0 | 238.0952 | 0 | 87.4636 | 4373.1778 | 3446 | 927.1778 | 1732 | 1732 | 904.4535 | 0 | 0 | 0 | 0 | 0 | 0
978 | 41 | 2 | 10 | 4047.619 | 3482.1429 | 238.0952 | 0 | 158.5277 | 7926.3848 | 3446 | 4480.3848 | 1732 | 1732 | 1732 | 0 | 0 | 0 | 0 | 0 | 0
979 | 41 | 2 | 10 | 4047.619 | 6964.2857 | 238.0952 | 0 | 229.5918 | 11479.5918 | 3446 | 8033.5918 | 1732 | 1732 | 1732 | 0 | 0 | 0 | 0 | 0 | 0
980 | 41 | 2 | 10 | 4047.619 | 6964.2857 | 238.0952 | 0 | 229.5918 | 11479.5918 | 3446 | 8033.5918 | 1732 | 1732 | 1732 | 0 | 0 | 0 | 0 | 0 | 0
981 | 41 | 2 | 10 | 4047.619 | 6964.2857 | 238.0952 | 0 | 229.5918 | 11479.5918 | 3446 | 8033.5918 | 1732 | 1732 | 1732 | 0 | 0 | 0 | 0 | 0 | 0
982 | 41 | 2 | 10 | 4047.619 | 3482.1429 | 238.0952 | 0 | 158.5277 | 7926.3848 | 3446 | 4480.3848 | 1732 | 1732 | 1732 | 0 | 0 | 0 | 0 | 0 | 0
983 | 41 | 2 | 11 | 4047.619 | 0 | 238.0952 | 0 | 87.4636 | 4373.1778 | 3446 | 927.1778 | 1732 | 1732 | 904.4535 | 0 | 0 | 0 | 0 | 0 | 0
984 | 42 | 2 | 11 | 4047.619 | 0 | 238.0952 | 0 | 87.4636 | 4373.1778 | 3446 | 927.1778 | 1732 | 1732 | 904.4535 | 0 | 0 | 0 | 0 | 0 | 0
985 | 42 | 2 | 11 | 4047.619 | 0 | 238.0952 | 0 | 87.4636 | 4373.1778 | 3446 | 927.1778 | 1732 | 1732 | 904.4535 | 0 | 0 | 0 | 0 | 0 | 0
986 | 42 | 2 | 11 | 4047.619 | 0 | 238.0952 | 0 | 87.4636 | 4373.1778 | 3446 | 927.1778 | 1732 | 1732 | 904.4535 | 0 | 0 | 0 | 0 | 0 | 0
987 | 42 | 2 | 11 | 4047.619 | 0 | 238.0952 | 0 | 87.4636 | 4373.1778 | 3446 | 927.1778 | 1732 | 1732 | 904.4535 | 0 | 0 | 0 | 0 | 0 | 0
988 | 42 | 2 | 11 | 4047.619 | 0 | 238.0952 | 0 | 87.4636 | 4373.1778 | 3446 | 927.1778 | 1732 | 1732 | 904.4535 | 0 | 0 | 0 | 0 | 0 | 0
989 | 42 | 2 | 11 | 4047.619 | 4178.5714 | 238.0952 | 0 | 172.7405 | 8637.0262 | 3446 | 5191.0262 | 1732 | 1732 | 1732 | 0 | 0 | 0 | 0 | 0 | 0
990 | 42 | 2 | 11 | 4047.619 | 6964.2857 | 238.0952 | 0 | 229.5918 | 11479.5918 | 3446 | 8033.5918 | 1732 | 1732 | 1732 | 0 | 0 | 0 | 0 | 0 | 0
991 | 42 | 2 | 11 | 4047.619 | 6964.2857 | 238.0952 | 2000 | 270.4082 | 13520.4082 | 3446 | 10074.4082 | 1732 | 1732 | 1732 | 0 | 0 | 0 | 0 | 0 | 0
992 | 42 | 2 | 11 | 4047.619 | 6964.2857 | 238.0952 | 2000 | 270.4082 | 13520.4082 | 3446 | 10074.4082 | 1732 | 1732 | 1732 | 0 | 0 | 0 | 0 | 0 | 0
993 | 42 | 2 | 11 | 4047.619 | 2785.7143 | 238.0952 | 2000 | 185.1312 | 9256.5598 | 3446 | 5810.5598 | 1732 | 1732 | 1732 | 0 | 0 | 0 | 0 | 0 | 0
994 | 42 | 2 | 11 | 4047.619 | 0 | 238.0952 | 2000 | 128.2799 | 6413.9942 | 3446 | 2967.9942 | 1732 | 1732 | 1732 | 0 | 0 | 0 | 0 | 0 | 0
995 | 42 | 2 | 11 | 4047.619 | 0 | 238.0952 | 2000 | 128.2799 | 6413.9942 | 3446 | 2967.9942 | 1732 | 1732 | 1732 | 0 | 0 | 0 | 0 | 0 | 0
996 | 42 | 2 | 11 | 4047.619 | 0 | 238.0952 | 2000 | 128.2799 | 6413.9942 | 3446 | 2967.9942 | 1732 | 1732 | 1732 | 0 | 0 | 0 | 0 | 0 | 0
997 | 42 | 2 | 11 | 4047.619 | 0 | 238.0952 | 2000 | 128.2799 | 6413.9942 | 3446 | 2967.9942 | 1732 | 1732 | 1732 | 0 | 0 | 0 | 0 | 0 | 0
998 | 42 | 2 | 11 | 4047.619 | 0 | 238.0952 | 2000 | 128.2799 | 6413.9942 | 3446 | 2967.9942 | 1732 | 1732 | 1732 | 0 | 0 | 0 | 0 | 0 | 0
999 | 42 | 2 | 11 | 4047.619 | 0 | 238.0952 | 2000 | 128.2799 | 6413.9942 | 3446 | 2967.9942 | 1732 | 1732 | 1732 | 0 | 0 | 0 | 0 | 0 | 0
1000 | 42 | 2 | 11 | 4047.619 | 0 | 238.0952 | 2000 | 128.2799 | 6413.9942 | 3446 | 2967.9942 | 1732 | 1732 | 1732 | 0 | 0 | 0 | 0 | 0 | 0
1001 | 42 | 2 | 11 | 4047.619 | 0 | 238.0952 | 0 | 87.4636 | 4373.1778 | 3446 | 927.1778 | 1732 | 1732 | 904.4535 | 0 | 0 | 0 | 0 | 0 | 0
1002 | 42 | 2 | 11 | 4047.619 | 3482.1429 | 238.0952 | 0 | 158.5277 | 7926.3848 | 3446 | 4480.3848 | 1732 | 1732 | 1732 | 0 | 0 | 0 | 0 | 0 | 0
1003 | 42 | 2 | 11 | 4047.619 | 6964.2857 | 238.0952 | 0 | 229.5918 | 11479.5918 | 3446 | 8033.5918 | 1732 | 1732 | 1732 | 0 | 0 | 0 | 0 | 0 | 0
1004 | 42 | 2 | 11 | 4047.619 | 6964.2857 | 238.0952 | 0 | 229.5918 | 11479.5918 | 3446 | 8033.5918 | 1732 | 1732 | 1732 | 0 | 0 | 0 | 0 | 0 | 0
1005 | 42 | 2 | 11 | 4047.619 | 6964.2857 | 238.0952 | 0 | 229.5918 | 11479.5918 | 3446 | 8033.5918 | 1732 | 1732 | 1732 | 0 | 0 | 0 | 0 | 0 | 0
1006 | 42 | 2 | 11 | 4047.619 | 3482.1429 | 238.0952 | 0 | 158.5277 | 7926.3848 | 3446 | 4480.3848 | 1732 | 1732 | 1732 | 0 | 0 | 0 | 0 | 0 | 0
1007 | 42 | 2 | 12 | 4047.619 | 0 | 238.0952 | 0 | 87.4636 | 4373.1778 | 3446 | 927.1778 | 1732 | 1732 | 904.4535 | 0 | 0 | 0 | 0 | 0 | 0
1008 | 43 | 2 | 12 | 4047.619 | 0 | 238.0952 | 0 | 87.4636 | 4373.1778 | 3446 | 927.1778 | 1732 | 1732 | 904.4535 | 0 | 0 | 0 | 0 | 0 | 0
1009 | 43 | 2 | 12 | 4047.619 | 0 | 238.0952 | 0 | 87.4636 | 4373.1778 | 3446 | 927.1778 | 1732 | 1732 | 904.4535 | 0 | 0 | 0 | 0 | 0 | 0
1010 | 43 | 2 | 12 | 4047.619 | 0 | 238.0952 | 0 | 87.4636 | 4373.1778 | 3446 | 927.1778 | 1732 | 1732 | 904.4535 | 0 | 0 | 0 | 0 | 0 | 0
1011 | 43 | 2 | 12 | 4047.619 | 0 | 238.0952 | 0 | 87.4636 | 4373.1778 | 3446 | 927.1778 | 1732 | 1732 | 904.4535 | 0 | 0 | 0 | 0 | 0 | 0
1012 | 43 | 2 | 12 | 4047.619 | 0 | 238.0952 | 0 | 87.4636 | 4373.1778 | 3446 | 927.1778 | 1732 | 1732 | 904.4535 | 0 | 0 | 0 | 0 | 0 | 0
1013 | 43 | 2 | 12 | 4047.619 | 4178.5714 | 238.0952 | 0 | 172.7405 | 8637.0262 | 3446 | 5191.0262 | 1732 | 1732 | 1732 | 0 | 0 | 0 | 0 | 0 | 0
1014 | 43 | 2 | 12 | 4047.619 | 6964.2857 | 238.0952 | 0 | 229.5918 | 11479.5918 | 3446 | 8033.5918 | 1732 | 1732 | 1732 | 0 | 0 | 0 | 0 | 0 | 0
1015 | 43 | 2 | 12 | 4047.619 | 6964.2857 | 238.0952 | 2000 | 270.4082 | 13520.4082 | 3446 | 10074.4082 | 1732 | 1732 | 1732 | 0 | 0 | 0 | 0 | 0 | 0
1016 | 43 | 2 | 12 | 4047.619 | 6964.2857 | 238.0952 | 2000 | 270.4082 | 13520.4082 | 3446 | 10074.4082 | 1732 | 1732 | 1732 | 0 | 0 | 0 | 0 | 0 | 0
1017 | 43 | 2 | 12 | 4047.619 | 2785.7143 | 238.0952 | 2000 | 185.1312 | 9256.5598 | 3446 | 5810.5598 | 1732 | 1732 | 1732 | 0 | 0 | 0 | 0 | 0 | 0
1018 | 43 | 2 | 12 | 4047.619 | 0 | 238.0952 | 2000 | 128.2799 | 6413.9942 | 3446 | 2967.9942 | 1732 | 1732 | 1732 | 0 | 0 | 0 | 0 | 0 | 0
1019 | 43 | 2 | 12 | 4047.619 | 0 | 238.0952 | 2000 | 128.2799 | 6413.9942 | 3446 | 2967.9942 | 1732 | 1732 | 1732 | 0 | 0 | 0 | 0 | 0 | 0
1020 | 43 | 2 | 12 | 4047.619 | 0 | 238.0952 | 2000 | 128.2799 | 6413.9942 | 3446 | 2967.9942 | 1732 | 1732 | 1732 | 0 | 0 | 0 | 0 | 0 | 0
1021 | 43 | 2 | 12 | 4047.619 | 0 | 238.0952 | 2000 | 128.2799 | 6413.9942 | 3446 | 2967.9942 | 1732 | 1732 | 1732 | 0 | 0 | 0 | 0 | 0 | 0
1022 | 43 | 2 | 12 | 4047.619 | 0 | 238.0952 | 2000 | 128.2799 | 6413.9942 | 3446 | 2967.9942 | 1732 | 1732 | 1732 | 0 | 0 | 0 | 0 | 0 | 0
1023 | 43 | 2 | 12 | 4047.619 | 0 | 238.0952 | 2000 | 128.2799 | 6413.9942 | 3446 | 2967.9942 | 1732 | 1732 | 1732 | 0 | 0 | 0 | 0 | 0 | 0
1024 | 43 | 2 | 12 | 4047.619 | 0 | 238.0952 | 2000 | 128.2799 | 6413.9942 | 3446 | 2967.9942 | 1732 | 1732 | 1732 | 0 | 0 | 0 | 0 | 0 | 0
1025 | 43 | 2 | 12 | 4047.619 | 0 | 238.0952 | 0 | 87.4636 | 4373.1778 | 3446 | 927.1778 | 1732 | 1732 | 904.4535 | 0 | 0 | 0 | 0 | 0 | 0
1026 | 43 | 2 | 12 | 4047.619 | 3482.1429 | 238.0952 | 0 | 158.5277 | 7926.3848 | 3446 | 4480.3848 | 1732 | 1732 | 1732 | 0 | 0 | 0 | 0 | 0 | 0
1027 | 43 | 2 | 12 | 4047.619 | 6964.2857 | 238.0952 | 0 | 229.5918 | 11479.5918 | 3446 | 8033.5918 | 1732 | 1732 | 1732 | 0 | 0 | 0 | 0 | 0 | 0
1028 | 43 | 2 | 12 | 4047.619 | 6964.2857 | 238.0952 | 0 | 229.5918 | 11479.5918 | 3446 | 8033.5918 | 1732 | 1732 | 1732 | 0 | 0 | 0 | 0 | 0 | 0
1029 | 43 | 2 | 12 | 4047.619 | 6964.2857 | 238.0952 | 0 | 229.5918 | 11479.5918 | 3446 | 8033.5918 | 1732 | 1732 | 1732 | 0 | 0 | 0 | 0 | 0 | 0
1030 | 43 | 2 | 12 | 4047.619 | 3482.1429 | 238.0952 | 0 | 158.5277 | 7926.3848 | 3446 | 4480.3848 | 1732 | 1732 | 1732 | 0 | 0 | 0 | 0 | 0 | 0
1031 | 43 | 2 | 13 | 4047.619 | 0 | 238.0952 | 0 | 87.4636 | 4373.1778 | 3446 | 927.1778 | 1732 | 1732 | 904.4535 | 0 | 0 | 0 | 0 | 0 | 0
1032 | 44 | 2 | 13 | 4047.619 | 0 | 238.0952 | 0 | 87.4636 | 4373.1778 | 3446 | 927.1778 | 1732 | 1732 | 904.4535 | 0 | 0 | 0 | 0 | 0 | 0
1033 | 44 | 2 | 13 | 4047.619 | 0 | 238.0952 | 0 | 87.4636 | 4373.1778 | 3446 | 927.1778 | 1732 | 1732 | 904.4535 | 0 | 0 | 0 | 0 | 0 | 0
1034 | 44 | 2 | 13 | 4047.619 | 0 | 238.0952 | 0 | 87.4636 | 4373.1778 | 3446 | 927.1778 | 1732 | 1732 | 904.4535 | 0 | 0 | 0 | 0 | 0 | 0
1035 | 44 | 2 | 13 | 4047.619 | 0 | 238.0952 | 0 | 87.4636 | 4373.1778 | 3446 | 927.1778 | 1732 | 1732 | 904.4535 | 0 | 0 | 0 | 0 | 0 | 0
1036 | 44 | 2 | 13 | 4047.619 | 0 | 238.0952 | 0 | 87.4636 | 4373.1778 | 3446 | 927.1778 | 1732 | 1732 | 904.4535 | 0 | 0 | 0 | 0 | 0 | 0
1037 | 44 | 2 | 13 | 4047.619 | 4178.5714 | 238.0952 | 0 | 172.7405 | 8637.0262 | 3446 | 5191.0262 | 1732 | 1732 | 1732 | 0 | 0 | 0 | 0 | 0 | 0
1038 | 44 | 2 | 13 | 4047.619 | 6964.2857 | 238.0952 | 0 | 229.5918 | 11479.5918 | 3446 | 8033.5918 | 1732 | 1732 | 1732 | 0 | 0 | 0 | 0 | 0 | 0
1039 | 44 | 2 | 13 | 4047.619 | 6964.2857 | 238.0952 | 2000 | 270.4082 | 13520.4082 | 3446 | 10074.4082 | 1732 | 1732 | 1732 | 0 | 0 | 0 | 0 | 0 | 0
1040 | 44 | 2 | 13 | 4047.619 | 6964.2857 | 238.0952 | 2000 | 270.4082 | 13520.4082 | 3446 | 10074.4082 | 1732 | 1732 | 1732 | 0 | 0 | 0 | 0 | 0 | 0
1041 | 44 | 2 | 13 | 4047.619 | 2785.7143 | 238.0952 | 2000 | 185.1312 | 9256.5598 | 3446 | 5810.5598 | 1732 | 1732 | 1732 | 0 | 0 | 0 | 0 | 0 | 0
1042 | 44 | 2 | 13 | 4047.619 | 0 | 238.0952 | 2000 | 128.2799 | 6413.9942 | 3446 | 2967.9942 | 1732 | 1732 | 1732 | 0 | 0 | 0 | 0 | 0 | 0
1043 | 44 | 2 | 13 | 4047.619 | 0 | 238.0952 | 2000 | 128.2799 | 6413.9942 | 3446 | 2967.9942 | 1732 | 1732 | 1732 | 0 | 0 | 0 | 0 | 0 | 0
1044 | 44 | 2 | 13 | 4047.619 | 0 | 238.0952 | 2000 | 128.2799 | 6413.9942 | 3446 | 2967.9942 | 1732 | 1732 | 1732 | 0 | 0 | 0 | 0 | 0 | 0
1045 | 44 | 2 | 13 | 4047.619 | 0 | 238.0952 | 2000 | 128.2799 | 6413.9942 | 3446 | 2967.9942 | 1732 | 1732 | 1732 | 0 | 0 | 0 | 0 | 0 | 0
1046 | 44 | 2 | 13 | 4047.619 | 0 | 238.0952 | 2000 | 128.2799 | 6413.9942 | 3446 | 2967.9942 | 1732 | 1732 | 1732 | 0 | 0 | 0 | 0 | 0 | 0
1047 | 44 | 2 | 13 | 4047.619 | 0 | 238.0952 | 2000 | 128.2799 | 6413.9942 | 3446 | 2967.9942 | 1732 | 1732 | 1732 | 0 | 0 | 0 | 0 | 0 | 0
1048 | 44 | 2 | 13 | 4047.619 | 0 | 238.0952 | 2000 | 128.2799 | 6413.9942 | 3446 | 2967.9942 | 1732 | 1732 | 1732 | 0 | 0 | 0 | 0 | 0 | 0
1049 | 44 | 2 | 13 | 4047.619 | 0 | 238.0952 | 0 | 87.4636 | 4373.1778 | 3446 | 927.1778 | 1732 | 1732 | 904.4535 | 0 | 0 | 0 | 0 | 0 | 0
1050 | 44 | 2 | 13 | 4047.619 | 3482.1429 | 238.0952 | 0 | 158.5277 | 7926.3848 | 3446 | 4480.3848 | 1732 | 1732 | 1732 | 0 | 0 | 0 | 0 | 0 | 0
1051 | 44 | 2 | 13 | 4047.619 | 6964.2857 | 238.0952 | 0 | 229.5918 | 11479.5918 | 3446 | 8033.5918 | 1732 | 1732 | 1732 | 0 | 0 | 0 | 0 | 0 | 0
1052 | 44 | 2 | 13 | 4047.619 | 6964.2857 | 238.0952 | 0 | 229.5918 | 11479.5918 | 3446 | 8033.5918 | 1732 | 1732 | 1732 | 0 | 0 | 0 | 0 | 0 | 0
1053 | 44 | 2 | 13 | 4047.619 | 6964.2857 | 238.0952 | 0 | 229.5918 | 11479.5918 | 3446 | 8033.5918 | 1732 | 1732 | 1732 | 0 | 0 | 0 | 0 | 0 | 0
1054 | 44 | 2 | 13 | 4047.619 | 3482.1429 | 238.0952 | 0 | 158.5277 | 7926.3848 | 3446 | 4480.3848 | 1732 | 1732 | 1732 | 0 | 0 | 0 | 0 | 0 | 0
1055 | 44 | 2 | 14 | 4047.619 | 0 | 238.0952 | 0 | 87.4636 | 4373.1778 | 3446 | 927.1778 | 1732 | 1732 | 904.4535 | 0 | 0 | 0 | 0 | 0 | 0
1056 | 45 | 2 | 14 | 4047.619 | 0 | 238.0952 | 0 | 87.4636 | 4373.1778 | 3446 | 927.1778 | 1732 | 1732 | 904.4535 | 0 | 0 | 0 | 0 | 0 | 0
1057 | 45 | 2 | 14 | 4047.619 | 0 | 238.0952 | 0 | 87.4636 | 4373.1778 | 3446 | 927.1778 | 1732 | 1732 | 904.4535 | 0 | 0 | 0 | 0 | 0 | 0
1058 | 45 | 2 | 14 | 4047.619 | 0 | 238.0952 | 0 | 87.4636 | 4373.1778 | 3446 | 927.1778 | 1732 | 1732 | 904.4535 | 0 | 0 | 0 | 0 | 0 | 0
1059 | 45 | 2 | 14 | 4047.619 | 0 | 238.0952 | 0 | 87.4636 | 4373.1778 | 3446 | 927.1778 | 1732 | 1732 | 904.4535 | 0 | 0 | 0 | 0 | 0 | 0
1060 | 45 | 2 | 14 | 4047.619 | 0 | 238.0952 | 0 | 87.4636 | 4373.1778 | 3446 | 927.1778 | 1732 | 1732 | 904.4535 | 0 | 0 | 0 | 0 | 0 | 0
1061 | 45 | 2 | 14 | 4047.619 | 4178.5714 | 238.0952 | 0 | 172.7405 | 8637.0262 | 3446 | 5191.0262 | 1732 | 1732 | 1732 | 0 | 0 | 0 | 0 | 0 | 0
1062 | 45 | 2 | 14 | 4047.619 | 6964.2857 | 238.0952 | 0 | 229.5918 | 11479.5918 | 3446 | 8033.5918 | 1732 | 1732 | 1732 | 0 | 0 | 0 | 0 | 0 | 0
1063 | 45 | 2 | 14 | 4047.619 | 6964.2857 | 238.0952 | 2000 | 270.4082 | 13520.4082 | 3446 | 10074.4082 | 1732 | 1732 | 1732 | 0 | 0 | 0 | 0 | 0 | 0
1064 | 45 | 2 | 14 | 4047.619 | 6964.2857 | 238.0952 | 2000 | 270.4082 | 13520.4082 | 3446 | 10074.4082 | 1732 | 1732 | 1732 | 0 | 0 | 0 | 0 | 0 | 0
1065 | 45 | 2 | 14 | 4047.619 | 2785.7143 | 238.0952 | 2000 | 185.1312 | 9256.5598 | 3446 | 5810.5598 | 1732 | 1732 | 1732 | 0 | 0 | 0 | 0 | 0 | 0
1066 | 45 | 2 | 14 | 4047.619 | 0 | 238.0952 | 2000 | 128.2799 | 6413.9942 | 3446 | 2967.9942 | 1732 | 1732 | 1732 | 0 | 0 | 0 | 0 | 0 | 0
1067 | 45 | 2 | 14 | 4047.619 | 0 | 238.0952 | 2000 | 128.2799 | 6413.9942 | 3446 | 2967.9942 | 1732 | 1732 | 1732 | 0 | 0 | 0 | 0 | 0 | 0
1068 | 45 | 2 | 14 | 4047.619 | 0 | 238.0952 | 2000 | 128.2799 | 6413.9942 | 3446 | 2967.9942 | 1732 | 1732 | 1732 | 0 | 0 | 0 | 0 | 0 | 0
1069 | 45 | 2 | 14 | 4047.619 | 0 | 238.0952 | 2000 | 128.2799 | 6413.9942 | 3446 | 2967.9942 | 1732 | 1732 | 1732 | 0 | 0 | 0 | 0 | 0 | 0
1070 | 45 | 2 | 14 | 4047.619 | 0 | 238.0952 | 2000 | 128.2799 | 6413.9942 | 3446 | 2967.9942 | 1732 | 1732 | 1732 | 0 | 0 | 0 | 0 | 0 | 0
1071 | 45 | 2 | 14 | 4047.619 | 0 | 238.0952 | 2000 | 128.2799 | 6413.9942 | 3446 | 2967.9942 | 1732 | 1732 | 1732 | 0 | 0 | 0 | 0 | 0 | 0
1072 | 45 | 2 | 14 | 4047.619 | 0 | 238.0952 | 2000 | 128.2799 | 6413.9942 | 3446 | 2967.9942 | 1732 | 1732 | 1732 | 0 | 0 | 0 | 0 | 0 | 0
1073 | 45 | 2 | 14 | 4047.619 | 0 | 238.0952 | 0 | 87.4636 | 4373.1778 | 3446 | 927.1778 | 1732 | 1732 | 904.4535 | 0 | 0 | 0 | 0 | 0 | 0
1074 | 45 | 2 | 14 | 4047.619 | 3482.1429 | 238.0952 | 0 | 158.5277 | 7926.3848 | 3446 | 4480.3848 | 1732 | 1732 | 1732 | 0 | 0 | 0 | 0 | 0 | 0
1075 | 45 | 2 | 14 | 4047.619 | 6964.2857 | 238.0952 | 0 | 229.5918 | 11479.5918 | 3446 | 8033.5918 | 1732 | 1732 | 1732 | 0 | 0 | 0 | 0 | 0 | 0
1076 | 45 | 2 | 14 | 4047.619 | 6964.2857 | 238.0952 | 0 | 229.5918 | 11479.5918 | 3446 | 8033.5918 | 1732 | 1732 | 1732 | 0 | 0 | 0 | 0 | 0 | 0
1077 | 45 | 2 | 14 | 4047.619 | 6964.2857 | 238.0952 | 0 | 229.5918 | 11479.5918 | 3446 | 8033.5918 | 1732 | 1732 | 1732 | 0 | 0 | 0 | 0 | 0 | 0
1078 | 45 | 2 | 14 | 4047.619 | 3482.1429 | 238.0952 | 0 | 158.5277 | 7926.3848 | 3446 | 4480.3848 | 1732 | 1732 | 1732 | 0 | 0 | 0 | 0 | 0 | 0
1079 | 45 | 2 | 15 | 4047.619 | 0 | 238.0952 | 0 | 87.4636 | 4373.1778 | 3446 | 927.1778 | 1732 | 1732 | 904.4535 | 0 | 0 | 0 | 0 | 0 | 0
1080 | 46 | 2 | 15 | 4047.619 | 0 | 238.0952 | 0 | 87.4636 | 4373.1778 | 3446 | 927.1778 | 1732 | 1732 | 904.4535 | 0 | 0 | 0 | 0 | 0 | 0
1081 | 46 | 2 | 15 | 4047.619 | 0 | 238.0952 | 0 | 87.4636 | 4373.1778 | 3446 | 927.1778 | 1732 | 1732 | 904.4535 | 0 | 0 | 0 | 0 | 0 | 0
1082 | 46 | 2 | 15 | 4047.619 | 0 | 238.0952 | 0 | 87.4636 | 4373.1778 | 3446 | 927.1778 | 1732 | 1732 | 904.4535 | 0 | 0 | 0 | 0 | 0 | 0
1083 | 46 | 2 | 15 | 4047.619 | 0 | 238.0952 | 0 | 87.4636 | 4373.1778 | 3446 | 927.1778 | 1732 | 1732 | 904.4535 | 0 | 0 | 0 | 0 | 0 | 0
1084 | 46 | 2 | 15 | 4047.619 | 0 | 238.0952 | 0 | 87.4636 | 4373.1778 | 3446 | 927.1778 | 1732 | 1732 | 904.4535 | 0 | 0 | 0 | 0 | 0 | 0
1085 | 46 | 2 | 15 | 4047.619 | 4178.5714 | 238.0952 | 0 | 172.7405 | 8637.0262 | 3446 | 5191.0262 | 1732 | 1732 | 1732 | 0 | 0 | 0 | 0 | 0 | 0
1086 | 46 | 2 | 15 | 4047.619 | 6964.2857 | 238.0952 | 0 | 229.5918 | 11479.5918 | 3446 | 8033.5918 | 1732 | 1732 | 1732 | 0 | 0 | 0 | 0 | 0 | 0
1087 | 46 | 2 | 15 | 4047.619 | 6964.2857 | 238.0952 | 2000 | 270.4082 | 13520.4082 | 3446 | 10074.4082 | 1732 | 1732 | 1732 | 0 | 0 | 0 | 0 | 0 | 0
1088 | 46 | 2 | 15 | 4047.619 | 6964.2857 | 238.0952 | 2000 | 270.4082 | 13520.4082 | 3446 | 10074.4082 | 1732 | 1732 | 1732 | 0 | 0 | 0 | 0 | 0 | 0
1089 | 46 | 2 | 15 | 4047.619 | 2785.7143 | 238.0952 | 2000 | 185.1312 | 9256.5598 | 3446 | 5810.5598 | 1732 | 1732 | 1732 | 0 | 0 | 0 | 0 | 0 | 0
1090 | 46 | 2 | 15 | 4047.619 | 0 | 238.0952 | 2000 | 128.2799 | 6413.9942 | 3446 | 2967.9942 | 1732 | 1732 | 1732 | 0 | 0 | 0 | 0 | 0 | 0
1091 | 46 | 2 | 15 | 4047.619 | 0 | 238.0952 | 2000 | 128.2799 | 6413.9942 | 3446 | 2967.9942 | 1732 | 1732 | 1732 | 0 | 0 | 0 | 0 | 0 | 0
1092 | 46 | 2 | 15 | 4047.619 | 0 | 238.0952 | 2000 | 128.2799 | 6413.9942 | 3446 | 2967.9942 | 1732 | 1732 | 1732 | 0 | 0 | 0 | 0 | 0 | 0
1093 | 46 | 2 | 15 | 4047.619 | 0 | 238.0952 | 2000 | 128.2799 | 6413.9942 | 3446 | 2967.9942 | 1732 | 1732 | 1732 | 0 | 0 | 0 | 0 | 0 | 0
1094 | 46 | 2 | 15 | 4047.619 | 0 | 238.0952 | 2000 | 128.2799 | 6413.9942 | 3446 | 2967.9942 | 1732 | 1732 | 1732 | 0 | 0 | 0 | 0 | 0 | 0
1095 | 46 | 2 | 15 | 4047.619 | 0 | 238.0952 | 2000 | 128.2799 | 6413.9942 | 3446 | 2967.9942 | 1732 | 1732 | 1732 | 0 | 0 | 0 | 0 | 0 | 0
1096 | 46 | 2 | 15 | 4047.619 | 0 | 238.0952 | 2000 | 128.2799 | 6413.9942 | 3446 | 2967.9942 | 1732 | 1732 | 1732 | 0 | 0 | 0 | 0 | 0 | 0
1097 | 46 | 2 | 15 | 4047.619 | 0 | 238.0952 | 0 | 87.4636 | 4373.1778 | 3446 | 927.1778 | 1732 | 1732 | 904.4535 | 0 | 0 | 0 | 0 | 0 | 0
1098 | 46 | 2 | 15 | 4047.619 | 3482.1429 | 238.0952 | 0 | 158.5277 | 7926.3848 | 3446 | 4480.3848 | 1732 | 1732 | 1732 | 0 | 0 | 0 | 0 | 0 | 0
1099 | 46 | 2 | 15 | 4047.619 | 6964.2857 | 238.0952 | 0 | 229.5918 | 11479.5918 | 3446 | 8033.5918 | 1732 | 1732 | 1732 | 0 | 0 | 0 | 0 | 0 | 0
1100 | 46 | 2 | 15 | 4047.619 | 6964.2857 | 238.0952 | 0 | 229.5918 | 11479.5918 | 3446 | 8033.5918 | 1732 | 1732 | 1732 | 0 | 0 | 0 | 0 | 0 | 0
1101 | 46 | 2 | 15 | 4047.619 | 6964.2857 | 238.0952 | 0 | 229.5918 | 11479.5918 | 3446 | 8033.5918 | 1732 | 1732 | 1732 | 0 | 0 | 0 | 0 | 0 | 0
1102 | 46 | 2 | 15 | 4047.619 | 3482.1429 | 238.0952 | 0 | 158.5277 | 7926.3848 | 3446 | 4480.3848 | 1732 | 1732 | 1732 | 0 | 0 | 0 | 0 | 0 | 0
1103 | 46 | 2 | 16 | 4047.619 | 0 | 238.0952 | 0 | 87.4636 | 4373.1778 | 3446 | 927.1778 | 1732 | 1732 | 904.4535 | 0 | 0 | 0 | 0 | 0 | 0
1104 | 47 | 2 | 16 | 4047.619 | 0 | 238.0952 | 0 | 87.4636 | 4373.1778 | 3446 | 927.1778 | 1732 | 1732 | 904.4535 | 0 | 0 | 0 | 0 | 0 | 0
1105 | 47 | 2 | 16 | 4047.619 | 0 | 238.0952 | 0 | 87.4636 | 4373.1778 | 3446 | 927.1778 | 1732 | 1732 | 904.4535 | 0 | 0 | 0 | 0 | 0 | 0
1106 | 47 | 2 | 16 | 4047.619 | 0 | 238.0952 | 0 | 87.4636 | 4373.1778 | 3446 | 927.1778 | 1732 | 1732 | 904.4535 | 0 | 0 | 0 | 0 | 0 | 0
1107 | 47 | 2 | 16 | 4047.619 | 0 | 238.0952 | 0 | 87.4636 | 4373.1778 | 3446 | 927.1778 | 1732 | 1732 | 904.4535 | 0 | 0 | 0 | 0 | 0 | 0
1108 | 47 | 2 | 16 | 4047.619 | 0 | 238.0952 | 0 | 87.4636 | 4373.1778 | 3446 | 927.1778 | 1732 | 1732 | 904.4535 | 0 | 0 | 0 | 0 | 0 | 0
1109 | 47 | 2 | 16 | 4047.619 | 4178.5714 | 238.0952 | 0 | 172.7405 | 8637.0262 | 3446 | 5191.0262 | 1732 | 1732 | 1732 | 0 | 0 | 0 | 0 | 0 | 0
1110 | 47 | 2 | 16 | 4047.619 | 6964.2857 | 238.0952 | 0 | 229.5918 | 11479.5918 | 3446 | 8033.5918 | 1732 | 1732 | 1732 | 0 | 0 | 0 | 0 | 0 | 0
1111 | 47 | 2 | 16 | 4047.619 | 6964.2857 | 238.0952 | 2000 | 270.4082 | 13520.4082 | 3446 | 10074.4082 | 1732 | 1732 | 1732 | 0 | 0 | 0 | 0 | 0 | 0
1112 | 47 | 2 | 16 | 4047.619 | 6964.2857 | 238.0952 | 2000 | 270.4082 | 13520.4082 | 3446 | 10074.4082 | 1732 | 1732 | 1732 | 0 | 0 | 0 | 0 | 0 | 0
1113 | 47 | 2 | 16 | 4047.619 | 2785.7143 | 238.0952 | 2000 | 185.1312 | 9256.5598 | 3446 | 5810.5598 | 1732 | 1732 | 1732 | 0 | 0 | 0 | 0 | 0 | 0
1114 | 47 | 2 | 16 | 4047.619 | 0 | 238.0952 | 2000 | 128.2799 | 6413.9942 | 3446 | 2967.9942 | 1732 | 1732 | 1732 | 0 | 0 | 0 | 0 | 0 | 0
1115 | 47 | 2 | 16 | 4047.619 | 0 | 238.0952 | 2000 | 128.2799 | 6413.9942 | 3446 | 2967.9942 | 1732 | 1732 | 1732 | 0 | 0 | 0 | 0 | 0 | 0
1116 | 47 | 2 | 16 | 4047.619 | 0 | 238.0952 | 2000 | 128.2799 | 6413.9942 | 3446 | 2967.9942 | 1732 | 1732 | 1732 | 0 | 0 | 0 | 0 | 0 | 0
1117 | 47 | 2 | 16 | 4047.619 | 0 | 238.0952 | 2000 | 128.2799 | 6413.9942 | 3446 | 2967.9942 | 1732 | 1732 | 1732 | 0 | 0 | 0 | 0 | 0 | 0
1118 | 47 | 2 | 16 | 4047.619 | 0 | 238.0952 | 2000 | 128.2799 | 6413.9942 | 3446 | 2967.9942 | 1732 | 1732 | 1732 | 0 | 0 | 0 | 0 | 0 | 0
1119 | 47 | 2 | 16 | 4047.619 | 0 | 238.0952 | 2000 | 128.2799 | 6413.9942 | 3446 | 2967.9942 | 1732 | 1732 | 1732 | 0 | 0 | 0 | 0 | 0 | 0
1120 | 47 | 2 | 16 | 4047.619 | 0 | 238.0952 | 2000 | 128.2799 | 6413.9942 | 3446 | 2967.9942 | 1732 | 1732 | 1732 | 0 | 0 | 0 | 0 | 0 | 0
1121 | 47 | 2 | 16 | 4047.619 | 0 | 238.0952 | 0 | 87.4636 | 4373.1778 | 3446 | 927.1778 | 1732 | 1732 | 904.4535 | 0 | 0 | 0 | 0 | 0 | 0
1122 | 47 | 2 | 16 | 4047.619 | 3482.1429 | 238.0952 | 0 | 158.5277 | 7926.3848 | 3446 | 4480.3848 | 1732 | 1732 | 1732 | 0 | 0 | 0 | 0 | 0 | 0
1123 | 47 | 2 | 16 | 4047.619 | 6964.2857 | 238.0952 | 0 | 229.5918 | 11479.5918 | 3446 | 8033.5918 | 1732 | 1732 | 1732 | 0 | 0 | 0 | 0 | 0 | 0
1124 | 47 | 2 | 16 | 4047.619 | 6964.2857 | 238.0952 | 0 | 229.5918 | 11479.5918 | 3446 | 8033.5918 | 1732 | 1732 | 1732 | 0 | 0 | 0 | 0 | 0 | 0
1125 | 47 | 2 | 16 | 4047.619 | 6964.2857 | 238.0952 | 0 | 229.5918 | 11479.5918 | 3446 | 8033.5918 | 1732 | 1732 | 1732 | 0 | 0 | 0 | 0 | 0 | 0
1126 | 47 | 2 | 16 | 4047.619 | 3482.1429 | 238.0952 | 0 | 158.5277 | 7926.3848 | 3446 | 4480.3848 | 1732 | 1732 | 1732 | 0 | 0 | 0 | 0 | 0 | 0
1127 | 47 | 2 | 17 | 4047.619 | 0 | 238.0952 | 0 | 87.4636 | 4373.1778 | 3446 | 927.1778 | 1732 | 1732 | 904.4535 | 0 | 0 | 0 | 0 | 0 | 0
1128 | 48 | 2 | 17 | 4047.619 | 0 | 238.0952 | 0 | 87.4636 | 4373.1778 | 3446 | 927.1778 | 1732 | 1732 | 904.4535 | 0 | 0 | 0 | 0 | 0 | 0
1129 | 48 | 2 | 17 | 4047.619 | 0 | 238.0952 | 0 | 87.4636 | 4373.1778 | 3446 | 927.1778 | 1732 | 1732 | 904.4535 | 0 | 0 | 0 | 0 | 0 | 0
1130 | 48 | 2 | 17 | 4047.619 | 0 | 238.0952 | 0 | 87.4636 | 4373.1778 | 3446 | 927.1778 | 1732 | 1732 | 904.4535 | 0 | 0 | 0 | 0 | 0 | 0
1131 | 48 | 2 | 17 | 4047.619 | 0 | 238.0952 | 0 | 87.4636 | 4373.1778 | 3446 | 927.1778 | 1732 | 1732 | 904.4535 | 0 | 0 | 0 | 0 | 0 | 0
1132 | 48 | 2 | 17 | 4047.619 | 0 | 238.0952 | 0 | 87.4636 | 4373.1778 | 3446 | 927.1778 | 1732 | 1732 | 904.4535 | 0 | 0 | 0 | 0 | 0 | 0
1133 | 48 | 2 | 17 | 4047.619 | 4178.5714 | 238.0952 | 0 | 172.7405 | 8637.0262 | 3446 | 5191.0262 | 1732 | 1732 | 1732 | 0 | 0 | 0 | 0 | 0 | 0
1134 | 48 | 2 | 17 | 4047.619 | 6964.2857 | 238.0952 | 0 | 229.5918 | 11479.5918 | 3446 | 8033.5918 | 1732 | 1732 | 1732 | 0 | 0 | 0 | 0 | 0 | 0
1135 | 48 | 2 | 17 | 4047.619 | 6964.2857 | 238.0952 | 2000 | 270.4082 | 13520.4082 | 3446 | 10074.4082 | 1732 | 1732 | 1732 | 0 | 0 | 0 | 0 | 0 | 0
1136 | 48 | 2 | 17 | 4047.619 | 6964.2857 | 238.0952 | 2000 | 270.4082 | 13520.4082 | 3446 | 10074.4082 | 1732 | 1732 | 1732 | 0 | 0 | 0 | 0 | 0 | 0
1137 | 48 | 2 | 17 | 4047.619 | 2785.7143 | 238.0952 | 2000 | 185.1312 | 9256.5598 | 3446 | 5810.5598 | 1732 | 1732 | 1732 | 0 | 0 | 0 | 0 | 0 | 0
1138 | 48 | 2 | 17 | 4047.619 | 0 | 238.0952 | 2000 | 128.2799 | 6413.9942 | 3446 | 2967.9942 | 1732 | 1732 | 1732 | 0 | 0 | 0 | 0 | 0 | 0
1139 | 48 | 2 | 17 | 4047.619 | 0 | 238.0952 | 2000 | 128.2799 | 6413.9942 | 3446 | 2967.9942 | 1732 | 1732 | 1732 | 0 | 0 | 0 | 0 | 0 | 0
1140 | 48 | 2 | 17 | 4047.619 | 0 | 238.0952 | 2000 | 128.2799 | 6413.9942 | 3446 | 2967.9942 | 1732 | 1732 | 1732 | 0 | 0 | 0 | 0 | 0 | 0
1141 | 48 | 2 | 17 | 4047.619 | 0 | 238.0952 | 2000 | 128.2799 | 6413.9942 | 3446 | 2967.9942 | 1732 | 1732 | 1732 | 0 | 0 | 0 | 0 | 0 | 0
1142 | 48 | 2 | 17 | 4047.619 | 0 | 238.0952 | 2000 | 128.2799 | 6413.9942 | 3446 | 2967.9942 | 1732 | 1732 | 1732 | 0 | 0 | 0 | 0 | 0 | 0
1143 | 48 | 2 | 17 | 4047.619 | 0 | 238.0952 | 2000 | 128.2799 | 6413.9942 | 3446 | 2967.9942 | 1732 | 1732 | 1732 | 0 | 0 | 0 | 0 | 0 | 0
1144 | 48 | 2 | 17 | 4047.619 | 0 | 238.0952 | 2000 | 128.2799 | 6413.9942 | 3446 | 2967.9942 | 1732 | 1732 | 1732 | 0 | 0 | 0 | 0 | 0 | 0
1145 | 48 | 2 | 17 | 4047.619 | 0 | 238.0952 | 0 | 87.4636 | 4373.1778 | 3446 | 927.1778 | 1732 | 1732 | 904.4535 | 0 | 0 | 0 | 0 | 0 | 0
1146 | 48 | 2 | 17 | 4047.619 | 3482.1429 | 238.0952 | 0 | 158.5277 | 7926.3848 | 3446 | 4480.3848 | 1732 | 1732 | 1732 | 0 | 0 | 0 | 0 | 0 | 0
1147 | 48 | 2 | 17 | 4047.619 | 6964.2857 | 238.0952 | 0 | 229.5918 | 11479.5918 | 3446 | 8033.5918 | 1732 | 1732 | 1732 | 0 | 0 | 0 | 0 | 0 | 0
1148 | 48 | 2 | 17 | 4047.619 | 6964.2857 | 238.0952 | 0 | 229.5918 | 11479.5918 | 3446 | 8033.5918 | 1732 | 1732 | 1732 | 0 | 0 | 0 | 0 | 0 | 0
1149 | 48 | 2 | 17 | 4047.619 | 6964.2857 | 238.0952 | 0 | 229.5918 | 11479.5918 | 3446 | 8033.5918 | 1732 | 1732 | 1732 | 0 | 0 | 0 | 0 | 0 | 0
1150 | 48 | 2 | 17 | 4047.619 | 3482.1429 | 238.0952 | 0 | 158.5277 | 7926.3848 | 3446 | 4480.3848 | 1732 | 1732 | 1732 | 0 | 0 | 0 | 0 | 0 | 0
1151 | 48 | 2 | 18 | 4047.619 | 0 | 238.0952 | 0 | 87.4636 | 4373.1778 | 3446 | 927.1778 | 1732 | 1732 | 904.4535 | 0 | 0 | 0 | 0 | 0 | 0
1152 | 49 | 2 | 18 | 4047.619 | 0 | 238.0952 | 0 | 87.4636 | 4373.1778 | 3446 | 927.1778 | 1732 | 1732 | 904.4535 | 0 | 0 | 0 | 0 | 0 | 0
1153 | 49 | 2 | 18 | 4047.619 | 0 | 238.0952 | 0 | 87.4636 | 4373.1778 | 3446 | 927.1778 | 1732 | 1732 | 904.4535 | 0 | 0 | 0 | 0 | 0 | 0
1154 | 49 | 2 | 18 | 4047.619 | 0 | 238.0952 | 0 | 87.4636 | 4373.1778 | 3446 | 927.1778 | 1732 | 1732 | 904.4535 | 0 | 0 | 0 | 0 | 0 | 0
1155 | 49 | 2 | 18 | 4047.619 | 0 | 238.0952 | 0 | 87.4636 | 4373.1778 | 3446 | 927.1778 | 1732 | 1732 | 904.4535 | 0 | 0 | 0 | 0 | 0 | 0
1156 | 49 | 2 | 18 | 4047.619 | 0 | 238.0952 | 0 | 87.4636 | 4373.1778 | 3446 | 927.1778 | 1732 | 1732 | 904.4535 | 0 | 0 | 0 | 0 | 0 | 0
1157 | 49 | 2 | 18 | 4047.619 | 4178.5714 | 238.0952 | 0 | 172.7405 | 8637.0262 | 3446 | 5191.0262 | 1732 | 1732 | 1732 | 0 | 0 | 0 | 0 | 0 | 0
1158 | 49 | 2 | 18 | 4047.619 | 6964.2857 | 238.0952 | 0 | 229.5918 | 11479.5918 | 3446 | 8033.5918 | 1732 | 1732 | 1732 | 0 | 0 | 0 | 0 | 0 | 0
1159 | 49 | 2 | 18 | 4047.619 | 6964.2857 | 238.0952 | 2000 | 270.4082 | 13520.4082 | 3446 | 10074.4082 | 1732 | 1732 | 1732 | 0 | 0 | 0 | 0 | 0 | 0
1160 | 49 | 2 | 18 | 4047.619 | 6964.2857 | 238.0952 | 2000 | 270.4082 | 13520.4082 | 3446 | 10074.4082 | 1732 | 1732 | 1732 | 0 | 0 | 0 | 0 | 0 | 0
1161 | 49 | 2 | 18 | 4047.619 | 2785.7143 | 238.0952 | 2000 | 185.1312 | 9256.5598 | 3446 | 5810.5598 | 1732 | 1732 | 1732 | 0 | 0 | 0 | 0 | 0 | 0
1162 | 49 | 2 | 18 | 4047.619 | 0 | 238.0952 | 2000 | 128.2799 | 6413.9942 | 3446 | 2967.9942 | 1732 | 1732 | 1732 | 0 | 0 | 0 | 0 | 0 | 0
1163 | 49 | 2 | 18 | 4047.619 | 0 | 238.0952 | 2000 | 128.2799 | 6413.9942 | 3446 | 2967.9942 | 1732 | 1732 | 1732 | 0 | 0 | 0 | 0 | 0 | 0
1164 | 49 | 2 | 18 | 4047.619 | 0 | 238.0952 | 2000 | 128.2799 | 6413.9942 | 3446 | 2967.9942 | 1732 | 1732 | 1732 | 0 | 0 | 0 | 0 | 0 | 0
1165 | 49 | 2 | 18 | 4047.619 | 0 | 238.0952 | 2000 | 128.2799 | 6413.9942 | 3446 | 2967.9942 | 1732 | 1732 | 1732 | 0 | 0 | 0 | 0 | 0 | 0
1166 | 49 | 2 | 18 | 4047.619 | 0 | 238.0952 | 2000 | 128.2799 | 6413.9942 | 3446 | 2967.9942 | 1732 | 1732 | 1732 | 0 | 0 | 0 | 0 | 0 | 0
1167 | 49 | 2 | 18 | 4047.619 | 0 | 238.0952 | 2000 | 128.2799 | 6413.9942 | 3446 | 2967.9942 | 1732 | 1732 | 1732 | 0 | 0 | 0 | 0 | 0 | 0
1168 | 49 | 2 | 18 | 4047.619 | 0 | 238.0952 | 2000 | 128.2799 | 6413.9942 | 3446 | 2967.9942 | 1732 | 1732 | 1732 | 0 | 0 | 0 | 0 | 0 | 0
1169 | 49 | 2 | 18 | 4047.619 | 0 | 238.0952 | 0 | 87.4636 | 4373.1778 | 3446 | 927.1778 | 1732 | 1732 | 904.4535 | 0 | 0 | 0 | 0 | 0 | 0
1170 | 49 | 2 | 18 | 4047.619 | 3482.1429 | 238.0952 | 0 | 158.5277 | 7926.3848 | 3446 | 4480.3848 | 1732 | 1732 | 1732 | 0 | 0 | 0 | 0 | 0 | 0
1171 | 49 | 2 | 18 | 4047.619 | 6964.2857 | 238.0952 | 0 | 229.5918 | 11479.5918 | 3446 | 8033.5918 | 1732 | 1732 | 1732 | 0 | 0 | 0 | 0 | 0 | 0
1172 | 49 | 2 | 18 | 4047.619 | 6964.2857 | 238.0952 | 0 | 229.5918 | 11479.5918 | 3446 | 8033.5918 | 1732 | 1732 | 1732 | 0 | 0 | 0 | 0 | 0 | 0
1173 | 49 | 2 | 18 | 4047.619 | 6964.2857 | 238.0952 | 0 | 229.5918 | 11479.5918 | 3446 | 8033.5918 | 1732 | 1732 | 1732 | 0 | 0 | 0 | 0 | 0 | 0
1174 | 49 | 2 | 18 | 4047.619 | 3482.1429 | 238.0952 | 0 | 158.5277 | 7926.3848 | 3446 | 4480.3848 | 1732 | 1732 | 1732 | 0 | 0 | 0 | 0 | 0 | 0
1175 | 49 | 2 | 19 | 4047.619 | 0 | 238.0952 | 0 | 87.4636 | 4373.1778 | 3446 | 927.1778 | 1732 | 1732 | 904.4535 | 0 | 0 | 0 | 0 | 0 | 0
1176 | 50 | 2 | 19 | 4047.619 | 0 | 238.0952 | 0 | 87.4636 | 4373.1778 | 3446 | 927.1778 | 1732 | 1732 | 904.4535 | 0 | 0 | 0 | 0 | 0 | 0
1177 | 50 | 2 | 19 | 4047.619 | 0 | 238.0952 | 0 | 87.4636 | 4373.1778 | 3446 | 927.1778 | 1732 | 1732 | 904.4535 | 0 | 0 | 0 | 0 | 0 | 0
1178 | 50 | 2 | 19 | 4047.619 | 0 | 238.0952 | 0 | 87.4636 | 4373.1778 | 3446 | 927.1778 | 1732 | 1732 | 904.4535 | 0 | 0 | 0 | 0 | 0 | 0
1179 | 50 | 2 | 19 | 4047.619 | 0 | 238.0952 | 0 | 87.4636 | 4373.1778 | 3446 | 927.1778 | 1732 | 1732 | 904.4535 | 0 | 0 | 0 | 0 | 0 | 0
1180 | 50 | 2 | 19 | 4047.619 | 0 | 238.0952 | 0 | 87.4636 | 4373.1778 | 3446 | 927.1778 | 1732 | 1732 | 904.4535 | 0 | 0 | 0 | 0 | 0 | 0
1181 | 50 | 2 | 19 | 4047.619 | 4178.5714 | 238.0952 | 0 | 172.7405 | 8637.0262 | 3446 | 5191.0262 | 1732 | 1732 | 1732 | 0 | 0 | 0 | 0 | 0 | 0
1182 | 50 | 2 | 19 | 4047.619 | 6964.2857 | 238.0952 | 0 | 229.5918 | 11479.5918 | 3446 | 8033.5918 | 1732 | 1732 | 1732 | 0 | 0 | 0 | 0 | 0 | 0
1183 | 50 | 2 | 19 | 4047.619 | 6964.2857 | 238.0952 | 2000 | 270.4082 | 13520.4082 | 3446 | 10074.4082 | 1732 | 1732 | 1732 | 0 | 0 | 0 | 0 | 0 | 0
1184 | 50 | 2 | 19 | 4047.619 | 6964.2857 | 238.0952 | 2000 | 270.4082 | 13520.4082 | 3446 | 10074.4082 | 1732 | 1732 | 1732 | 0 | 0 | 0 | 0 | 0 | 0
1185 | 50 | 2 | 19 | 4047.619 | 2785.7143 | 238.0952 | 2000 | 185.1312 | 9256.5598 | 3446 | 5810.5598 | 1732 | 1732 | 1732 | 0 | 0 | 0 | 0 | 0 | 0
1186 | 50 | 2 | 19 | 4047.619 | 0 | 238.0952 | 2000 | 128.2799 | 6413.9942 | 3446 | 2967.9942 | 1732 | 1732 | 1732 | 0 | 0 | 0 | 0 | 0 | 0
1187 | 50 | 2 | 19 | 4047.619 | 0 | 238.0952 | 2000 | 128.2799 | 6413.9942 | 3446 | 2967.9942 | 1732 | 1732 | 1732 | 0 | 0 | 0 | 0 | 0 | 0
1188 | 50 | 2 | 19 | 4047.619 | 0 | 238.0952 | 2000 | 128.2799 | 6413.9942 | 3446 | 2967.9942 | 1732 | 1732 | 1732 | 0 | 0 | 0 | 0 | 0 | 0
1189 | 50 | 2 | 19 | 4047.619 | 0 | 238.0952 | 2000 | 128.2799 | 6413.9942 | 3446 | 2967.9942 | 1732 | 1732 | 1732 | 0 | 0 | 0 | 0 | 0 | 0
1190 | 50 | 2 | 19 | 4047.619 | 0 | 238.0952 | 2000 | 128.2799 | 6413.9942 | 3446 | 2967.9942 | 1732 | 1732 | 1732 | 0 | 0 | 0 | 0 | 0 | 0
1191 | 50 | 2 | 19 | 4047.619 | 0 | 238.0952 | 2000 | 128.2799 | 6413.9942 | 3446 | 2967.9942 | 1732 | 1732 | 1732 | 0 | 0 | 0 | 0 | 0 | 0
1192 | 50 | 2 | 19 | 4047.619 | 0 | 238.0952 | 2000 | 128.2799 | 6413.9942 | 3446 | 2967.9942 | 1732 | 1732 | 1732 | 0 | 0 | 0 | 0 | 0 | 0
1193 | 50 | 2 | 19 | 4047.619 | 0 | 238.0952 | 0 | 87.4636 | 4373.1778 | 3446 | 927.1778 | 1732 | 1732 | 904.4535 | 0 | 0 | 0 | 0 | 0 | 0
1194 | 50 | 2 | 19 | 4047.619 | 3482.1429 | 238.0952 | 0 | 158.5277 | 7926.3848 | 3446 | 4480.3848 | 1732 | 1732 | 1732 | 0 | 0 | 0 | 0 | 0 | 0
1195 | 50 | 2 | 19 | 4047.619 | 6964.2857 | 238.0952 | 0 | 229.5918 | 11479.5918 | 3446 | 8033.5918 | 1732 | 1732 | 1732 | 0 | 0 | 0 | 0 | 0 | 0
1196 | 50 | 2 | 19 | 4047.619 | 6964.2857 | 238.0952 | 0 | 229.5918 | 11479.5918 | 3446 | 8033.5918 | 1732 | 1732 | 1732 | 0 | 0 | 0 | 0 | 0 | 0
1197 | 50 | 2 | 19 | 4047.619 | 6964.2857 | 238.0952 | 0 | 229.5918 | 11479.5918 | 3446 | 8033.5918 | 1732 | 1732 | 1732 | 0 | 0 | 0 | 0 | 0 | 0
1198 | 50 | 2 | 19 | 4047.619 | 3482.1429 | 238.0952 | 0 | 158.5277 | 7926.3848 | 3446 | 4480.3848 | 1732 | 1732 | 1732 | 0 | 0 | 0 | 0 | 0 | 0
1199 | 50 | 2 | 20 | 4047.619 | 0 | 238.0952 | 0 | 87.4636 | 4373.1778 | 3446 | 927.1778 | 1732 | 1732 | 904.4535 | 0 | 0 | 0 | 0 | 0 | 0
1200 | 51 | 2 | 20 | 4047.619 | 0 | 238.0952 | 0 | 87.4636 | 4373.1778 | 3446 | 927.1778 | 1732 | 1732 | 904.4535 | 0 | 0 | 0 | 0 | 0 | 0
1201 | 51 | 2 | 20 | 4047.619 | 0 | 238.0952 | 0 | 87.4636 | 4373.1778 | 3446 | 927.1778 | 1732 | 1732 | 904.4535 | 0 | 0 | 0 | 0 | 0 | 0
1202 | 51 | 2 | 20 | 4047.619 | 0 | 238.0952 | 0 | 87.4636 | 4373.1778 | 3446 | 927.1778 | 1732 | 1732 | 904.4535 | 0 | 0 | 0 | 0 | 0 | 0
1203 | 51 | 2 | 20 | 4047.619 | 0 | 238.0952 | 0 | 87.4636 | 4373.1778 | 3446 | 927.1778 | 1732 | 1732 | 904.4535 | 0 | 0 | 0 | 0 | 0 | 0
1204 | 51 | 2 | 20 | 4047.619 | 0 | 238.0952 | 0 | 87.4636 | 4373.1778 | 3446 | 927.1778 | 1732 | 1732 | 904.4535 | 0 | 0 | 0 | 0 | 0 | 0
1205 | 51 | 2 | 20 | 4047.619 | 4178.5714 | 238.0952 | 0 | 172.7405 | 8637.0262 | 3446 | 5191.0262 | 1732 | 1732 | 1732 | 0 | 0 | 0 | 0 | 0 | 0
1206 | 51 | 2 | 20 | 4047.619 | 6964.2857 | 238.0952 | 0 | 229.5918 | 11479.5918 | 3446 | 8033.5918 | 1732 | 1732 | 1732 | 0 | 0 | 0 | 0 | 0 | 0
1207 | 51 | 2 | 20 | 4047.619 | 6964.2857 | 238.0952 | 2000 | 270.4082 | 13520.4082 | 3446 | 10074.4082 | 1732 | 1732 | 1732 | 0 | 0 | 0 | 0 | 0 | 0
1208 | 51 | 2 | 20 | 4047.619 | 6964.2857 | 238.0952 | 2000 | 270.4082 | 13520.4082 | 3446 | 10074.4082 | 1732 | 1732 | 1732 | 0 | 0 | 0 | 0 | 0 | 0
1209 | 51 | 2 | 20 | 4047.619 | 2785.7143 | 238.0952 | 2000 | 185.1312 | 9256.5598 | 3446 | 5810.5598 | 1732 | 1732 | 1732 | 0 | 0 | 0 | 0 | 0 | 0
1210 | 51 | 2 | 20 | 4047.619 | 0 | 238.0952 | 2000 | 128.2799 | 6413.9942 | 3446 | 2967.9942 | 1732 | 1732 | 1732 | 0 | 0 | 0 | 0 | 0 | 0
1211 | 51 | 2 | 20 | 4047.619 | 0 | 238.0952 | 2000 | 128.2799 | 6413.9942 | 3446 | 2967.9942 | 1732 | 1732 | 1732 | 0 | 0 | 0 | 0 | 0 | 0
1212 | 51 | 2 | 20 | 4047.619 | 0 | 238.0952 | 2000 | 128.2799 | 6413.9942 | 3446 | 2967.9942 | 1732 | 1732 | 1732 | 0 | 0 | 0 | 0 | 0 | 0
1213 | 51 | 2 | 20 | 4047.619 | 0 | 238.0952 | 2000 | 128.2799 | 6413.9942 | 3446 | 2967.9942 | 1732 | 1732 | 1732 | 0 | 0 | 0 | 0 | 0 | 0
1214 | 51 | 2 | 20 | 4047.619 | 0 | 238.0952 | 2000 | 128.2799 | 6413.9942 | 3446 | 2967.9942 | 1732 | 1732 | 1732 | 0 | 0 | 0 | 0 | 0 | 0
1215 | 51 | 2 | 20 | 4047.619 | 0 | 238.0952 | 2000 | 128.2799 | 6413.9942 | 3446 | 2967.9942 | 1732 | 1732 | 1732 | 0 | 0 | 0 | 0 | 0 | 0
1216 | 51 | 2 | 20 | 4047.619 | 0 | 238.0952 | 2000 | 128.2799 | 6413.9942 | 3446 | 2967.9942 | 1732 | 1732 | 1732 | 0 | 0 | 0 | 0 | 0 | 0
1217 | 51 | 2 | 20 | 4047.619 | 0 | 238.0952 | 0 | 87.4636 | 4373.1778 | 3446 | 927.1778 | 1732 | 1732 | 904.4535 | 0 | 0 | 0 | 0 | 0 | 0
1218 | 51 | 2 | 20 | 4047.619 | 3482.1429 | 238.0952 | 0 | 158.5277 | 7926.3848 | 3446 | 4480.3848 | 1732 | 1732 | 1732 | 0 | 0 | 0 | 0 | 0 | 0
1219 | 51 | 2 | 20 | 4047.619 | 6964.2857 | 238.0952 | 0 | 229.5918 | 11479.5918 | 3446 | 8033.5918 | 1732 | 1732 | 1732 | 0 | 0 | 0 | 0 | 0 | 0
1220 | 51 | 2 | 20 | 4047.619 | 6964.2857 | 238.0952 | 0 | 229.5918 | 11479.5918 | 3446 | 8033.5918 | 1732 | 1732 | 1732 | 0 | 0 | 0 | 0 | 0 | 0
1221 | 51 | 2 | 20 | 4047.619 | 6964.2857 | 238.0952 | 0 | 229.5918 | 11479.5918 | 3446 | 8033.5918 | 1732 | 1732 | 1732 | 0 | 0 | 0 | 0 | 0 | 0
1222 | 51 | 2 | 20 | 4047.619 | 3482.1429 | 238.0952 | 0 | 158.5277 | 7926.3848 | 3446 | 4480.3848 | 1732 | 1732 | 1732 | 0 | 0 | 0 | 0 | 0 | 0
1223 | 51 | 2 | 21 | 4047.619 | 0 | 238.0952 | 0 | 87.4636 | 4373.1778 | 3446 | 927.1778 | 1732 | 1732 | 904.4535 | 0 | 0 | 0 | 0 | 0 | 0
1224 | 52 | 2 | 21 | 4047.619 | 0 | 238.0952 | 0 | 87.4636 | 4373.1778 | 3446 | 927.1778 | 1732 | 1732 | 904.4535 | 0 | 0 | 0 | 0 | 0 | 0
1225 | 52 | 2 | 21 | 4047.619 | 0 | 238.0952 | 0 | 87.4636 | 4373.1778 | 3446 | 927.1778 | 1732 | 1732 | 904.4535 | 0 | 0 | 0 | 0 | 0 | 0
1226 | 52 | 2 | 21 | 4047.619 | 0 | 238.0952 | 0 | 87.4636 | 4373.1778 | 3446 | 927.1778 | 1732 | 1732 | 904.4535 | 0 | 0 | 0 | 0 | 0 | 0
1227 | 52 | 2 | 21 | 4047.619 | 0 | 238.0952 | 0 | 87.4636 | 4373.1778 | 3446 | 927.1778 | 1732 | 1732 | 904.4535 | 0 | 0 | 0 | 0 | 0 | 0
1228 | 52 | 2 | 21 | 4047.619 | 0 | 238.0952 | 0 | 87.4636 | 4373.1778 | 3446 | 927.1778 | 1732 | 1732 | 904.4535 | 0 | 0 | 0 | 0 | 0 | 0
1229 | 52 | 2 | 21 | 4047.619 | 4178.5714 | 238.0952 | 0 | 172.7405 | 8637.0262 | 3446 | 5191.0262 | 1732 | 1732 | 1732 | 0 | 0 | 0 | 0 | 0 | 0
1230 | 52 | 2 | 21 | 4047.619 | 6964.2857 | 238.0952 | 0 | 229.5918 | 11479.5918 | 3446 | 8033.5918 | 1732 | 1732 | 1732 | 0 | 0 | 0 | 0 | 0 | 0
1231 | 52 | 2 | 21 | 4047.619 | 6964.2857 | 238.0952 | 2000 | 270.4082 | 13520.4082 | 3446 | 10074.4082 | 1732 | 1732 | 1732 | 0 | 0 | 0 | 0 | 0 | 0
1232 | 52 | 2 | 21 | 4047.619 | 6964.2857 | 238.0952 | 2000 | 270.4082 | 13520.4082 | 3446 | 10074.4082 | 1732 | 1732 | 1732 | 0 | 0 | 0 | 0 | 0 | 0
1233 | 52 | 2 | 21 | 4047.619 | 2785.7143 | 238.0952 | 2000 | 185.1312 | 9256.5598 | 3446 | 5810.5598 | 1732 | 1732 | 1732 | 0 | 0 | 0 | 0 | 0 | 0
1234 | 52 | 2 | 21 | 4047.619 | 0 | 238.0952 | 2000 | 128.2799 | 6413.9942 | 3446 | 2967.9942 | 1732 | 1732 | 1732 | 0 | 0 | 0 | 0 | 0 | 0
1235 | 52 | 2 | 21 | 4047.619 | 0 | 238.0952 | 2000 | 128.2799 | 6413.9942 | 3446 | 2967.9942 | 1732 | 1732 | 1732 | 0 | 0 | 0 | 0 | 0 | 0
1236 | 52 | 2 | 21 | 4047.619 | 0 | 238.0952 | 2000 | 128.2799 | 6413.9942 | 3446 | 2967.9942 | 1732 | 1732 | 1732 | 0 | 0 | 0 | 0 | 0 | 0
1237 | 52 | 2 | 21 | 4047.619 | 0 | 238.0952 | 2000 | 128.2799 | 6413.9942 | 3446 | 2967.9942 | 1732 | 1732 | 1732 | 0 | 0 | 0 | 0 | 0 | 0
1238 | 52 | 2 | 21 | 4047.619 | 0 | 238.0952 | 2000 | 128.2799 | 6413.9942 | 3446 | 2967.9942 | 1732 | 1732 | 1732 | 0 | 0 | 0 | 0 | 0 | 0
1239 | 52 | 2 | 21 | 4047.619 | 0 | 238.0952 | 2000 | 128.2799 | 6413.9942 | 3446 | 2967.9942 | 1732 | 1732 | 1732 | 0 | 0 | 0 | 0 | 0 | 0
1240 | 52 | 2 | 21 | 4047.619 | 0 | 238.0952 | 2000 | 128.2799 | 6413.9942 | 3446 | 2967.9942 | 1732 | 1732 | 1732 | 0 | 0 | 0 | 0 | 0 | 0
1241 | 52 | 2 | 21 | 4047.619 | 0 | 238.0952 | 0 | 87.4636 | 4373.1778 | 3446 | 927.1778 | 1732 | 1732 | 904.4535 | 0 | 0 | 0 | 0 | 0 | 0
1242 | 52 | 2 | 21 | 4047.619 | 3482.1429 | 238.0952 | 0 | 158.5277 | 7926.3848 | 3446 | 4480.3848 | 1732 | 1732 | 1732 | 0 | 0 | 0 | 0 | 0 | 0
1243 | 52 | 2 | 21 | 4047.619 | 6964.2857 | 238.0952 | 0 | 229.5918 | 11479.5918 | 3446 | 8033.5918 | 1732 | 1732 | 1732 | 0 | 0 | 0 | 0 | 0 | 0
1244 | 52 | 2 | 21 | 4047.619 | 6964.2857 | 238.0952 | 0 | 229.5918 | 11479.5918 | 3446 | 8033.5918 | 1732 | 1732 | 1732 | 0 | 0 | 0 | 0 | 0 | 0
1245 | 52 | 2 | 21 | 4047.619 | 6964.2857 | 238.0952 | 0 | 229.5918 | 11479.5918 | 3446 | 8033.5918 | 1732 | 1732 | 1732 | 0 | 0 | 0 | 0 | 0 | 0
1246 | 52 | 2 | 21 | 4047.619 | 3482.1429 | 238.0952 | 0 | 158.5277 | 7926.3848 | 3446 | 4480.3848 | 1732 | 1732 | 1732 | 0 | 0 | 0 | 0 | 0 | 0
1247 | 52 | 2 | 22 | 4047.619 | 0 | 238.0952 | 0 | 87.4636 | 4373.1778 | 3446 | 927.1778 | 1732 | 1732 | 904.4535 | 0 | 0 | 0 | 0 | 0 | 0
1248 | 53 | 2 | 22 | 4047.619 | 0 | 238.0952 | 0 | 87.4636 | 4373.1778 | 3446 | 927.1778 | 1732 | 1732 | 904.4535 | 0 | 0 | 0 | 0 | 0 | 0
1249 | 53 | 2 | 22 | 4047.619 | 0 | 238.0952 | 0 | 87.4636 | 4373.1778 | 3446 | 927.1778 | 1732 | 1732 | 904.4535 | 0 | 0 | 0 | 0 | 0 | 0
1250 | 53 | 2 | 22 | 4047.619 | 0 | 238.0952 | 0 | 87.4636 | 4373.1778 | 3446 | 927.1778 | 1732 | 1732 | 904.4535 | 0 | 0 | 0 | 0 | 0 | 0
1251 | 53 | 2 | 22 | 4047.619 | 0 | 238.0952 | 0 | 87.4636 | 4373.1778 | 3446 | 927.1778 | 1732 | 1732 | 904.4535 | 0 | 0 | 0 | 0 | 0 | 0
1252 | 53 | 2 | 22 | 4047.619 | 0 | 238.0952 | 0 | 87.4636 | 4373.1778 | 3446 | 927.1778 | 1732 | 1732 | 904.4535 | 0 | 0 | 0 | 0 | 0 | 0
1253 | 53 | 2 | 22 | 4047.619 | 4178.5714 | 238.0952 | 0 | 172.7405 | 8637.0262 | 3446 | 5191.0262 | 1732 | 1732 | 1732 | 0 | 0 | 0 | 0 | 0 | 0
1254 | 53 | 2 | 22 | 4047.619 | 6964.2857 | 238.0952 | 0 | 229.5918 | 11479.5918 | 3446 | 8033.5918 | 1732 | 1732 | 1732 | 0 | 0 | 0 | 0 | 0 | 0
1255 | 53 | 2 | 22 | 4047.619 | 6964.2857 | 238.0952 | 2000 | 270.4082 | 13520.4082 | 3446 | 10074.4082 | 1732 | 1732 | 1732 | 0 | 0 | 0 | 0 | 0 | 0
1256 | 53 | 2 | 22 | 4047.619 | 6964.2857 | 238.0952 | 2000 | 270.4082 | 13520.4082 | 3446 | 10074.4082 | 1732 | 1732 | 1732 | 0 | 0 | 0 | 0 | 0 | 0
1257 | 53 | 2 | 22 | 4047.619 | 2785.7143 | 238.0952 | 2000 | 185.1312 | 9256.5598 | 3446 | 5810.5598 | 1732 | 1732 | 1732 | 0 | 0 | 0 | 0 | 0 | 0
1258 | 53 | 2 | 22 | 4047.619 | 0 | 238.0952 | 2000 | 128.2799 | 6413.9942 | 3446 | 2967.9942 | 1732 | 1732 | 1732 | 0 | 0 | 0 | 0 | 0 | 0
1259 | 53 | 2 | 22 | 4047.619 | 0 | 238.0952 | 2000 | 128.2799 | 6413.9942 | 3446 | 2967.9942 | 1732 | 1732 | 1732 | 0 | 0 | 0 | 0 | 0 | 0
1260 | 53 | 2 | 22 | 4047.619 | 0 | 238.0952 | 2000 | 128.2799 | 6413.9942 | 3446 | 2967.9942 | 1732 | 1732 | 1732 | 0 | 0 | 0 | 0 | 0 | 0
1261 | 53 | 2 | 22 | 4047.619 | 0 | 238.0952 | 2000 | 128.2799 | 6413.9942 | 3446 | 2967.9942 | 1732 | 1732 | 1732 | 0 | 0 | 0 | 0 | 0 | 0
1262 | 53 | 2 | 22 | 4047.619 | 0 | 238.0952 | 2000 | 128.2799 | 6413.9942 | 3446 | 2967.9942 | 1732 | 1732 | 1732 | 0 | 0 | 0 | 0 | 0 | 0
1263 | 53 | 2 | 22 | 4047.619 | 0 | 238.0952 | 2000 | 128.2799 | 6413.9942 | 3446 | 2967.9942 | 1732 | 1732 | 1732 | 0 | 0 | 0 | 0 | 0 | 0
1264 | 53 | 2 | 22 | 4047.619 | 0 | 238.0952 | 2000 | 128.2799 | 6413.9942 | 3446 | 2967.9942 | 1732 | 1732 | 1732 | 0 | 0 | 0 | 0 | 0 | 0
1265 | 53 | 2 | 22 | 4047.619 | 0 | 238.0952 | 0 | 87.4636 | 4373.1778 | 3446 | 927.1778 | 1732 | 1732 | 904.4535 | 0 | 0 | 0 | 0 | 0 | 0
1266 | 53 | 2 | 22 | 4047.619 | 3482.1429 | 238.0952 | 0 | 158.5277 | 7926.3848 | 3446 | 4480.3848 | 1732 | 1732 | 1732 | 0 | 0 | 0 | 0 | 0 | 0
1267 | 53 | 2 | 22 | 4047.619 | 6964.2857 | 238.0952 | 0 | 229.5918 | 11479.5918 | 3446 | 8033.5918 | 1732 | 1732 | 1732 | 0 | 0 | 0 | 0 | 0 | 0
1268 | 53 | 2 | 22 | 4047.619 | 6964.2857 | 238.0952 | 0 | 229.5918 | 11479.5918 | 3446 | 8033.5918 | 1732 | 1732 | 1732 | 0 | 0 | 0 | 0 | 0 | 0
1269 | 53 | 2 | 22 | 4047.619 | 6964.2857 | 238.0952 | 0 | 229.5918 | 11479.5918 | 3446 | 8033.5918 | 1732 | 1732 | 1732 | 0 | 0 | 0 | 0 | 0 | 0
1270 | 53 | 2 | 22 | 4047.619 | 3482.1429 | 238.0952 | 0 | 158.5277 | 7926.3848 | 3446 | 4480.3848 | 1732 | 1732 | 1732 | 0 | 0 | 0 | 0 | 0 | 0
1271 | 53 | 2 | 23 | 4047.619 | 0 | 238.0952 | 0 | 87.4636 | 4373.1778 | 3446 | 927.1778 | 1732 | 1732 | 904.4535 | 0 | 0 | 0 | 0 | 0 | 0
1272 | 54 | 2 | 23 | 4047.619 | 0 | 238.0952 | 0 | 87.4636 | 4373.1778 | 3446 | 927.1778 | 1732 | 1732 | 904.4535 | 0 | 0 | 0 | 0 | 0 | 0
1273 | 54 | 2 | 23 | 4047.619 | 0 | 238.0952 | 0 | 87.4636 | 4373.1778 | 3446 | 927.1778 | 1732 | 1732 | 904.4535 | 0 | 0 | 0 | 0 | 0 | 0
1274 | 54 | 2 | 23 | 4047.619 | 0 | 238.0952 | 0 | 87.4636 | 4373.1778 | 3446 | 927.1778 | 1732 | 1732 | 904.4535 | 0 | 0 | 0 | 0 | 0 | 0
1275 | 54 | 2 | 23 | 4047.619 | 0 | 238.0952 | 0 | 87.4636 | 4373.1778 | 3446 | 927.1778 | 1732 | 1732 | 904.4535 | 0 | 0 | 0 | 0 | 0 | 0
1276 | 54 | 2 | 23 | 4047.619 | 0 | 238.0952 | 0 | 87.4636 | 4373.1778 | 3446 | 927.1778 | 1732 | 1732 | 904.4535 | 0 | 0 | 0 | 0 | 0 | 0
1277 | 54 | 2 | 23 | 4047.619 | 4178.5714 | 238.0952 | 0 | 172.7405 | 8637.0262 | 3446 | 5191.0262 | 1732 | 1732 | 1732 | 0 | 0 | 0 | 0 | 0 | 0
1278 | 54 | 2 | 23 | 4047.619 | 6964.2857 | 238.0952 | 0 | 229.5918 | 11479.5918 | 3446 | 8033.5918 | 1732 | 1732 | 1732 | 0 | 0 | 0 | 0 | 0 | 0
1279 | 54 | 2 | 23 | 4047.619 | 6964.2857 | 238.0952 | 2000 | 270.4082 | 13520.4082 | 3446 | 10074.4082 | 1732 | 1732 | 1732 | 0 | 0 | 0 | 0 | 0 | 0
1280 | 54 | 2 | 23 | 4047.619 | 6964.2857 | 238.0952 | 2000 | 270.4082 | 13520.4082 | 3446 | 10074.4082 | 1732 | 1732 | 1732 | 0 | 0 | 0 | 0 | 0 | 0
1281 | 54 | 2 | 23 | 4047.619 | 2785.7143 | 238.0952 | 2000 | 185.1312 | 9256.5598 | 3446 | 5810.5598 | 1732 | 1732 | 1732 | 0 | 0 | 0 | 0 | 0 | 0
1282 | 54 | 2 | 23 | 4047.619 | 0 | 238.0952 | 2000 | 128.2799 | 6413.9942 | 3446 | 2967.9942 | 1732 | 1732 | 1732 | 0 | 0 | 0 | 0 | 0 | 0
1283 | 54 | 2 | 23 | 4047.619 | 0 | 238.0952 | 2000 | 128.2799 | 6413.9942 | 3446 | 2967.9942 | 1732 | 1732 | 1732 | 0 | 0 | 0 | 0 | 0 | 0
1284 | 54 | 2 | 23 | 4047.619 | 0 | 238.0952 | 2000 | 128.2799 | 6413.9942 | 3446 | 2967.9942 | 1732 | 1732 | 1732 | 0 | 0 | 0 | 0 | 0 | 0
1285 | 54 | 2 | 23 | 4047.619 | 0 | 238.0952 | 2000 | 128.2799 | 6413.9942 | 3446 | 2967.9942 | 1732 | 1732 | 1732 | 0 | 0 | 0 | 0 | 0 | 0
1286 | 54 | 2 | 23 | 4047.619 | 0 | 238.0952 | 2000 | 128.2799 | 6413.9942 | 3446 | 2967.9942 | 1732 | 1732 | 1732 | 0 | 0 | 0 | 0 | 0 | 0
1287 | 54 | 2 | 23 | 4047.619 | 0 | 238.0952 | 2000 | 128.2799 | 6413.9942 | 3446 | 2967.9942 | 1732 | 1732 | 1732 | 0 | 0 | 0 | 0 | 0 | 0
1288 | 54 | 2 | 23 | 4047.619 | 0 | 238.0952 | 2000 | 128.2799 | 6413.9942 | 3446 | 2967.9942 | 1732 | 1732 | 1732 | 0 | 0 | 0 | 0 | 0 | 0
1289 | 54 | 2 | 23 | 4047.619 | 0 | 238.0952 | 0 | 87.4636 | 4373.1778 | 3446 | 927.1778 | 1732 | 1732 | 904.4535 | 0 | 0 | 0 | 0 | 0 | 0
1290 | 54 | 2 | 23 | 4047.619 | 3482.1429 | 238.0952 | 0 | 158.5277 | 7926.3848 | 3446 | 4480.3848 | 1732 | 1732 | 1732 | 0 | 0 | 0 | 0 | 0 | 0
1291 | 54 | 2 | 23 | 4047.619 | 6964.2857 | 238.0952 | 0 | 229.5918 | 11479.5918 | 3446 | 8033.5918 | 1732 | 1732 | 1732 | 0 | 0 | 0 | 0 | 0 | 0
1292 | 54 | 2 | 23 | 4047.619 | 6964.2857 | 238.0952 | 0 | 229.5918 | 11479.5918 | 3446 | 8033.5918 | 1732 | 1732 | 1732 | 0 | 0 | 0 | 0 | 0 | 0
1293 | 54 | 2 | 23 | 4047.619 | 6964.2857 | 238.0952 | 0 | 229.5918 | 11479.5918 | 3446 | 8033.5918 | 1732 | 1732 | 1732 | 0 | 0 | 0 | 0 | 0 | 0
1294 | 54 | 2 | 23 | 4047.619 | 3482.1429 | 238.0952 | 0 | 158.5277 | 7926.3848 | 3446 | 4480.3848 | 1732 | 1732 | 1732 | 0 | 0 | 0 | 0 | 0 | 0
1295 | 54 | 2 | 24 | 4047.619 | 0 | 238.0952 | 0 | 87.4636 | 4373.1778 | 3446 | 927.1778 | 1732 | 1732 | 904.4535 | 0 | 0 | 0 | 0 | 0 | 0
1296 | 55 | 2 | 24 | 4047.619 | 0 | 238.0952 | 0 | 87.4636 | 4373.1778 | 3446 | 927.1778 | 1732 | 1732 | 904.4535 | 0 | 0 | 0 | 0 | 0 | 0
1297 | 55 | 2 | 24 | 4047.619 | 0 | 238.0952 | 0 | 87.4636 | 4373.1778 | 3446 | 927.1778 | 1732 | 1732 | 904.4535 | 0 | 0 | 0 | 0 | 0 | 0
1298 | 55 | 2 | 24 | 4047.619 | 0 | 238.0952 | 0 | 87.4636 | 4373.1778 | 3446 | 927.1778 | 1732 | 1732 | 904.4535 | 0 | 0 | 0 | 0 | 0 | 0
1299 | 55 | 2 | 24 | 4047.619 | 0 | 238.0952 | 0 | 87.4636 | 4373.1778 | 3446 | 927.1778 | 1732 | 1732 | 904.4535 | 0 | 0 | 0 | 0 | 0 | 0
1300 | 55 | 2 | 24 | 4047.619 | 0 | 238.0952 | 0 | 87.4636 | 4373.1778 | 3446 | 927.1778 | 1732 | 1732 | 904.4535 | 0 | 0 | 0 | 0 | 0 | 0
1301 | 55 | 2 | 24 | 4047.619 | 4178.5714 | 238.0952 | 0 | 172.7405 | 8637.0262 | 3446 | 5191.0262 | 1732 | 1732 | 1732 | 0 | 0 | 0 | 0 | 0 | 0
1302 | 55 | 2 | 24 | 4047.619 | 6964.2857 | 238.0952 | 0 | 229.5918 | 11479.5918 | 3446 | 8033.5918 | 1732 | 1732 | 1732 | 0 | 0 | 0 | 0 | 0 | 0
1303 | 55 | 2 | 24 | 4047.619 | 6964.2857 | 238.0952 | 2000 | 270.4082 | 13520.4082 | 3446 | 10074.4082 | 1732 | 1732 | 1732 | 0 | 0 | 0 | 0 | 0 | 0
1304 | 55 | 2 | 24 | 4047.619 | 6964.2857 | 238.0952 | 2000 | 270.4082 | 13520.4082 | 3446 | 10074.4082 | 1732 | 1732 | 1732 | 0 | 0 | 0 | 0 | 0 | 0
1305 | 55 | 2 | 24 | 4047.619 | 2785.7143 | 238.0952 | 2000 | 185.1312 | 9256.5598 | 3446 | 5810.5598 | 1732 | 1732 | 1732 | 0 | 0 | 0 | 0 | 0 | 0
1306 | 55 | 2 | 24 | 4047.619 | 0 | 238.0952 | 2000 | 128.2799 | 6413.9942 | 3446 | 2967.9942 | 1732 | 1732 | 1732 | 0 | 0 | 0 | 0 | 0 | 0
1307 | 55 | 2 | 24 | 4047.619 | 0 | 238.0952 | 2000 | 128.2799 | 6413.9942 | 3446 | 2967.9942 | 1732 | 1732 | 1732 | 0 | 0 | 0 | 0 | 0 | 0
1308 | 55 | 2 | 24 | 4047.619 | 0 | 238.0952 | 2000 | 128.2799 | 6413.9942 | 3446 | 2967.9942 | 1732 | 1732 | 1732 | 0 | 0 | 0 | 0 | 0 | 0
1309 | 55 | 2 | 24 | 4047.619 | 0 | 238.0952 | 2000 | 128.2799 | 6413.9942 | 3446 | 2967.9942 | 1732 | 1732 | 1732 | 0 | 0 | 0 | 0 | 0 | 0
1310 | 55 | 2 | 24 | 4047.619 | 0 | 238.0952 | 2000 | 128.2799 | 6413.9942 | 3446 | 2967.9942 | 1732 | 1732 | 1732 | 0 | 0 | 0 | 0 | 0 | 0
1311 | 55 | 2 | 24 | 4047.619 | 0 | 238.0952 | 2000 | 128.2799 | 6413.9942 | 3446 | 2967.9942 | 1732 | 1732 | 1732 | 0 | 0 | 0 | 0 | 0 | 0
1312 | 55 | 2 | 24 | 4047.619 | 0 | 238.0952 | 2000 | 128.2799 | 6413.9942 | 3446 | 2967.9942 | 1732 | 1732 | 1732 | 0 | 0 | 0 | 0 | 0 | 0
1313 | 55 | 2 | 24 | 4047.619 | 0 | 238.0952 | 0 | 87.4636 | 4373.1778 | 3446 | 927.1778 | 1732 | 1732 | 904.4535 | 0 | 0 | 0 | 0 | 0 | 0
1314 | 55 | 2 | 24 | 4047.619 | 3482.1429 | 238.0952 | 0 | 158.5277 | 7926.3848 | 3446 | 4480.3848 | 1732 | 1732 | 1732 | 0 | 0 | 0 | 0 | 0 | 0
1315 | 55 | 2 | 24 | 4047.619 | 6964.2857 | 238.0952 | 0 | 229.5918 | 11479.5918 | 3446 | 8033.5918 | 1732 | 1732 | 1732 | 0 | 0 | 0 | 0 | 0 | 0
1316 | 55 | 2 | 24 | 4047.619 | 6964.2857 | 238.0952 | 0 | 229.5918 | 11479.5918 | 3446 | 8033.5918 | 1732 | 1732 | 1732 | 0 | 0 | 0 | 0 | 0 | 0
1317 | 55 | 2 | 24 | 4047.619 | 6964.2857 | 238.0952 | 0 | 229.5918 | 11479.5918 | 3446 | 8033.5918 | 1732 | 1732 | 1732 | 0 | 0 | 0 | 0 | 0 | 0
1318 | 55 | 2 | 24 | 4047.619 | 3482.1429 | 238.0952 | 0 | 158.5277 | 7926.3848 | 3446 | 4480.3848 | 1732 | 1732 | 1732 | 0 | 0 | 0 | 0 | 0 | 0
1319 | 55 | 2 | 25 | 4047.619 | 0 | 238.0952 | 0 | 87.4636 | 4373.1778 | 3446 | 927.1778 | 1732 | 1732 | 904.4535 | 0 | 0 | 0 | 0 | 0 | 0
1320 | 56 | 2 | 25 | 4047.619 | 0 | 238.0952 | 0 | 87.4636 | 4373.1778 | 3446 | 927.1778 | 1732 | 1732 | 904.4535 | 0 | 0 | 0 | 0 | 0 | 0
1321 | 56 | 2 | 25 | 4047.619 | 0 | 238.0952 | 0 | 87.4636 | 4373.1778 | 3446 | 927.1778 | 1732 | 1732 | 904.4535 | 0 | 0 | 0 | 0 | 0 | 0
1322 | 56 | 2 | 25 | 4047.619 | 0 | 238.0952 | 0 | 87.4636 | 4373.1778 | 3446 | 927.1778 | 1732 | 1732 | 904.4535 | 0 | 0 | 0 | 0 | 0 | 0
1323 | 56 | 2 | 25 | 4047.619 | 0 | 238.0952 | 0 | 87.4636 | 4373.1778 | 3446 | 927.1778 | 1732 | 1732 | 904.4535 | 0 | 0 | 0 | 0 | 0 | 0
1324 | 56 | 2 | 25 | 4047.619 | 0 | 238.0952 | 0 | 87.4636 | 4373.1778 | 3446 | 927.1778 | 1732 | 1732 | 904.4535 | 0 | 0 | 0 | 0 | 0 | 0
1325 | 56 | 2 | 25 | 4047.619 | 4178.5714 | 238.0952 | 0 | 172.7405 | 8637.0262 | 3446 | 5191.0262 | 1732 | 1732 | 1732 | 0 | 0 | 0 | 0 | 0 | 0
1326 | 56 | 2 | 25 | 4047.619 | 6964.2857 | 238.0952 | 0 | 229.5918 | 11479.5918 | 3446 | 8033.5918 | 1732 | 1732 | 1732 | 0 | 0 | 0 | 0 | 0 | 0
1327 | 56 | 2 | 25 | 4047.619 | 6964.2857 | 238.0952 | 2000 | 270.4082 | 13520.4082 | 3446 | 10074.4082 | 1732 | 1732 | 1732 | 0 | 0 | 0 | 0 | 0 | 0
1328 | 56 | 2 | 25 | 4047.619 | 6964.2857 | 238.0952 | 2000 | 270.4082 | 13520.4082 | 3446 | 10074.4082 | 1732 | 1732 | 1732 | 0 | 0 | 0 | 0 | 0 | 0
1329 | 56 | 2 | 25 | 4047.619 | 2785.7143 | 238.0952 | 2000 | 185.1312 | 9256.5598 | 3446 | 5810.5598 | 1732 | 1732 | 1732 | 0 | 0 | 0 | 0 | 0 | 0
1330 | 56 | 2 | 25 | 4047.619 | 0 | 238.0952 | 2000 | 128.2799 | 6413.9942 | 3446 | 2967.9942 | 1732 | 1732 | 1732 | 0 | 0 | 0 | 0 | 0 | 0
1331 | 56 | 2 | 25 | 4047.619 | 0 | 238.0952 | 2000 | 128.2799 | 6413.9942 | 3446 | 2967.9942 | 1732 | 1732 | 1732 | 0 | 0 | 0 | 0 | 0 | 0
1332 | 56 | 2 | 25 | 4047.619 | 0 | 238.0952 | 2000 | 128.2799 | 6413.9942 | 3446 | 2967.9942 | 1732 | 1732 | 1732 | 0 | 0 | 0 | 0 | 0 | 0
1333 | 56 | 2 | 25 | 4047.619 | 0 | 238.0952 | 2000 | 128.2799 | 6413.9942 | 3446 | 2967.9942 | 1732 | 1732 | 1732 | 0 | 0 | 0 | 0 | 0 | 0
1334 | 56 | 2 | 25 | 4047.619 | 0 | 238.0952 | 2000 | 128.2799 | 6413.9942 | 3446 | 2967.9942 | 1732 | 1732 | 1732 | 0 | 0 | 0 | 0 | 0 | 0
1335 | 56 | 2 | 25 | 4047.619 | 0 | 238.0952 | 2000 | 128.2799 | 6413.9942 | 3446 | 2967.9942 | 1732 | 1732 | 1732 | 0 | 0 | 0 | 0 | 0 | 0
1336 | 56 | 2 | 25 | 4047.619 | 0 | 238.0952 | 2000 | 128.2799 | 6413.9942 | 3446 | 2967.9942 | 1732 | 1732 | 1732 | 0 | 0 | 0 | 0 | 0 | 0
1337 | 56 | 2 | 25 | 4047.619 | 0 | 238.0952 | 0 | 87.4636 | 4373.1778 | 3446 | 927.1778 | 1732 | 1732 | 904.4535 | 0 | 0 | 0 | 0 | 0 | 0
1338 | 56 | 2 | 25 | 4047.619 | 3482.1429 | 238.0952 | 0 | 158.5277 | 7926.3848 | 3446 | 4480.3848 | 1732 | 1732 | 1732 | 0 | 0 | 0 | 0 | 0 | 0
1339 | 56 | 2 | 25 | 4047.619 | 6964.2857 | 238.0952 | 0 | 229.5918 | 11479.5918 | 3446 | 8033.5918 | 1732 | 1732 | 1732 | 0 | 0 | 0 | 0 | 0 | 0
1340 | 56 | 2 | 25 | 4047.619 | 6964.2857 | 238.0952 | 0 | 229.5918 | 11479.5918 | 3446 | 8033.5918 | 1732 | 1732 | 1732 | 0 | 0 | 0 | 0 | 0 | 0
1341 | 56 | 2 | 25 | 4047.619 | 6964.2857 | 238.0952 | 0 | 229.5918 | 11479.5918 | 3446 | 8033.5918 | 1732 | 1732 | 1732 | 0 | 0 | 0 | 0 | 0 | 0
1342 | 56 | 2 | 25 | 4047.619 | 3482.1429 | 238.0952 | 0 | 158.5277 | 7926.3848 | 3446 | 4480.3848 | 1732 | 1732 | 1732 | 0 | 0 | 0 | 0 | 0 | 0
1343 | 56 | 2 | 26 | 4047.619 | 0 | 238.0952 | 0 | 87.4636 | 4373.1778 | 3446 | 927.1778 | 1732 | 1732 | 904.4535 | 0 | 0 | 0 | 0 | 0 | 0
1344 | 57 | 2 | 26 | 4047.619 | 0 | 238.0952 | 0 | 87.4636 | 4373.1778 | 3446 | 927.1778 | 1732 | 1732 | 904.4535 | 0 | 0 | 0 | 0 | 0 | 0
1345 | 57 | 2 | 26 | 4047.619 | 0 | 238.0952 | 0 | 87.4636 | 4373.1778 | 3446 | 927.1778 | 1732 | 1732 | 904.4535 | 0 | 0 | 0 | 0 | 0 | 0
1346 | 57 | 2 | 26 | 4047.619 | 0 | 238.0952 | 0 | 87.4636 | 4373.1778 | 3446 | 927.1778 | 1732 | 1732 | 904.4535 | 0 | 0 | 0 | 0 | 0 | 0
1347 | 57 | 2 | 26 | 4047.619 | 0 | 238.0952 | 0 | 87.4636 | 4373.1778 | 3446 | 927.1778 | 1732 | 1732 | 904.4535 | 0 | 0 | 0 | 0 | 0 | 0
1348 | 57 | 2 | 26 | 4047.619 | 0 | 238.0952 | 0 | 87.4636 | 4373.1778 | 3446 | 927.1778 | 1732 | 1732 | 904.4535 | 0 | 0 | 0 | 0 | 0 | 0
1349 | 57 | 2 | 26 | 4047.619 | 4178.5714 | 238.0952 | 0 | 172.7405 | 8637.0262 | 3446 | 5191.0262 | 1732 | 1732 | 1732 | 0 | 0 | 0 | 0 | 0 | 0
1350 | 57 | 2 | 26 | 4047.619 | 6964.2857 | 238.0952 | 0 | 229.5918 | 11479.5918 | 3446 | 8033.5918 | 1732 | 1732 | 1732 | 0 | 0 | 0 | 0 | 0 | 0
1351 | 57 | 2 | 26 | 4047.619 | 6964.2857 | 238.0952 | 2000 | 270.4082 | 13520.4082 | 3446 | 10074.4082 | 1732 | 1732 | 1732 | 0 | 0 | 0 | 0 | 0 | 0
1352 | 57 | 2 | 26 | 4047.619 | 6964.2857 | 238.0952 | 2000 | 270.4082 | 13520.4082 | 3446 | 10074.4082 | 1732 | 1732 | 1732 | 0 | 0 | 0 | 0 | 0 | 0
1353 | 57 | 2 | 26 | 4047.619 | 2785.7143 | 238.0952 | 2000 | 185.1312 | 9256.5598 | 3446 | 5810.5598 | 1732 | 1732 | 1732 | 0 | 0 | 0 | 0 | 0 | 0
1354 | 57 | 2 | 26 | 4047.619 | 0 | 238.0952 | 2000 | 128.2799 | 6413.9942 | 3446 | 2967.9942 | 1732 | 1732 | 1732 | 0 | 0 | 0 | 0 | 0 | 0
1355 | 57 | 2 | 26 | 4047.619 | 0 | 238.0952 | 2000 | 128.2799 | 6413.9942 | 3446 | 2967.9942 | 1732 | 1732 | 1732 | 0 | 0 | 0 | 0 | 0 | 0
1356 | 57 | 2 | 26 | 4047.619 | 0 | 238.0952 | 2000 | 128.2799 | 6413.9942 | 3446 | 2967.9942 | 1732 | 1732 | 1732 | 0 | 0 | 0 | 0 | 0 | 0
1357 | 57 | 2 | 26 | 4047.619 | 0 | 238.0952 | 2000 | 128.2799 | 6413.9942 | 3446 | 2967.9942 | 1732 | 1732 | 1732 | 0 | 0 | 0 | 0 | 0 | 0
1358 | 57 | 2 | 26 | 4047.619 | 0 | 238.0952 | 2000 | 128.2799 | 6413.9942 | 3446 | 2967.9942 | 1732 | 1732 | 1732 | 0 | 0 | 0 | 0 | 0 | 0
1359 | 57 | 2 | 26 | 4047.619 | 0 | 238.0952 | 2000 | 128.2799 | 6413.9942 | 3446 | 2967.9942 | 1732 | 1732 | 1732 | 0 | 0 | 0 | 0 | 0 | 0
1360 | 57 | 2 | 26 | 4047.619 | 0 | 238.0952 | 2000 | 128.2799 | 6413.9942 | 3446 | 2967.9942 | 1732 | 1732 | 1732 | 0 | 0 | 0 | 0 | 0 | 0
1361 | 57 | 2 | 26 | 4047.619 | 0 | 238.0952 | 0 | 87.4636 | 4373.1778 | 3446 | 927.1778 | 1732 | 1732 | 904.4535 | 0 | 0 | 0 | 0 | 0 | 0
1362 | 57 | 2 | 26 | 4047.619 | 3482.1429 | 238.0952 | 0 | 158.5277 | 7926.3848 | 3446 | 4480.3848 | 1732 | 1732 | 1732 | 0 | 0 | 0 | 0 | 0 | 0
1363 | 57 | 2 | 26 | 4047.619 | 6964.2857 | 238.0952 | 0 | 229.5918 | 11479.5918 | 3446 | 8033.5918 | 1732 | 1732 | 1732 | 0 | 0 | 0 | 0 | 0 | 0
1364 | 57 | 2 | 26 | 4047.619 | 6964.2857 | 238.0952 | 0 | 229.5918 | 11479.5918 | 3446 | 8033.5918 | 1732 | 1732 | 1732 | 0 | 0 | 0 | 0 | 0 | 0
1365 | 57 | 2 | 26 | 4047.619 | 6964.2857 | 238.0952 | 0 | 229.5918 | 11479.5918 | 3446 | 8033.5918 | 1732 | 1732 | 1732 | 0 | 0 | 0 | 0 | 0 | 0
1366 | 57 | 2 | 26 | 4047.619 | 3482.1429 | 238.0952 | 0 | 158.5277 | 7926.3848 | 3446 | 4480.3848 | 1732 | 1732 | 1732 | 0 | 0 | 0 | 0 | 0 | 0
1367 | 57 | 2 | 27 | 4047.619 | 0 | 238.0952 | 0 | 87.4636 | 4373.1778 | 3446 | 927.1778 | 1732 | 1732 | 904.4535 | 0 | 0 | 0 | 0 | 0 | 0
1368 | 58 | 2 | 27 | 4047.619 | 0 | 238.0952 | 0 | 87.4636 | 4373.1778 | 3446 | 927.1778 | 1732 | 1732 | 904.4535 | 0 | 0 | 0 | 0 | 0 | 0
1369 | 58 | 2 | 27 | 4047.619 | 0 | 238.0952 | 0 | 87.4636 | 4373.1778 | 3446 | 927.1778 | 1732 | 1732 | 904.4535 | 0 | 0 | 0 | 0 | 0 | 0
1370 | 58 | 2 | 27 | 4047.619 | 0 | 238.0952 | 0 | 87.4636 | 4373.1778 | 3446 | 927.1778 | 1732 | 1732 | 904.4535 | 0 | 0 | 0 | 0 | 0 | 0
1371 | 58 | 2 | 27 | 4047.619 | 0 | 238.0952 | 0 | 87.4636 | 4373.1778 | 3446 | 927.1778 | 1732 | 1732 | 904.4535 | 0 | 0 | 0 | 0 | 0 | 0
1372 | 58 | 2 | 27 | 4047.619 | 0 | 238.0952 | 0 | 87.4636 | 4373.1778 | 3446 | 927.1778 | 1732 | 1732 | 904.4535 | 0 | 0 | 0 | 0 | 0 | 0
1373 | 58 | 2 | 27 | 4047.619 | 4178.5714 | 238.0952 | 0 | 172.7405 | 8637.0262 | 3446 | 5191.0262 | 1732 | 1732 | 1732 | 0 | 0 | 0 | 0 | 0 | 0
1374 | 58 | 2 | 27 | 4047.619 | 6964.2857 | 238.0952 | 0 | 229.5918 | 11479.5918 | 3446 | 8033.5918 | 1732 | 1732 | 1732 | 0 | 0 | 0 | 0 | 0 | 0
1375 | 58 | 2 | 27 | 4047.619 | 6964.2857 | 238.0952 | 2000 | 270.4082 | 13520.4082 | 3446 | 10074.4082 | 1732 | 1732 | 1732 | 0 | 0 | 0 | 0 | 0 | 0
1376 | 58 | 2 | 27 | 4047.619 | 6964.2857 | 238.0952 | 2000 | 270.4082 | 13520.4082 | 3446 | 10074.4082 | 1732 | 1732 | 1732 | 0 | 0 | 0 | 0 | 0 | 0
1377 | 58 | 2 | 27 | 4047.619 | 2785.7143 | 238.0952 | 2000 | 185.1312 | 9256.5598 | 3446 | 5810.5598 | 1732 | 1732 | 1732 | 0 | 0 | 0 | 0 | 0 | 0
1378 | 58 | 2 | 27 | 4047.619 | 0 | 238.0952 | 2000 | 128.2799 | 6413.9942 | 3446 | 2967.9942 | 1732 | 1732 | 1732 | 0 | 0 | 0 | 0 | 0 | 0
1379 | 58 | 2 | 27 | 4047.619 | 0 | 238.0952 | 2000 | 128.2799 | 6413.9942 | 3446 | 2967.9942 | 1732 | 1732 | 1732 | 0 | 0 | 0 | 0 | 0 | 0
1380 | 58 | 2 | 27 | 4047.619 | 0 | 238.0952 | 2000 | 128.2799 | 6413.9942 | 3446 | 2967.9942 | 1732 | 1732 | 1732 | 0 | 0 | 0 | 0 | 0 | 0
1381 | 58 | 2 | 27 | 4047.619 | 0 | 238.0952 | 2000 | 128.2799 | 6413.9942 | 3446 | 2967.9942 | 1732 | 1732 | 1732 | 0 | 0 | 0 | 0 | 0 | 0
1382 | 58 | 2 | 27 | 4047.619 | 0 | 238.0952 | 2000 | 128.2799 | 6413.9942 | 3446 | 2967.9942 | 1732 | 1732 | 1732 | 0 | 0 | 0 | 0 | 0 | 0
1383 | 58 | 2 | 27 | 4047.619 | 0 | 238.0952 | 2000 | 128.2799 | 6413.9942 | 3446 | 2967.9942 | 1732 | 1732 | 1732 | 0 | 0 | 0 | 0 | 0 | 0
1384 | 58 | 2 | 27 | 4047.619 | 0 | 238.0952 | 2000 | 128.2799 | 6413.9942 | 3446 | 2967.9942 | 1732 | 1732 | 1732 | 0 | 0 | 0 | 0 | 0 | 0
1385 | 58 | 2 | 27 | 4047.619 | 0 | 238.0952 | 0 | 87.4636 | 4373.1778 | 3446 | 927.1778 | 1732 | 1732 | 904.4535 | 0 | 0 | 0 | 0 | 0 | 0
1386 | 58 | 2 | 27 | 4047.619 | 3482.1429 | 238.0952 | 0 | 158.5277 | 7926.3848 | 3446 | 4480.3848 | 1732 | 1732 | 1732 | 0 | 0 | 0 | 0 | 0 | 0
1387 | 58 | 2 | 27 | 4047.619 | 6964.2857 | 238.0952 | 0 | 229.5918 | 11479.5918 | 3446 | 8033.5918 | 1732 | 1732 | 1732 | 0 | 0 | 0 | 0 | 0 | 0
1388 | 58 | 2 | 27 | 4047.619 | 6964.2857 | 238.0952 | 0 | 229.5918 | 11479.5918 | 3446 | 8033.5918 | 1732 | 1732 | 1732 | 0 | 0 | 0 | 0 | 0 | 0
1389 | 58 | 2 | 27 | 4047.619 | 6964.2857 | 238.0952 | 0 | 229.5918 | 11479.5918 | 3446 | 8033.5918 | 1732 | 1732 | 1732 | 0 | 0 | 0 | 0 | 0 | 0
1390 | 58 | 2 | 27 | 4047.619 | 3482.1429 | 238.0952 | 0 | 158.5277 | 7926.3848 | 3446 | 4480.3848 | 1732 | 1732 | 1732 | 0 | 0 | 0 | 0 | 0 | 0
1391 | 58 | 2 | 28 | 4047.619 | 0 | 238.0952 | 0 | 87.4636 | 4373.1778 | 3446 | 927.1778 | 1732 | 1732 | 904.4535 | 0 | 0 | 0 | 0 | 0 | 0
1392 | 59 | 2 | 28 | 4047.619 | 0 | 238.0952 | 0 | 87.4636 | 4373.1778 | 3446 | 927.1778 | 1732 | 1732 | 904.4535 | 0 | 0 | 0 | 0 | 0 | 0
1393 | 59 | 2 | 28 | 4047.619 | 0 | 238.0952 | 0 | 87.4636 | 4373.1778 | 3446 | 927.1778 | 1732 | 1732 | 904.4535 | 0 | 0 | 0 | 0 | 0 | 0
1394 | 59 | 2 | 28 | 4047.619 | 0 | 238.0952 | 0 | 87.4636 | 4373.1778 | 3446 | 927.1778 | 1732 | 1732 | 904.4535 | 0 | 0 | 0 | 0 | 0 | 0
1395 | 59 | 2 | 28 | 4047.619 | 0 | 238.0952 | 0 | 87.4636 | 4373.1778 | 3446 | 927.1778 | 1732 | 1732 | 904.4535 | 0 | 0 | 0 | 0 | 0 | 0
1396 | 59 | 2 | 28 | 4047.619 | 0 | 238.0952 | 0 | 87.4636 | 4373.1778 | 3446 | 927.1778 | 1732 | 1732 | 904.4535 | 0 | 0 | 0 | 0 | 0 | 0
1397 | 59 | 2 | 28 | 4047.619 | 4178.5714 | 238.0952 | 0 | 172.7405 | 8637.0262 | 3446 | 5191.0262 | 1732 | 1732 | 1732 | 0 | 0 | 0 | 0 | 0 | 0
1398 | 59 | 2 | 28 | 4047.619 | 6964.2857 | 238.0952 | 0 | 229.5918 | 11479.5918 | 3446 | 8033.5918 | 1732 | 1732 | 1732 | 0 | 0 | 0 | 0 | 0 | 0
1399 | 59 | 2 | 28 | 4047.619 | 6964.2857 | 238.0952 | 2000 | 270.4082 | 13520.4082 | 3446 | 10074.4082 | 1732 | 1732 | 1732 | 0 | 0 | 0 | 0 | 0 | 0
1400 | 59 | 2 | 28 | 4047.619 | 6964.2857 | 238.0952 | 2000 | 270.4082 | 13520.4082 | 3446 | 10074.4082 | 1732 | 1732 | 1732 | 0 | 0 | 0 | 0 | 0 | 0
1401 | 59 | 2 | 28 | 4047.619 | 2785.7143 | 238.0952 | 2000 | 185.1312 | 9256.5598 | 3446 | 5810.5598 | 1732 | 1732 | 1732 | 0 | 0 | 0 | 0 | 0 | 0
1402 | 59 | 2 | 28 | 4047.619 | 0 | 238.0952 | 2000 | 128.2799 | 6413.9942 | 3446 | 2967.9942 | 1732 | 1732 | 1732 | 0 | 0 | 0 | 0 | 0 | 0
1403 | 59 | 2 | 28 | 4047.619 | 0 | 238.0952 | 2000 | 128.2799 | 6413.9942 | 3446 | 2967.9942 | 1732 | 1732 | 1732 | 0 | 0 | 0 | 0 | 0 | 0
1404 | 59 | 2 | 28 | 4047.619 | 0 | 238.0952 | 2000 | 128.2799 | 6413.9942 | 3446 | 2967.9942 | 1732 | 1732 | 1732 | 0 | 0 | 0 | 0 | 0 | 0
1405 | 59 | 2 | 28 | 4047.619 | 0 | 238.0952 | 2000 | 128.2799 | 6413.9942 | 3446 | 2967.9942 | 1732 | 1732 | 1732 | 0 | 0 | 0 | 0 | 0 | 0
1406 | 59 | 2 | 28 | 4047.619 | 0 | 238.0952 | 2000 | 128.2799 | 6413.9942 | 3446 | 2967.9942 | 1732 | 1732 | 1732 | 0 | 0 | 0 | 0 | 0 | 0
1407 | 59 | 2 | 28 | 4047.619 | 0 | 238.0952 | 2000 | 128.2799 | 6413.9942 | 3446 | 2967.9942 | 1732 | 1732 | 1732 | 0 | 0 | 0 | 0 | 0 | 0
1408 | 59 | 2 | 28 | 4047.619 | 0 | 238.0952 | 2000 | 128.2799 | 6413.9942 | 3446 | 2967.9942 | 1732 | 1732 | 1732 | 0 | 0 | 0 | 0 | 0 | 0
1409 | 59 | 2 | 28 | 4047.619 | 0 | 238.0952 | 0 | 87.4636 | 4373.1778 | 3446 | 927.1778 | 1732 | 1732 | 904.4535 | 0 | 0 | 0 | 0 | 0 | 0
1410 | 59 | 2 | 28 | 4047.619 | 3482.1429 | 238.0952 | 0 | 158.5277 | 7926.3848 | 3446 | 4480.3848 | 1732 | 1732 | 1732 | 0 | 0 | 0 | 0 | 0 | 0
1411 | 59 | 2 | 28 | 4047.619 | 6964.2857 | 238.0952 | 0 | 229.5918 | 11479.5918 | 3446 | 8033.5918 | 1732 | 1732 | 1732 | 0 | 0 | 0 | 0 | 0 | 0
1412 | 59 | 2 | 28 | 4047.619 | 6964.2857 | 238.0952 | 0 | 229.5918 | 11479.5918 | 3446 | 8033.5918 | 1732 | 1732 | 1732 | 0 | 0 | 0 | 0 | 0 | 0
1413 | 59 | 2 | 28 | 4047.619 | 6964.2857 | 238.0952 | 0 | 229.5918 | 11479.5918 | 3446 | 8033.5918 | 1732 | 1732 | 1732 | 0 | 0 | 0 | 0 | 0 | 0
1414 | 59 | 2 | 28 | 4047.619 | 3482.1429 | 238.0952 | 0 | 158.5277 | 7926.3848 | 3446 | 4480.3848 | 1732 | 1732 | 1732 | 0 | 0 | 0 | 0 | 0 | 0
1415 | 59 | 2 | 29 | 4047.619 | 0 | 238.0952 | 0 | 87.4636 | 4373.1778 | 3446 | 927.1778 | 1732 | 1732 | 904.4535 | 0 | 0 | 0 | 0 | 0 | 0
1416 | 60 | 3 | 1 | 2500 | 0 | 142.8571 | 0 | 53.9359 | 2696.793 | 2677.7923 | 19.0007 | 1732 | 959.7796 | 4.9873 | 0 | 0 | 0 | 0 | 0 | 0
1417 | 60 | 3 | 1 | 2500 | 0 | 142.8571 | 0 | 53.9359 | 2696.793 | 2677.7923 | 19.0007 | 1732 | 959.7796 | 4.9873 | 0 | 0 | 0 | 0 | 0 | 0
1418 | 60 | 3 | 1 | 2500 | 0 | 142.8571 | 0 | 53.9359 | 2696.793 | 2677.7923 | 19.0007 | 1732 | 959.7796 | 4.9873 | 0 | 0 | 0 | 0 | 0 | 0
1419 | 60 | 3 | 1 | 2500 | 0 | 142.8571 | 0 | 53.9359 | 2696.793 | 2677.7923 | 19.0007 | 1732 | 959.7796 | 4.9873 | 0 | 0 | 0 | 0 | 0 | 0
1420 | 60 | 3 | 1 | 2500 | 0 | 142.8571 | 0 | 53.9359 | 2696.793 | 2677.7923 | 19.0007 | 1732 | 959.7796 | 4.9873 | 0 | 0 | 0 | 0 | 0 | 0
1421 | 60 | 3 | 1 | 2500 | 3857.1429 | 142.8571 | 0 | 132.6531 | 6632.6531 | 3446 | 3186.6531 | 1732 | 1732 | 1732 | 0 | 0 | 0 | 0 | 0 | 0
1422 | 60 | 3 | 1 | 2500 | 6428.5714 | 142.8571 | 0 | 185.1312 | 9256.5598 | 3446 | 5810.5598 | 1732 | 1732 | 1732 | 0 | 0 | 0 | 0 | 0 | 0
1423 | 60 | 3 | 1 | 2500 | 6428.5714 | 142.8571 | 1428.5714 | 214.2857 | 10714.2857 | 3446 | 7268.2857 | 1732 | 1732 | 1732 | 0 | 0 | 0 | 0 | 0 | 0
1424 | 60 | 3 | 1 | 2500 | 6428.5714 | 142.8571 | 1428.5714 | 214.2857 | 10714.2857 | 3446 | 7268.2857 | 1732 | 1732 | 1732 | 0 | 0 | 0 | 0 | 0 | 0
1425 | 60 | 3 | 1 | 2500 | 2571.4286 | 142.8571 | 1428.5714 | 135.5685 | 6778.4257 | 3446 | 3332.4257 | 1732 | 1732 | 1732 | 0 | 0 | 0 | 0 | 0 | 0
1426 | 60 | 3 | 1 | 2500 | 0 | 142.8571 | 1428.5714 | 83.0904 | 4154.519 | 3446 | 708.519 | 1732 | 1732 | 686.9308 | 0 | 0 | 0 | 0 | 0 | 0
1427 | 60 | 3 | 1 | 2500 | 0 | 142.8571 | 1428.5714 | 83.0904 | 4154.519 | 3446 | 708.519 | 1732 | 1732 | 686.9308 | 0 | 0 | 0 | 0 | 0 | 0
1428 | 60 | 3 | 1 | 2500 | 0 | 142.8571 | 1428.5714 | 83.0904 | 4154.519 | 4210.0092 | -55.4903 | 1732 | 2500 | 0 | 238.0952 | 0 | 55.8795 | 2793.9747 | 55.8795 | 2793.9747
1429 | 60 | 3 | 1 | 2500 | 0 | 142.8571 | 1428.5714 | 83.0904 | 4154.519 | 4210.0092 | -55.4903 | 1732 | 2500 | 0 | 238.0952 | 0 | 55.8795 | 2793.9747 | 55.8795 | 2793.9747
1430 | 60 | 3 | 1 | 2500 | 0 | 142.8571 | 1428.5714 | 83.0904 | 4154.519 | 4210.0092 | -55.4903 | 1732 | 2500 | 0 | 238.0952 | 0 | 55.8795 | 2793.9747 | 55.8795 | 2793.9747
1431 | 60 | 3 | 1 | 2500 | 0 | 142.8571 | 1428.5714 | 83.0904 | 4154.519 | 4210.0092 | -55.4903 | 1732 | 2500 | 0 | 238.0952 | 0 | 55.8795 | 2793.9747 | 55.8795 | 2793.9747
1432 | 60 | 3 | 1 | 2500 | 0 | 142.8571 | 1428.5714 | 83.0904 | 4154.519 | 4210.0092 | -55.4903 | 1732 | 2500 | 0 | 238.0952 | 0 | 55.8795 | 2793.9747 | 55.8795 | 2793.9747
1433 | 60 | 3 | 1 | 2500 | 0 | 142.8571 | 0 | 53.9359 | 2696.793 | 4210.0092 | -1513.2162 | 1732 | 2500 | 3857.1429 | 238.0952 | 0 | 134.5967 | 6729.8348 | 134.5967 | 6729.8348
1434 | 60 | 3 | 1 | 2500 | 3214.2857 | 142.8571 | 0 | 119.5335 | 5976.6764 | 4210.0092 | 1766.6671 | 1732 | 2500 | 6428.5714 | 238.0952 | 0 | 187.0748 | 9353.7415 | 187.0748 | 9353.7415
1435 | 60 | 3 | 1 | 2500 | 6428.5714 | 142.8571 | 0 | 185.1312 | 9256.5598 | 4210.0092 | 5046.5505 | 1732 | 2500 | 6428.5714 | 238.0952 | 2000 | 227.8912 | 11394.5578 | 227.8912 | 11394.5578
1436 | 60 | 3 | 1 | 2500 | 6428.5714 | 142.8571 | 0 | 185.1312 | 9256.5598 | 4210.0092 | 5046.5505 | 1732 | 2500 | 6428.5714 | 238.0952 | 2000 | 227.8912 | 11394.5578 | 227.8912 | 11394.5578
1437 | 60 | 3 | 1 | 2500 | 6428.5714 | 142.8571 | 0 | 185.1312 | 9256.5598 | 4210.0092 | 5046.5505 | 1732 | 2500 | 2571.4286 | 238.0952 | 2000 | 149.174 | 7458.6978 | 149.174 | 7458.6978
1438 | 60 | 3 | 1 | 2500 | 3214.2857 | 142.8571 | 0 | 119.5335 | 5976.6764 | 4210.0092 | 1766.6671 | 1732 | 2500 | 0 | 238.0952 | 2000 | 96.6958 | 4834.7911 | 96.6958 | 4834.7911
1439 | 60 | 3 | 2 | 2500 | 0 | 142.8571 | 0 | 53.9359 | 2696.793 | 4210.0092 | -1513.2162 | 1732 | 2500 | 0 | 238.0952 | 2000 | 96.6958 | 4834.7911 | 96.6958 | 4834.7911
1440 | 61 | 3 | 2 | 2500 | 0 | 142.8571 | 0 | 53.9359 | 2696.793 | 2677.7923 | 19.0007 | 1732 | 959.7796 | 4.9873 | 0 | 0 | 0 | 0 | 0 | 0
1441 | 61 | 3 | 2 | 2500 | 0 | 142.8571 | 0 | 53.9359 | 2696.793 | 2677.7923 | 19.0007 | 1732 | 959.7796 | 4.9873 | 0 | 0 | 0 | 0 | 0 | 0
1442 | 61 | 3 | 2 | 2500 | 0 | 142.8571 | 0 | 53.9359 | 2696.793 | 2677.7923 | 19.0007 | 1732 | 959.7796 | 4.9873 | 0 | 0 | 0 | 0 | 0 | 0
1443 | 61 | 3 | 2 | 2500 | 0 | 142.8571 | 0 | 53.9359 | 2696.793 | 2677.7923 | 19.0007 | 1732 | 959.7796 | 4.9873 | 0 | 0 | 0 | 0 | 0 | 0
1444 | 61 | 3 | 2 | 2500 | 0 | 142.8571 | 0 | 53.9359 | 2696.793 | 2677.7923 | 19.0007 | 1732 | 959.7796 | 4.9873 | 0 | 0 | 0 | 0 | 0 | 0
1445 | 61 | 3 | 2 | 2500 | 3857.1429 | 142.8571 | 0 | 132.6531 | 6632.6531 | 3446 | 3186.6531 | 1732 | 1732 | 1732 | 0 | 0 | 0 | 0 | 0 | 0
1446 | 61 | 3 | 2 | 2500 | 6428.5714 | 142.8571 | 0 | 185.1312 | 9256.5598 | 3446 | 5810.5598 | 1732 | 1732 | 1732 | 0 | 0 | 0 | 0 | 0 | 0
1447 | 61 | 3 | 2 | 2500 | 6428.5714 | 142.8571 | 1428.5714 | 214.2857 | 10714.2857 | 3446 | 7268.2857 | 1732 | 1732 | 1732 | 0 | 0 | 0 | 0 | 0 | 0
1448 | 61 | 3 | 2 | 2500 | 6428.5714 | 142.8571 | 1428.5714 | 214.2857 | 10714.2857 | 3446 | 7268.2857 | 1732 | 1732 | 1732 | 0 | 0 | 0 | 0 | 0 | 0
1449 | 61 | 3 | 2 | 2500 | 2571.4286 | 142.8571 | 1428.5714 | 135.5685 | 6778.4257 | 3446 | 3332.4257 | 1732 | 1732 | 1732 | 0 | 0 | 0 | 0 | 0 | 0
1450 | 61 | 3 | 2 | 2500 | 0 | 142.8571 | 1428.5714 | 83.0904 | 4154.519 | 3446 | 708.519 | 1732 | 1732 | 686.9308 | 0 | 0 | 0 | 0 | 0 | 0
1451 | 61 | 3 | 2 | 2500 | 0 | 142.8571 | 1428.5714 | 83.0904 | 4154.519 | 3446 | 708.519 | 1732 | 1732 | 686.9308 | 0 | 0 | 0 | 0 | 0 | 0
1452 | 61 | 3 | 2 | 2500 | 0 | 142.8571 | 1428.5714 | 83.0904 | 4154.519 | 4210.0092 | -55.4903 | 1732 | 2500 | 0 | 238.0952 | 0 | 55.8795 | 2793.9747 | 55.8795 | 2793.9747
1453 | 61 | 3 | 2 | 2500 | 0 | 142.8571 | 1428.5714 | 83.0904 | 4154.519 | 4210.0092 | -55.4903 | 1732 | 2500 | 0 | 238.0952 | 0 | 55.8795 | 2793.9747 | 55.8795 | 2793.9747
1454 | 61 | 3 | 2 | 2500 | 0 | 142.8571 | 1428.5714 | 83.0904 | 4154.519 | 4210.0092 | -55.4903 | 1732 | 2500 | 0 | 238.0952 | 0 | 55.8795 | 2793.9747 | 55.8795 | 2793.9747
1455 | 61 | 3 | 2 | 2500 | 0 | 142.8571 | 1428.5714 | 83.0904 | 4154.519 | 4210.0092 | -55.4903 | 1732 | 2500 | 0 | 238.0952 | 0 | 55.8795 | 2793.9747 | 55.8795 | 2793.9747
1456 | 61 | 3 | 2 | 2500 | 0 | 142.8571 | 1428.5714 | 83.0904 | 4154.519 | 4210.0092 | -55.4903 | 1732 | 2500 | 0 | 238.0952 | 0 | 55.8795 | 2793.9747 | 55.8795 | 2793.9747
1457 | 61 | 3 | 2 | 2500 | 0 | 142.8571 | 0 | 53.9359 | 2696.793 | 4210.0092 | -1513.2162 | 1732 | 2500 | 3857.1429 | 238.0952 | 0 | 134.5967 | 6729.8348 | 134.5967 | 6729.8348
1458 | 61 | 3 | 2 | 2500 | 3214.2857 | 142.8571 | 0 | 119.5335 | 5976.6764 | 4210.0092 | 1766.6671 | 1732 | 2500 | 6428.5714 | 238.0952 | 0 | 187.0748 | 9353.7415 | 187.0748 | 9353.7415
1459 | 61 | 3 | 2 | 2500 | 6428.5714 | 142.8571 | 0 | 185.1312 | 9256.5598 | 4210.0092 | 5046.5505 | 1732 | 2500 | 6428.5714 | 238.0952 | 2000 | 227.8912 | 11394.5578 | 227.8912 | 11394.5578
1460 | 61 | 3 | 2 | 2500 | 6428.5714 | 142.8571 | 0 | 185.1312 | 9256.5598 | 4210.0092 | 5046.5505 | 1732 | 2500 | 6428.5714 | 238.0952 | 2000 | 227.8912 | 11394.5578 | 227.8912 | 11394.5578
1461 | 61 | 3 | 2 | 2500 | 6428.5714 | 142.8571 | 0 | 185.1312 | 9256.5598 | 4210.0092 | 5046.5505 | 1732 | 2500 | 2571.4286 | 238.0952 | 2000 | 149.174 | 7458.6978 | 149.174 | 7458.6978
1462 | 61 | 3 | 2 | 2500 | 3214.2857 | 142.8571 | 0 | 119.5335 | 5976.6764 | 4210.0092 | 1766.6671 | 1732 | 2500 | 0 | 238.0952 | 2000 | 96.6958 | 4834.7911 | 96.6958 | 4834.7911
1463 | 61 | 3 | 3 | 2500 | 0 | 142.8571 | 0 | 53.9359 | 2696.793 | 4210.0092 | -1513.2162 | 1732 | 2500 | 0 | 238.0952 | 2000 | 96.6958 | 4834.7911 | 96.6958 | 4834.7911
1464 | 62 | 3 | 3 | 2500 | 0 | 142.8571 | 0 | 53.9359 | 2696.793 | 2677.7923 | 19.0007 | 1732 | 959.7796 | 4.9873 | 0 | 0 | 0 | 0 | 0 | 0
1465 | 62 | 3 | 3 | 2500 | 0 | 142.8571 | 0 | 53.9359 | 2696.793 | 2677.7923 | 19.0007 | 1732 | 959.7796 | 4.9873 | 0 | 0 | 0 | 0 | 0 | 0
1466 | 62 | 3 | 3 | 2500 | 0 | 142.8571 | 0 | 53.9359 | 2696.793 | 2677.7923 | 19.0007 | 1732 | 959.7796 | 4.9873 | 0 | 0 | 0 | 0 | 0 | 0
1467 | 62 | 3 | 3 | 2500 | 0 | 142.8571 | 0 | 53.9359 | 2696.793 | 2677.7923 | 19.0007 | 1732 | 959.7796 | 4.9873 | 0 | 0 | 0 | 0 | 0 | 0
1468 | 62 | 3 | 3 | 2500 | 0 | 142.8571 | 0 | 53.9359 | 2696.793 | 2677.7923 | 19.0007 | 1732 | 959.7796 | 4.9873 | 0 | 0 | 0 | 0 | 0 | 0
1469 | 62 | 3 | 3 | 2500 | 3857.1429 | 142.8571 | 0 | 132.6531 | 6632.6531 | 3446 | 3186.6531 | 1732 | 1732 | 1732 | 0 | 0 | 0 | 0 | 0 | 0
1470 | 62 | 3 | 3 | 2500 | 6428.5714 | 142.8571 | 0 | 185.1312 | 9256.5598 | 3446 | 5810.5598 | 1732 | 1732 | 1732 | 0 | 0 | 0 | 0 | 0 | 0
1471 | 62 | 3 | 3 | 2500 | 6428.5714 | 142.8571 | 1428.5714 | 214.2857 | 10714.2857 | 3446 | 7268.2857 | 1732 | 1732 | 1732 | 0 | 0 | 0 | 0 | 0 | 0
1472 | 62 | 3 | 3 | 2500 | 6428.5714 | 142.8571 | 1428.5714 | 214.2857 | 10714.2857 | 3446 | 7268.2857 | 1732 | 1732 | 1732 | 0 | 0 | 0 | 0 | 0 | 0
1473 | 62 | 3 | 3 | 2500 | 2571.4286 | 142.8571 | 1428.5714 | 135.5685 | 6778.4257 | 3446 | 3332.4257 | 1732 | 1732 | 1732 | 0 | 0 | 0 | 0 | 0 | 0
1474 | 62 | 3 | 3 | 2500 | 0 | 142.8571 | 1428.5714 | 83.0904 | 4154.519 | 3446 | 708.519 | 1732 | 1732 | 686.9308 | 0 | 0 | 0 | 0 | 0 | 0
1475 | 62 | 3 | 3 | 2500 | 0 | 142.8571 | 1428.5714 | 83.0904 | 4154.519 | 3446 | 708.519 | 1732 | 1732 | 686.9308 | 0 | 0 | 0 | 0 | 0 | 0
1476 | 62 | 3 | 3 | 2500 | 0 | 142.8571 | 1428.5714 | 83.0904 | 4154.519 | 4210.0092 | -55.4903 | 1732 | 2500 | 0 | 238.0952 | 0 | 55.8795 | 2793.9747 | 55.8795 | 2793.9747
1477 | 62 | 3 | 3 | 2500 | 0 | 142.8571 | 1428.5714 | 83.0904 | 4154.519 | 4210.0092 | -55.4903 | 1732 | 2500 | 0 | 238.0952 | 0 | 55.8795 | 2793.9747 | 55.8795 | 2793.9747
1478 | 62 | 3 | 3 | 2500 | 0 | 142.8571 | 1428.5714 | 83.0904 | 4154.519 | 4210.0092 | -55.4903 | 1732 | 2500 | 0 | 238.0952 | 0 | 55.8795 | 2793.9747 | 55.8795 | 2793.9747
1479 | 62 | 3 | 3 | 2500 | 0 | 142.8571 | 1428.5714 | 83.0904 | 4154.519 | 4210.0092 | -55.4903 | 1732 | 2500 | 0 | 238.0952 | 0 | 55.8795 | 2793.9747 | 55.8795 | 2793.9747
1480 | 62 | 3 | 3 | 2500 | 0 | 142.8571 | 1428.5714 | 83.0904 | 4154.519 | 4210.0092 | -55.4903 | 1732 | 2500 | 0 | 238.0952 | 0 | 55.8795 | 2793.9747 | 55.8795 | 2793.9747
1481 | 62 | 3 | 3 | 2500 | 0 | 142.8571 | 0 | 53.9359 | 2696.793 | 4210.0092 | -1513.2162 | 1732 | 2500 | 3857.1429 | 238.0952 | 0 | 134.5967 | 6729.8348 | 134.5967 | 6729.8348
1482 | 62 | 3 | 3 | 2500 | 3214.2857 | 142.8571 | 0 | 119.5335 | 5976.6764 | 4210.0092 | 1766.6671 | 1732 | 2500 | 6428.5714 | 238.0952 | 0 | 187.0748 | 9353.7415 | 187.0748 | 9353.7415
1483 | 62 | 3 | 3 | 2500 | 6428.5714 | 142.8571 | 0 | 185.1312 | 9256.5598 | 4210.0092 | 5046.5505 | 1732 | 2500 | 6428.5714 | 238.0952 | 2000 | 227.8912 | 11394.5578 | 227.8912 | 11394.5578
1484 | 62 | 3 | 3 | 2500 | 6428.5714 | 142.8571 | 0 | 185.1312 | 9256.5598 | 4210.0092 | 5046.5505 | 1732 | 2500 | 6428.5714 | 238.0952 | 2000 | 227.8912 | 11394.5578 | 227.8912 | 11394.5578
1485 | 62 | 3 | 3 | 2500 | 6428.5714 | 142.8571 | 0 | 185.1312 | 9256.5598 | 4210.0092 | 5046.5505 | 1732 | 2500 | 2571.4286 | 238.0952 | 2000 | 149.174 | 7458.6978 | 149.174 | 7458.6978
1486 | 62 | 3 | 3 | 2500 | 3214.2857 | 142.8571 | 0 | 119.5335 | 5976.6764 | 4210.0092 | 1766.6671 | 1732 | 2500 | 0 | 238.0952 | 2000 | 96.6958 | 4834.7911 | 96.6958 | 4834.7911
1487 | 62 | 3 | 4 | 2500 | 0 | 142.8571 | 0 | 53.9359 | 2696.793 | 4210.0092 | -1513.2162 | 1732 | 2500 | 0 | 238.0952 | 2000 | 96.6958 | 4834.7911 | 96.6958 | 4834.7911
1488 | 63 | 3 | 4 | 2500 | 0 | 142.8571 | 0 | 53.9359 | 2696.793 | 2677.7923 | 19.0007 | 1732 | 959.7796 | 4.9873 | 0 | 0 | 0 | 0 | 0 | 0
1489 | 63 | 3 | 4 | 2500 | 0 | 142.8571 | 0 | 53.9359 | 2696.793 | 2677.7923 | 19.0007 | 1732 | 959.7796 | 4.9873 | 0 | 0 | 0 | 0 | 0 | 0
1490 | 63 | 3 | 4 | 2500 | 0 | 142.8571 | 0 | 53.9359 | 2696.793 | 2677.7923 | 19.0007 | 1732 | 959.7796 | 4.9873 | 0 | 0 | 0 | 0 | 0 | 0
1491 | 63 | 3 | 4 | 2500 | 0 | 142.8571 | 0 | 53.9359 | 2696.793 | 2677.7923 | 19.0007 | 1732 | 959.7796 | 4.9873 | 0 | 0 | 0 | 0 | 0 | 0
1492 | 63 | 3 | 4 | 2500 | 0 | 142.8571 | 0 | 53.9359 | 2696.793 | 2677.7923 | 19.0007 | 1732 | 959.7796 | 4.9873 | 0 | 0 | 0 | 0 | 0 | 0
1493 | 63 | 3 | 4 | 2500 | 3857.1429 | 142.8571 | 0 | 132.6531 | 6632.6531 | 3446 | 3186.6531 | 1732 | 1732 | 1732 | 0 | 0 | 0 | 0 | 0 | 0
1494 | 63 | 3 | 4 | 2500 | 6428.5714 | 142.8571 | 0 | 185.1312 | 9256.5598 | 3446 | 5810.5598 | 1732 | 1732 | 1732 | 0 | 0 | 0 | 0 | 0 | 0
1495 | 63 | 3 | 4 | 2500 | 6428.5714 | 142.8571 | 1428.5714 | 214.2857 | 10714.2857 | 3446 | 7268.2857 | 1732 | 1732 | 1732 | 0 | 0 | 0 | 0 | 0 | 0
1496 | 63 | 3 | 4 | 2500 | 6428.5714 | 142.8571 | 1428.5714 | 214.2857 | 10714.2857 | 3446 | 7268.2857 | 1732 | 1732 | 1732 | 0 | 0 | 0 | 0 | 0 | 0
1497 | 63 | 3 | 4 | 2500 | 2571.4286 | 142.8571 | 1428.5714 | 135.5685 | 6778.4257 | 3446 | 3332.4257 | 1732 | 1732 | 1732 | 0 | 0 | 0 | 0 | 0 | 0
1498 | 63 | 3 | 4 | 2500 | 0 | 142.8571 | 1428.5714 | 83.0904 | 4154.519 | 3446 | 708.519 | 1732 | 1732 | 686.9308 | 0 | 0 | 0 | 0 | 0 | 0
1499 | 63 | 3 | 4 | 2500 | 0 | 142.8571 | 1428.5714 | 83.0904 | 4154.519 | 3446 | 708.519 | 1732 | 1732 | 686.9308 | 0 | 0 | 0 | 0 | 0 | 0
1500 | 63 | 3 | 4 | 2500 | 0 | 142.8571 | 1428.5714 | 83.0904 | 4154.519 | 4210.0092 | -55.4903 | 1732 | 2500 | 0 | 238.0952 | 0 | 55.8795 | 2793.9747 | 55.8795 | 2793.9747
1501 | 63 | 3 | 4 | 2500 | 0 | 142.8571 | 1428.5714 | 83.0904 | 4154.519 | 4210.0092 | -55.4903 | 1732 | 2500 | 0 | 238.0952 | 0 | 55.8795 | 2793.9747 | 55.8795 | 2793.9747
1502 | 63 | 3 | 4 | 2500 | 0 | 142.8571 | 1428.5714 | 83.0904 | 4154.519 | 4210.0092 | -55.4903 | 1732 | 2500 | 0 | 238.0952 | 0 | 55.8795 | 2793.9747 | 55.8795 | 2793.9747
1503 | 63 | 3 | 4 | 2500 | 0 | 142.8571 | 1428.5714 | 83.0904 | 4154.519 | 4210.0092 | -55.4903 | 1732 | 2500 | 0 | 238.0952 | 0 | 55.8795 | 2793.9747 | 55.8795 | 2793.9747
1504 | 63 | 3 | 4 | 2500 | 0 | 142.8571 | 1428.5714 | 83.0904 | 4154.519 | 4210.0092 | -55.4903 | 1732 | 2500 | 0 | 238.0952 | 0 | 55.8795 | 2793.9747 | 55.8795 | 2793.9747
1505 | 63 | 3 | 4 | 2500 | 0 | 142.8571 | 0 | 53.9359 | 2696.793 | 4210.0092 | -1513.2162 | 1732 | 2500 | 3857.1429 | 238.0952 | 0 | 134.5967 | 6729.8348 | 134.5967 | 6729.8348
1506 | 63 | 3 | 4 | 2500 | 3214.2857 | 142.8571 | 0 | 119.5335 | 5976.6764 | 4210.0092 | 1766.6671 | 1732 | 2500 | 6428.5714 | 238.0952 | 0 | 187.0748 | 9353.7415 | 187.0748 | 9353.7415
1507 | 63 | 3 | 4 | 2500 | 6428.5714 | 142.8571 | 0 | 185.1312 | 9256.5598 | 4210.0092 | 5046.5505 | 1732 | 2500 | 6428.5714 | 238.0952 | 2000 | 227.8912 | 11394.5578 | 227.8912 | 11394.5578
1508 | 63 | 3 | 4 | 2500 | 6428.5714 | 142.8571 | 0 | 185.1312 | 9256.5598 | 4210.0092 | 5046.5505 | 1732 | 2500 | 6428.5714 | 238.0952 | 2000 | 227.8912 | 11394.5578 | 227.8912 | 11394.5578
1509 | 63 | 3 | 4 | 2500 | 6428.5714 | 142.8571 | 0 | 185.1312 | 9256.5598 | 4210.0092 | 5046.5505 | 1732 | 2500 | 2571.4286 | 238.0952 | 2000 | 149.174 | 7458.6978 | 149.174 | 7458.6978
1510 | 63 | 3 | 4 | 2500 | 3214.2857 | 142.8571 | 0 | 119.5335 | 5976.6764 | 4210.0092 | 1766.6671 | 1732 | 2500 | 0 | 238.0952 | 2000 | 96.6958 | 4834.7911 | 96.6958 | 4834.7911
1511 | 63 | 3 | 5 | 2500 | 0 | 142.8571 | 0 | 53.9359 | 2696.793 | 4210.0092 | -1513.2162 | 1732 | 2500 | 0 | 238.0952 | 2000 | 96.6958 | 4834.7911 | 96.6958 | 4834.7911
1512 | 64 | 3 | 5 | 2500 | 0 | 142.8571 | 0 | 53.9359 | 2696.793 | 2677.7923 | 19.0007 | 1732 | 959.7796 | 4.9873 | 0 | 0 | 0 | 0 | 0 | 0
1513 | 64 | 3 | 5 | 2500 | 0 | 142.8571 | 0 | 53.9359 | 2696.793 | 2677.7923 | 19.0007 | 1732 | 959.7796 | 4.9873 | 0 | 0 | 0 | 0 | 0 | 0
1514 | 64 | 3 | 5 | 2500 | 0 | 142.8571 | 0 | 53.9359 | 2696.793 | 2677.7923 | 19.0007 | 1732 | 959.7796 | 4.9873 | 0 | 0 | 0 | 0 | 0 | 0
1515 | 64 | 3 | 5 | 2500 | 0 | 142.8571 | 0 | 53.9359 | 2696.793 | 2677.7923 | 19.0007 | 1732 | 959.7796 | 4.9873 | 0 | 0 | 0 | 0 | 0 | 0
1516 | 64 | 3 | 5 | 2500 | 0 | 142.8571 | 0 | 53.9359 | 2696.793 | 2677.7923 | 19.0007 | 1732 | 959.7796 | 4.9873 | 0 | 0 | 0 | 0 | 0 | 0
1517 | 64 | 3 | 5 | 2500 | 3857.1429 | 142.8571 | 0 | 132.6531 | 6632.6531 | 3446 | 3186.6531 | 1732 | 1732 | 1732 | 0 | 0 | 0 | 0 | 0 | 0
1518 | 64 | 3 | 5 | 2500 | 6428.5714 | 142.8571 | 0 | 185.1312 | 9256.5598 | 3446 | 5810.5598 | 1732 | 1732 | 1732 | 0 | 0 | 0 | 0 | 0 | 0
1519 | 64 | 3 | 5 | 2500 | 6428.5714 | 142.8571 | 1428.5714 | 214.2857 | 10714.2857 | 3446 | 7268.2857 | 1732 | 1732 | 1732 | 0 | 0 | 0 | 0 | 0 | 0
1520 | 64 | 3 | 5 | 2500 | 6428.5714 | 142.8571 | 1428.5714 | 214.2857 | 10714.2857 | 3446 | 7268.2857 | 1732 | 1732 | 1732 | 0 | 0 | 0 | 0 | 0 | 0
1521 | 64 | 3 | 5 | 2500 | 2571.4286 | 142.8571 | 1428.5714 | 135.5685 | 6778.4257 | 3446 | 3332.4257 | 1732 | 1732 | 1732 | 0 | 0 | 0 | 0 | 0 | 0
1522 | 64 | 3 | 5 | 2500 | 0 | 142.8571 | 1428.5714 | 83.0904 | 4154.519 | 3446 | 708.519 | 1732 | 1732 | 686.9308 | 0 | 0 | 0 | 0 | 0 | 0
1523 | 64 | 3 | 5 | 2500 | 0 | 142.8571 | 1428.5714 | 83.0904 | 4154.519 | 3446 | 708.519 | 1732 | 1732 | 686.9308 | 0 | 0 | 0 | 0 | 0 | 0
1524 | 64 | 3 | 5 | 2500 | 0 | 142.8571 | 1428.5714 | 83.0904 | 4154.519 | 4210.0092 | -55.4903 | 1732 | 2500 | 0 | 238.0952 | 0 | 55.8795 | 2793.9747 | 55.8795 | 2793.9747
1525 | 64 | 3 | 5 | 2500 | 0 | 142.8571 | 1428.5714 | 83.0904 | 4154.519 | 4210.0092 | -55.4903 | 1732 | 2500 | 0 | 238.0952 | 0 | 55.8795 | 2793.9747 | 55.8795 | 2793.9747
1526 | 64 | 3 | 5 | 2500 | 0 | 142.8571 | 1428.5714 | 83.0904 | 4154.519 | 4210.0092 | -55.4903 | 1732 | 2500 | 0 | 238.0952 | 0 | 55.8795 | 2793.9747 | 55.8795 | 2793.9747
1527 | 64 | 3 | 5 | 2500 | 0 | 142.8571 | 1428.5714 | 83.0904 | 4154.519 | 4210.0092 | -55.4903 | 1732 | 2500 | 0 | 238.0952 | 0 | 55.8795 | 2793.9747 | 55.8795 | 2793.9747
1528 | 64 | 3 | 5 | 2500 | 0 | 142.8571 | 1428.5714 | 83.0904 | 4154.519 | 4210.0092 | -55.4903 | 1732 | 2500 | 0 | 238.0952 | 0 | 55.8795 | 2793.9747 | 55.8795 | 2793.9747
1529 | 64 | 3 | 5 | 2500 | 0 | 142.8571 | 0 | 53.9359 | 2696.793 | 4210.0092 | -1513.2162 | 1732 | 2500 | 3857.1429 | 238.0952 | 0 | 134.5967 | 6729.8348 | 134.5967 | 6729.8348
1530 | 64 | 3 | 5 | 2500 | 3214.2857 | 142.8571 | 0 | 119.5335 | 5976.6764 | 4210.0092 | 1766.6671 | 1732 | 2500 | 6428.5714 | 238.0952 | 0 | 187.0748 | 9353.7415 | 187.0748 | 9353.7415
1531 | 64 | 3 | 5 | 2500 | 6428.5714 | 142.8571 | 0 | 185.1312 | 9256.5598 | 4210.0092 | 5046.5505 | 1732 | 2500 | 6428.5714 | 238.0952 | 2000 | 227.8912 | 11394.5578 | 227.8912 | 11394.5578
1532 | 64 | 3 | 5 | 2500 | 6428.5714 | 142.8571 | 0 | 185.1312 | 9256.5598 | 4210.0092 | 5046.5505 | 1732 | 2500 | 6428.5714 | 238.0952 | 2000 | 227.8912 | 11394.5578 | 227.8912 | 11394.5578
1533 | 64 | 3 | 5 | 2500 | 6428.5714 | 142.8571 | 0 | 185.1312 | 9256.5598 | 4210.0092 | 5046.5505 | 1732 | 2500 | 2571.4286 | 238.0952 | 2000 | 149.174 | 7458.6978 | 149.174 | 7458.6978
1534 | 64 | 3 | 5 | 2500 | 3214.2857 | 142.8571 | 0 | 119.5335 | 5976.6764 | 4210.0092 | 1766.6671 | 1732 | 2500 | 0 | 238.0952 | 2000 | 96.6958 | 4834.7911 | 96.6958 | 4834.7911
1535 | 64 | 3 | 6 | 2500 | 0 | 142.8571 | 0 | 53.9359 | 2696.793 | 4210.0092 | -1513.2162 | 1732 | 2500 | 0 | 238.0952 | 2000 | 96.6958 | 4834.7911 | 96.6958 | 4834.7911
1536 | 65 | 3 | 6 | 2500 | 0 | 142.8571 | 0 | 53.9359 | 2696.793 | 2677.7923 | 19.0007 | 1732 | 959.7796 | 4.9873 | 0 | 0 | 0 | 0 | 0 | 0
1537 | 65 | 3 | 6 | 2500 | 0 | 142.8571 | 0 | 53.9359 | 2696.793 | 2677.7923 | 19.0007 | 1732 | 959.7796 | 4.9873 | 0 | 0 | 0 | 0 | 0 | 0
1538 | 65 | 3 | 6 | 2500 | 0 | 142.8571 | 0 | 53.9359 | 2696.793 | 2677.7923 | 19.0007 | 1732 | 959.7796 | 4.9873 | 0 | 0 | 0 | 0 | 0 | 0
1539 | 65 | 3 | 6 | 2500 | 0 | 142.8571 | 0 | 53.9359 | 2696.793 | 2677.7923 | 19.0007 | 1732 | 959.7796 | 4.9873 | 0 | 0 | 0 | 0 | 0 | 0
1540 | 65 | 3 | 6 | 2500 | 0 | 142.8571 | 0 | 53.9359 | 2696.793 | 2677.7923 | 19.0007 | 1732 | 959.7796 | 4.9873 | 0 | 0 | 0 | 0 | 0 | 0
1541 | 65 | 3 | 6 | 2500 | 3857.1429 | 142.8571 | 0 | 132.6531 | 6632.6531 | 3446 | 3186.6531 | 1732 | 1732 | 1732 | 0 | 0 | 0 | 0 | 0 | 0
1542 | 65 | 3 | 6 | 2500 | 6428.5714 | 142.8571 | 0 | 185.1312 | 9256.5598 | 3446 | 5810.5598 | 1732 | 1732 | 1732 | 0 | 0 | 0 | 0 | 0 | 0
1543 | 65 | 3 | 6 | 2500 | 6428.5714 | 142.8571 | 1428.5714 | 214.2857 | 10714.2857 | 3446 | 7268.2857 | 1732 | 1732 | 1732 | 0 | 0 | 0 | 0 | 0 | 0
1544 | 65 | 3 | 6 | 2500 | 6428.5714 | 142.8571 | 1428.5714 | 214.2857 | 10714.2857 | 3446 | 7268.2857 | 1732 | 1732 | 1732 | 0 | 0 | 0 | 0 | 0 | 0
1545 | 65 | 3 | 6 | 2500 | 2571.4286 | 142.8571 | 1428.5714 | 135.5685 | 6778.4257 | 3446 | 3332.4257 | 1732 | 1732 | 1732 | 0 | 0 | 0 | 0 | 0 | 0
1546 | 65 | 3 | 6 | 2500 | 0 | 142.8571 | 1428.5714 | 83.0904 | 4154.519 | 3446 | 708.519 | 1732 | 1732 | 686.9308 | 0 | 0 | 0 | 0 | 0 | 0
1547 | 65 | 3 | 6 | 2500 | 0 | 142.8571 | 1428.5714 | 83.0904 | 4154.519 | 3446 | 708.519 | 1732 | 1732 | 686.9308 | 0 | 0 | 0 | 0 | 0 | 0
1548 | 65 | 3 | 6 | 2500 | 0 | 142.8571 | 1428.5714 | 83.0904 | 4154.519 | 4210.0092 | -55.4903 | 1732 | 2500 | 0 | 238.0952 | 0 | 55.8795 | 2793.9747 | 55.8795 | 2793.9747
1549 | 65 | 3 | 6 | 2500 | 0 | 142.8571 | 1428.5714 | 83.0904 | 4154.519 | 4210.0092 | -55.4903 | 1732 | 2500 | 0 | 238.0952 | 0 | 55.8795 | 2793.9747 | 55.8795 | 2793.9747
1550 | 65 | 3 | 6 | 2500 | 0 | 142.8571 | 1428.5714 | 83.0904 | 4154.519 | 4210.0092 | -55.4903 | 1732 | 2500 | 0 | 238.0952 | 0 | 55.8795 | 2793.9747 | 55.8795 | 2793.9747
1551 | 65 | 3 | 6 | 2500 | 0 | 142.8571 | 1428.5714 | 83.0904 | 4154.519 | 4210.0092 | -55.4903 | 1732 | 2500 | 0 | 238.0952 | 0 | 55.8795 | 2793.9747 | 55.8795 | 2793.9747
1552 | 65 | 3 | 6 | 2500 | 0 | 142.8571 | 1428.5714 | 83.0904 | 4154.519 | 4210.0092 | -55.4903 | 1732 | 2500 | 0 | 238.0952 | 0 | 55.8795 | 2793.9747 | 55.8795 | 2793.9747
1553 | 65 | 3 | 6 | 2500 | 0 | 142.8571 | 0 | 53.9359 | 2696.793 | 4210.0092 | -1513.2162 | 1732 | 2500 | 3857.1429 | 238.0952 | 0 | 134.5967 | 6729.8348 | 134.5967 | 6729.8348
1554 | 65 | 3 | 6 | 2500 | 3214.2857 | 142.8571 | 0 | 119.5335 | 5976.6764 | 4210.0092 | 1766.6671 | 1732 | 2500 | 6428.5714 | 238.0952 | 0 | 187.0748 | 9353.7415 | 187.0748 | 9353.7415
1555 | 65 | 3 | 6 | 2500 | 6428.5714 | 142.8571 | 0 | 185.1312 | 9256.5598 | 4210.0092 | 5046.5505 | 1732 | 2500 | 6428.5714 | 238.0952 | 2000 | 227.8912 | 11394.5578 | 227.8912 | 11394.5578
1556 | 65 | 3 | 6 | 2500 | 6428.5714 | 142.8571 | 0 | 185.1312 | 9256.5598 | 4210.0092 | 5046.5505 | 1732 | 2500 | 6428.5714 | 238.0952 | 2000 | 227.8912 | 11394.5578 | 227.8912 | 11394.5578
1557 | 65 | 3 | 6 | 2500 | 6428.5714 | 142.8571 | 0 | 185.1312 | 9256.5598 | 4210.0092 | 5046.5505 | 1732 | 2500 | 2571.4286 | 238.0952 | 2000 | 149.174 | 7458.6978 | 149.174 | 7458.6978
1558 | 65 | 3 | 6 | 2500 | 3214.2857 | 142.8571 | 0 | 119.5335 | 5976.6764 | 4210.0092 | 1766.6671 | 1732 | 2500 | 0 | 238.0952 | 2000 | 96.6958 | 4834.7911 | 96.6958 | 4834.7911
1559 | 65 | 3 | 7 | 2500 | 0 | 142.8571 | 0 | 53.9359 | 2696.793 | 4210.0092 | -1513.2162 | 1732 | 2500 | 0 | 238.0952 | 2000 | 96.6958 | 4834.7911 | 96.6958 | 4834.7911
1560 | 66 | 3 | 7 | 2500 | 0 | 142.8571 | 0 | 53.9359 | 2696.793 | 2677.7923 | 19.0007 | 1732 | 959.7796 | 4.9873 | 0 | 0 | 0 | 0 | 0 | 0
1561 | 66 | 3 | 7 | 2500 | 0 | 142.8571 | 0 | 53.9359 | 2696.793 | 2677.7923 | 19.0007 | 1732 | 959.7796 | 4.9873 | 0 | 0 | 0 | 0 | 0 | 0
1562 | 66 | 3 | 7 | 2500 | 0 | 142.8571 | 0 | 53.9359 | 2696.793 | 2677.7923 | 19.0007 | 1732 | 959.7796 | 4.9873 | 0 | 0 | 0 | 0 | 0 | 0
1563 | 66 | 3 | 7 | 2500 | 0 | 142.8571 | 0 | 53.9359 | 2696.793 | 2677.7923 | 19.0007 | 1732 | 959.7796 | 4.9873 | 0 | 0 | 0 | 0 | 0 | 0
1564 | 66 | 3 | 7 | 2500 | 0 | 142.8571 | 0 | 53.9359 | 2696.793 | 2677.7923 | 19.0007 | 1732 | 959.7796 | 4.9873 | 0 | 0 | 0 | 0 | 0 | 0
1565 | 66 | 3 | 7 | 2500 | 3857.1429 | 142.8571 | 0 | 132.6531 | 6632.6531 | 3446 | 3186.6531 | 1732 | 1732 | 1732 | 0 | 0 | 0 | 0 | 0 | 0
1566 | 66 | 3 | 7 | 2500 | 6428.5714 | 142.8571 | 0 | 185.1312 | 9256.5598 | 3446 | 5810.5598 | 1732 | 1732 | 1732 | 0 | 0 | 0 | 0 | 0 | 0
1567 | 66 | 3 | 7 | 2500 | 6428.5714 | 142.8571 | 1428.5714 | 214.2857 | 10714.2857 | 3446 | 7268.2857 | 1732 | 1732 | 1732 | 0 | 0 | 0 | 0 | 0 | 0
1568 | 66 | 3 | 7 | 2500 | 6428.5714 | 142.8571 | 1428.5714 | 214.2857 | 10714.2857 | 3446 | 7268.2857 | 1732 | 1732 | 1732 | 0 | 0 | 0 | 0 | 0 | 0
1569 | 66 | 3 | 7 | 2500 | 2571.4286 | 142.8571 | 1428.5714 | 135.5685 | 6778.4257 | 3446 | 3332.4257 | 1732 | 1732 | 1732 | 0 | 0 | 0 | 0 | 0 | 0
1570 | 66 | 3 | 7 | 2500 | 0 | 142.8571 | 1428.5714 | 83.0904 | 4154.519 | 3446 | 708.519 | 1732 | 1732 | 686.9308 | 0 | 0 | 0 | 0 | 0 | 0
1571 | 66 | 3 | 7 | 2500 | 0 | 142.8571 | 1428.5714 | 83.0904 | 4154.519 | 3446 | 708.519 | 1732 | 1732 | 686.9308 | 0 | 0 | 0 | 0 | 0 | 0
1572 | 66 | 3 | 7 | 2500 | 0 | 142.8571 | 1428.5714 | 83.0904 | 4154.519 | 4210.0092 | -55.4903 | 1732 | 2500 | 0 | 238.0952 | 0 | 55.8795 | 2793.9747 | 55.8795 | 2793.9747
1573 | 66 | 3 | 7 | 2500 | 0 | 142.8571 | 1428.5714 | 83.0904 | 4154.519 | 4210.0092 | -55.4903 | 1732 | 2500 | 0 | 238.0952 | 0 | 55.8795 | 2793.9747 | 55.8795 | 2793.9747
1574 | 66 | 3 | 7 | 2500 | 0 | 142.8571 | 1428.5714 | 83.0904 | 4154.519 | 4210.0092 | -55.4903 | 1732 | 2500 | 0 | 238.0952 | 0 | 55.8795 | 2793.9747 | 55.8795 | 2793.9747
1575 | 66 | 3 | 7 | 2500 | 0 | 142.8571 | 1428.5714 | 83.0904 | 4154.519 | 4210.0092 | -55.4903 | 1732 | 2500 | 0 | 238.0952 | 0 | 55.8795 | 2793.9747 | 55.8795 | 2793.9747
1576 | 66 | 3 | 7 | 2500 | 0 | 142.8571 | 1428.5714 | 83.0904 | 4154.519 | 4210.0092 | -55.4903 | 1732 | 2500 | 0 | 238.0952 | 0 | 55.8795 | 2793.9747 | 55.8795 | 2793.9747
1577 | 66 | 3 | 7 | 2500 | 0 | 142.8571 | 0 | 53.9359 | 2696.793 | 4210.0092 | -1513.2162 | 1732 | 2500 | 3857.1429 | 238.0952 | 0 | 134.5967 | 6729.8348 | 134.5967 | 6729.8348
1578 | 66 | 3 | 7 | 2500 | 3214.2857 | 142.8571 | 0 | 119.5335 | 5976.6764 | 4210.0092 | 1766.6671 | 1732 | 2500 | 6428.5714 | 238.0952 | 0 | 187.0748 | 9353.7415 | 187.0748 | 9353.7415
1579 | 66 | 3 | 7 | 2500 | 6428.5714 | 142.8571 | 0 | 185.1312 | 9256.5598 | 4210.0092 | 5046.5505 | 1732 | 2500 | 6428.5714 | 238.0952 | 2000 | 227.8912 | 11394.5578 | 227.8912 | 11394.5578
1580 | 66 | 3 | 7 | 2500 | 6428.5714 | 142.8571 | 0 | 185.1312 | 9256.5598 | 4210.0092 | 5046.5505 | 1732 | 2500 | 6428.5714 | 238.0952 | 2000 | 227.8912 | 11394.5578 | 227.8912 | 11394.5578
1581 | 66 | 3 | 7 | 2500 | 6428.5714 | 142.8571 | 0 | 185.1312 | 9256.5598 | 4210.0092 | 5046.5505 | 1732 | 2500 | 2571.4286 | 238.0952 | 2000 | 149.174 | 7458.6978 | 149.174 | 7458.6978
1582 | 66 | 3 | 7 | 2500 | 3214.2857 | 142.8571 | 0 | 119.5335 | 5976.6764 | 4210.0092 | 1766.6671 | 1732 | 2500 | 0 | 238.0952 | 2000 | 96.6958 | 4834.7911 | 96.6958 | 4834.7911
1583 | 66 | 3 | 8 | 2500 | 0 | 142.8571 | 0 | 53.9359 | 2696.793 | 4210.0092 | -1513.2162 | 1732 | 2500 | 0 | 238.0952 | 2000 | 96.6958 | 4834.7911 | 96.6958 | 4834.7911
1584 | 67 | 3 | 8 | 2500 | 0 | 142.8571 | 0 | 53.9359 | 2696.793 | 2677.7923 | 19.0007 | 1732 | 959.7796 | 4.9873 | 0 | 0 | 0 | 0 | 0 | 0
1585 | 67 | 3 | 8 | 2500 | 0 | 142.8571 | 0 | 53.9359 | 2696.793 | 2677.7923 | 19.0007 | 1732 | 959.7796 | 4.9873 | 0 | 0 | 0 | 0 | 0 | 0
1586 | 67 | 3 | 8 | 2500 | 0 | 142.8571 | 0 | 53.9359 | 2696.793 | 2677.7923 | 19.0007 | 1732 | 959.7796 | 4.9873 | 0 | 0 | 0 | 0 | 0 | 0
1587 | 67 | 3 | 8 | 2500 | 0 | 142.8571 | 0 | 53.9359 | 2696.793 | 2677.7923 | 19.0007 | 1732 | 959.7796 | 4.9873 | 0 | 0 | 0 | 0 | 0 | 0
1588 | 67 | 3 | 8 | 2500 | 0 | 142.8571 | 0 | 53.9359 | 2696.793 | 2677.7923 | 19.0007 | 1732 | 959.7796 | 4.9873 | 0 | 0 | 0 | 0 | 0 | 0
1589 | 67 | 3 | 8 | 2500 | 3857.1429 | 142.8571 | 0 | 132.6531 | 6632.6531 | 3446 | 3186.6531 | 1732 | 1732 | 1732 | 0 | 0 | 0 | 0 | 0 | 0
1590 | 67 | 3 | 8 | 2500 | 6428.5714 | 142.8571 | 0 | 185.1312 | 9256.5598 | 3446 | 5810.5598 | 1732 | 1732 | 1732 | 0 | 0 | 0 | 0 | 0 | 0
1591 | 67 | 3 | 8 | 2500 | 6428.5714 | 142.8571 | 1428.5714 | 214.2857 | 10714.2857 | 3446 | 7268.2857 | 1732 | 1732 | 1732 | 0 | 0 | 0 | 0 | 0 | 0
1592 | 67 | 3 | 8 | 2500 | 6428.5714 | 142.8571 | 1428.5714 | 214.2857 | 10714.2857 | 3446 | 7268.2857 | 1732 | 1732 | 1732 | 0 | 0 | 0 | 0 | 0 | 0
1593 | 67 | 3 | 8 | 2500 | 2571.4286 | 142.8571 | 1428.5714 | 135.5685 | 6778.4257 | 3446 | 3332.4257 | 1732 | 1732 | 1732 | 0 | 0 | 0 | 0 | 0 | 0
1594 | 67 | 3 | 8 | 2500 | 0 | 142.8571 | 1428.5714 | 83.0904 | 4154.519 | 3446 | 708.519 | 1732 | 1732 | 686.9308 | 0 | 0 | 0 | 0 | 0 | 0
1595 | 67 | 3 | 8 | 2500 | 0 | 142.8571 | 1428.5714 | 83.0904 | 4154.519 | 3446 | 708.519 | 1732 | 1732 | 686.9308 | 0 | 0 | 0 | 0 | 0 | 0
1596 | 67 | 3 | 8 | 2500 | 0 | 142.8571 | 1428.5714 | 83.0904 | 4154.519 | 4210.0092 | -55.4903 | 1732 | 2500 | 0 | 238.0952 | 0 | 55.8795 | 2793.9747 | 55.8795 | 2793.9747
1597 | 67 | 3 | 8 | 2500 | 0 | 142.8571 | 1428.5714 | 83.0904 | 4154.519 | 4210.0092 | -55.4903 | 1732 | 2500 | 0 | 238.0952 | 0 | 55.8795 | 2793.9747 | 55.8795 | 2793.9747
1598 | 67 | 3 | 8 | 2500 | 0 | 142.8571 | 1428.5714 | 83.0904 | 4154.519 | 4210.0092 | -55.4903 | 1732 | 2500 | 0 | 238.0952 | 0 | 55.8795 | 2793.9747 | 55.8795 | 2793.9747
1599 | 67 | 3 | 8 | 2500 | 0 | 142.8571 | 1428.5714 | 83.0904 | 4154.519 | 4210.0092 | -55.4903 | 1732 | 2500 | 0 | 238.0952 | 0 | 55.8795 | 2793.9747 | 55.8795 | 2793.9747
1600 | 67 | 3 | 8 | 2500 | 0 | 142.8571 | 1428.5714 | 83.0904 | 4154.519 | 4210.0092 | -55.4903 | 1732 | 2500 | 0 | 238.0952 | 0 | 55.8795 | 2793.9747 | 55.8795 | 2793.9747
1601 | 67 | 3 | 8 | 2500 | 0 | 142.8571 | 0 | 53.9359 | 2696.793 | 4210.0092 | -1513.2162 | 1732 | 2500 | 3857.1429 | 238.0952 | 0 | 134.5967 | 6729.8348 | 134.5967 | 6729.8348
1602 | 67 | 3 | 8 | 2500 | 3214.2857 | 142.8571 | 0 | 119.5335 | 5976.6764 | 4210.0092 | 1766.6671 | 1732 | 2500 | 6428.5714 | 238.0952 | 0 | 187.0748 | 9353.7415 | 187.0748 | 9353.7415
1603 | 67 | 3 | 8 | 2500 | 6428.5714 | 142.8571 | 0 | 185.1312 | 9256.5598 | 4210.0092 | 5046.5505 | 1732 | 2500 | 6428.5714 | 238.0952 | 2000 | 227.8912 | 11394.5578 | 227.8912 | 11394.5578
1604 | 67 | 3 | 8 | 2500 | 6428.5714 | 142.8571 | 0 | 185.1312 | 9256.5598 | 4210.0092 | 5046.5505 | 1732 | 2500 | 6428.5714 | 238.0952 | 2000 | 227.8912 | 11394.5578 | 227.8912 | 11394.5578
1605 | 67 | 3 | 8 | 2500 | 6428.5714 | 142.8571 | 0 | 185.1312 | 9256.5598 | 4210.0092 | 5046.5505 | 1732 | 2500 | 2571.4286 | 238.0952 | 2000 | 149.174 | 7458.6978 | 149.174 | 7458.6978
1606 | 67 | 3 | 8 | 2500 | 3214.2857 | 142.8571 | 0 | 119.5335 | 5976.6764 | 4210.0092 | 1766.6671 | 1732 | 2500 | 0 | 238.0952 | 2000 | 96.6958 | 4834.7911 | 96.6958 | 4834.7911
1607 | 67 | 3 | 9 | 2500 | 0 | 142.8571 | 0 | 53.9359 | 2696.793 | 4210.0092 | -1513.2162 | 1732 | 2500 | 0 | 238.0952 | 2000 | 96.6958 | 4834.7911 | 96.6958 | 4834.7911
1608 | 68 | 3 | 9 | 2500 | 0 | 142.8571 | 0 | 53.9359 | 2696.793 | 2677.7923 | 19.0007 | 1732 | 959.7796 | 4.9873 | 0 | 0 | 0 | 0 | 0 | 0
1609 | 68 | 3 | 9 | 2500 | 0 | 142.8571 | 0 | 53.9359 | 2696.793 | 2677.7923 | 19.0007 | 1732 | 959.7796 | 4.9873 | 0 | 0 | 0 | 0 | 0 | 0
1610 | 68 | 3 | 9 | 2500 | 0 | 142.8571 | 0 | 53.9359 | 2696.793 | 2677.7923 | 19.0007 | 1732 | 959.7796 | 4.9873 | 0 | 0 | 0 | 0 | 0 | 0
1611 | 68 | 3 | 9 | 2500 | 0 | 142.8571 | 0 | 53.9359 | 2696.793 | 2677.7923 | 19.0007 | 1732 | 959.7796 | 4.9873 | 0 | 0 | 0 | 0 | 0 | 0
1612 | 68 | 3 | 9 | 2500 | 0 | 142.8571 | 0 | 53.9359 | 2696.793 | 2677.7923 | 19.0007 | 1732 | 959.7796 | 4.9873 | 0 | 0 | 0 | 0 | 0 | 0
1613 | 68 | 3 | 9 | 2500 | 3857.1429 | 142.8571 | 0 | 132.6531 | 6632.6531 | 3446 | 3186.6531 | 1732 | 1732 | 1732 | 0 | 0 | 0 | 0 | 0 | 0
1614 | 68 | 3 | 9 | 2500 | 6428.5714 | 142.8571 | 0 | 185.1312 | 9256.5598 | 3446 | 5810.5598 | 1732 | 1732 | 1732 | 0 | 0 | 0 | 0 | 0 | 0
1615 | 68 | 3 | 9 | 2500 | 6428.5714 | 142.8571 | 1428.5714 | 214.2857 | 10714.2857 | 3446 | 7268.2857 | 1732 | 1732 | 1732 | 0 | 0 | 0 | 0 | 0 | 0
1616 | 68 | 3 | 9 | 2500 | 6428.5714 | 142.8571 | 1428.5714 | 214.2857 | 10714.2857 | 3446 | 7268.2857 | 1732 | 1732 | 1732 | 0 | 0 | 0 | 0 | 0 | 0
1617 | 68 | 3 | 9 | 2500 | 2571.4286 | 142.8571 | 1428.5714 | 135.5685 | 6778.4257 | 3446 | 3332.4257 | 1732 | 1732 | 1732 | 0 | 0 | 0 | 0 | 0 | 0
1618 | 68 | 3 | 9 | 2500 | 0 | 142.8571 | 1428.5714 | 83.0904 | 4154.519 | 3446 | 708.519 | 1732 | 1732 | 686.9308 | 0 | 0 | 0 | 0 | 0 | 0
1619 | 68 | 3 | 9 | 2500 | 0 | 142.8571 | 1428.5714 | 83.0904 | 4154.519 | 3446 | 708.519 | 1732 | 1732 | 686.9308 | 0 | 0 | 0 | 0 | 0 | 0
1620 | 68 | 3 | 9 | 2500 | 0 | 142.8571 | 1428.5714 | 83.0904 | 4154.519 | 4210.0092 | -55.4903 | 1732 | 2500 | 0 | 238.0952 | 0 | 55.8795 | 2793.9747 | 55.8795 | 2793.9747
1621 | 68 | 3 | 9 | 2500 | 0 | 142.8571 | 1428.5714 | 83.0904 | 4154.519 | 4210.0092 | -55.4903 | 1732 | 2500 | 0 | 238.0952 | 0 | 55.8795 | 2793.9747 | 55.8795 | 2793.9747
1622 | 68 | 3 | 9 | 2500 | 0 | 142.8571 | 1428.5714 | 83.0904 | 4154.519 | 4210.0092 | -55.4903 | 1732 | 2500 | 0 | 238.0952 | 0 | 55.8795 | 2793.9747 | 55.8795 | 2793.9747
1623 | 68 | 3 | 9 | 2500 | 0 | 142.8571 | 1428.5714 | 83.0904 | 4154.519 | 4210.0092 | -55.4903 | 1732 | 2500 | 0 | 238.0952 | 0 | 55.8795 | 2793.9747 | 55.8795 | 2793.9747
1624 | 68 | 3 | 9 | 2500 | 0 | 142.8571 | 1428.5714 | 83.0904 | 4154.519 | 4210.0092 | -55.4903 | 1732 | 2500 | 0 | 238.0952 | 0 | 55.8795 | 2793.9747 | 55.8795 | 2793.9747
1625 | 68 | 3 | 9 | 2500 | 0 | 142.8571 | 0 | 53.9359 | 2696.793 | 4210.0092 | -1513.2162 | 1732 | 2500 | 3857.1429 | 238.0952 | 0 | 134.5967 | 6729.8348 | 134.5967 | 6729.8348
1626 | 68 | 3 | 9 | 2500 | 3214.2857 | 142.8571 | 0 | 119.5335 | 5976.6764 | 4210.0092 | 1766.6671 | 1732 | 2500 | 6428.5714 | 238.0952 | 0 | 187.0748 | 9353.7415 | 187.0748 | 9353.7415
1627 | 68 | 3 | 9 | 2500 | 6428.5714 | 142.8571 | 0 | 185.1312 | 9256.5598 | 4210.0092 | 5046.5505 | 1732 | 2500 | 6428.5714 | 238.0952 | 2000 | 227.8912 | 11394.5578 | 227.8912 | 11394.5578
1628 | 68 | 3 | 9 | 2500 | 6428.5714 | 142.8571 | 0 | 185.1312 | 9256.5598 | 4210.0092 | 5046.5505 | 1732 | 2500 | 6428.5714 | 238.0952 | 2000 | 227.8912 | 11394.5578 | 227.8912 | 11394.5578
1629 | 68 | 3 | 9 | 2500 | 6428.5714 | 142.8571 | 0 | 185.1312 | 9256.5598 | 4210.0092 | 5046.5505 | 1732 | 2500 | 2571.4286 | 238.0952 | 2000 | 149.174 | 7458.6978 | 149.174 | 7458.6978
1630 | 68 | 3 | 9 | 2500 | 3214.2857 | 142.8571 | 0 | 119.5335 | 5976.6764 | 4210.0092 | 1766.6671 | 1732 | 2500 | 0 | 238.0952 | 2000 | 96.6958 | 4834.7911 | 96.6958 | 4834.7911
1631 | 68 | 3 | 10 | 2500 | 0 | 142.8571 | 0 | 53.9359 | 2696.793 | 4210.0092 | -1513.2162 | 1732 | 2500 | 0 | 238.0952 | 2000 | 96.6958 | 4834.7911 | 96.6958 | 4834.7911
1632 | 69 | 3 | 10 | 2500 | 0 | 142.8571 | 0 | 53.9359 | 2696.793 | 2677.7923 | 19.0007 | 1732 | 959.7796 | 4.9873 | 0 | 0 | 0 | 0 | 0 | 0
1633 | 69 | 3 | 10 | 2500 | 0 | 142.8571 | 0 | 53.9359 | 2696.793 | 2677.7923 | 19.0007 | 1732 | 959.7796 | 4.9873 | 0 | 0 | 0 | 0 | 0 | 0
1634 | 69 | 3 | 10 | 2500 | 0 | 142.8571 | 0 | 53.9359 | 2696.793 | 2677.7923 | 19.0007 | 1732 | 959.7796 | 4.9873 | 0 | 0 | 0 | 0 | 0 | 0
1635 | 69 | 3 | 10 | 2500 | 0 | 142.8571 | 0 | 53.9359 | 2696.793 | 2677.7923 | 19.0007 | 1732 | 959.7796 | 4.9873 | 0 | 0 | 0 | 0 | 0 | 0
1636 | 69 | 3 | 10 | 2500 | 0 | 142.8571 | 0 | 53.9359 | 2696.793 | 2677.7923 | 19.0007 | 1732 | 959.7796 | 4.9873 | 0 | 0 | 0 | 0 | 0 | 0
1637 | 69 | 3 | 10 | 2500 | 3857.1429 | 142.8571 | 0 | 132.6531 | 6632.6531 | 3446 | 3186.6531 | 1732 | 1732 | 1732 | 0 | 0 | 0 | 0 | 0 | 0
1638 | 69 | 3 | 10 | 2500 | 6428.5714 | 142.8571 | 0 | 185.1312 | 9256.5598 | 3446 | 5810.5598 | 1732 | 1732 | 1732 | 0 | 0 | 0 | 0 | 0 | 0
1639 | 69 | 3 | 10 | 2500 | 6428.5714 | 142.8571 | 1428.5714 | 214.2857 | 10714.2857 | 3446 | 7268.2857 | 1732 | 1732 | 1732 | 0 | 0 | 0 | 0 | 0 | 0
1640 | 69 | 3 | 10 | 2500 | 6428.5714 | 142.8571 | 1428.5714 | 214.2857 | 10714.2857 | 3446 | 7268.2857 | 1732 | 1732 | 1732 | 0 | 0 | 0 | 0 | 0 | 0
1641 | 69 | 3 | 10 | 2500 | 2571.4286 | 142.8571 | 1428.5714 | 135.5685 | 6778.4257 | 3446 | 3332.4257 | 1732 | 1732 | 1732 | 0 | 0 | 0 | 0 | 0 | 0
1642 | 69 | 3 | 10 | 2500 | 0 | 142.8571 | 1428.5714 | 83.0904 | 4154.519 | 3446 | 708.519 | 1732 | 1732 | 686.9308 | 0 | 0 | 0 | 0 | 0 | 0
1643 | 69 | 3 | 10 | 2500 | 0 | 142.8571 | 1428.5714 | 83.0904 | 4154.519 | 3446 | 708.519 | 1732 | 1732 | 686.9308 | 0 | 0 | 0 | 0 | 0 | 0
1644 | 69 | 3 | 10 | 2500 | 0 | 142.8571 | 1428.5714 | 83.0904 | 4154.519 | 4210.0092 | -55.4903 | 1732 | 2500 | 0 | 238.0952 | 0 | 55.8795 | 2793.9747 | 55.8795 | 2793.9747
1645 | 69 | 3 | 10 | 2500 | 0 | 142.8571 | 1428.5714 | 83.0904 | 4154.519 | 4210.0092 | -55.4903 | 1732 | 2500 | 0 | 238.0952 | 0 | 55.8795 | 2793.9747 | 55.8795 | 2793.9747
1646 | 69 | 3 | 10 | 2500 | 0 | 142.8571 | 1428.5714 | 83.0904 | 4154.519 | 4210.0092 | -55.4903 | 1732 | 2500 | 0 | 238.0952 | 0 | 55.8795 | 2793.9747 | 55.8795 | 2793.9747
1647 | 69 | 3 | 10 | 2500 | 0 | 142.8571 | 1428.5714 | 83.0904 | 4154.519 | 4210.0092 | -55.4903 | 1732 | 2500 | 0 | 238.0952 | 0 | 55.8795 | 2793.9747 | 55.8795 | 2793.9747
1648 | 69 | 3 | 10 | 2500 | 0 | 142.8571 | 1428.5714 | 83.0904 | 4154.519 | 4210.0092 | -55.4903 | 1732 | 2500 | 0 | 238.0952 | 0 | 55.8795 | 2793.9747 | 55.8795 | 2793.9747
1649 | 69 | 3 | 10 | 2500 | 0 | 142.8571 | 0 | 53.9359 | 2696.793 | 4210.0092 | -1513.2162 | 1732 | 2500 | 3857.1429 | 238.0952 | 0 | 134.5967 | 6729.8348 | 134.5967 | 6729.8348
1650 | 69 | 3 | 10 | 2500 | 3214.2857 | 142.8571 | 0 | 119.5335 | 5976.6764 | 4210.0092 | 1766.6671 | 1732 | 2500 | 6428.5714 | 238.0952 | 0 | 187.0748 | 9353.7415 | 187.0748 | 9353.7415
1651 | 69 | 3 | 10 | 2500 | 6428.5714 | 142.8571 | 0 | 185.1312 | 9256.5598 | 4210.0092 | 5046.5505 | 1732 | 2500 | 6428.5714 | 238.0952 | 2000 | 227.8912 | 11394.5578 | 227.8912 | 11394.5578
1652 | 69 | 3 | 10 | 2500 | 6428.5714 | 142.8571 | 0 | 185.1312 | 9256.5598 | 4210.0092 | 5046.5505 | 1732 | 2500 | 6428.5714 | 238.0952 | 2000 | 227.8912 | 11394.5578 | 227.8912 | 11394.5578
1653 | 69 | 3 | 10 | 2500 | 6428.5714 | 142.8571 | 0 | 185.1312 | 9256.5598 | 4210.0092 | 5046.5505 | 1732 | 2500 | 2571.4286 | 238.0952 | 2000 | 149.174 | 7458.6978 | 149.174 | 7458.6978
1654 | 69 | 3 | 10 | 2500 | 3214.2857 | 142.8571 | 0 | 119.5335 | 5976.6764 | 4210.0092 | 1766.6671 | 1732 | 2500 | 0 | 238.0952 | 2000 | 96.6958 | 4834.7911 | 96.6958 | 4834.7911
1655 | 69 | 3 | 11 | 2500 | 0 | 142.8571 | 0 | 53.9359 | 2696.793 | 4210.0092 | -1513.2162 | 1732 | 2500 | 0 | 238.0952 | 2000 | 96.6958 | 4834.7911 | 96.6958 | 4834.7911
1656 | 70 | 3 | 11 | 2500 | 0 | 142.8571 | 0 | 53.9359 | 2696.793 | 2677.7923 | 19.0007 | 1732 | 959.7796 | 4.9873 | 0 | 0 | 0 | 0 | 0 | 0
1657 | 70 | 3 | 11 | 2500 | 0 | 142.8571 | 0 | 53.9359 | 2696.793 | 2677.7923 | 19.0007 | 1732 | 959.7796 | 4.9873 | 0 | 0 | 0 | 0 | 0 | 0
1658 | 70 | 3 | 11 | 2500 | 0 | 142.8571 | 0 | 53.9359 | 2696.793 | 2677.7923 | 19.0007 | 1732 | 959.7796 | 4.9873 | 0 | 0 | 0 | 0 | 0 | 0
1659 | 70 | 3 | 11 | 2500 | 0 | 142.8571 | 0 | 53.9359 | 2696.793 | 2677.7923 | 19.0007 | 1732 | 959.7796 | 4.9873 | 0 | 0 | 0 | 0 | 0 | 0
1660 | 70 | 3 | 11 | 2500 | 0 | 142.8571 | 0 | 53.9359 | 2696.793 | 2677.7923 | 19.0007 | 1732 | 959.7796 | 4.9873 | 0 | 0 | 0 | 0 | 0 | 0
1661 | 70 | 3 | 11 | 2500 | 3857.1429 | 142.8571 | 0 | 132.6531 | 6632.6531 | 3446 | 3186.6531 | 1732 | 1732 | 1732 | 0 | 0 | 0 | 0 | 0 | 0
1662 | 70 | 3 | 11 | 2500 | 6428.5714 | 142.8571 | 0 | 185.1312 | 9256.5598 | 3446 | 5810.5598 | 1732 | 1732 | 1732 | 0 | 0 | 0 | 0 | 0 | 0
1663 | 70 | 3 | 11 | 2500 | 6428.5714 | 142.8571 | 1428.5714 | 214.2857 | 10714.2857 | 3446 | 7268.2857 | 1732 | 1732 | 1732 | 0 | 0 | 0 | 0 | 0 | 0
1664 | 70 | 3 | 11 | 2500 | 6428.5714 | 142.8571 | 1428.5714 | 214.2857 | 10714.2857 | 3446 | 7268.2857 | 1732 | 1732 | 1732 | 0 | 0 | 0 | 0 | 0 | 0
1665 | 70 | 3 | 11 | 2500 | 2571.4286 | 142.8571 | 1428.5714 | 135.5685 | 6778.4257 | 3446 | 3332.4257 | 1732 | 1732 | 1732 | 0 | 0 | 0 | 0 | 0 | 0
1666 | 70 | 3 | 11 | 2500 | 0 | 142.8571 | 1428.5714 | 83.0904 | 4154.519 | 3446 | 708.519 | 1732 | 1732 | 686.9308 | 0 | 0 | 0 | 0 | 0 | 0
1667 | 70 | 3 | 11 | 2500 | 0 | 142.8571 | 1428.5714 | 83.0904 | 4154.519 | 3446 | 708.519 | 1732 | 1732 | 686.9308 | 0 | 0 | 0 | 0 | 0 | 0
1668 | 70 | 3 | 11 | 2500 | 0 | 142.8571 | 1428.5714 | 83.0904 | 4154.519 | 4210.0092 | -55.4903 | 1732 | 2500 | 0 | 238.0952 | 0 | 55.8795 | 2793.9747 | 55.8795 | 2793.9747
1669 | 70 | 3 | 11 | 2500 | 0 | 142.8571 | 1428.5714 | 83.0904 | 4154.519 | 4210.0092 | -55.4903 | 1732 | 2500 | 0 | 238.0952 | 0 | 55.8795 | 2793.9747 | 55.8795 | 2793.9747
1670 | 70 | 3 | 11 | 2500 | 0 | 142.8571 | 1428.5714 | 83.0904 | 4154.519 | 4210.0092 | -55.4903 | 1732 | 2500 | 0 | 238.0952 | 0 | 55.8795 | 2793.9747 | 55.8795 | 2793.9747
1671 | 70 | 3 | 11 | 2500 | 0 | 142.8571 | 1428.5714 | 83.0904 | 4154.519 | 4210.0092 | -55.4903 | 1732 | 2500 | 0 | 238.0952 | 0 | 55.8795 | 2793.9747 | 55.8795 | 2793.9747
1672 | 70 | 3 | 11 | 2500 | 0 | 142.8571 | 1428.5714 | 83.0904 | 4154.519 | 4210.0092 | -55.4903 | 1732 | 2500 | 0 | 238.0952 | 0 | 55.8795 | 2793.9747 | 55.8795 | 2793.9747
1673 | 70 | 3 | 11 | 2500 | 0 | 142.8571 | 0 | 53.9359 | 2696.793 | 4210.0092 | -1513.2162 | 1732 | 2500 | 3857.1429 | 238.0952 | 0 | 134.5967 | 6729.8348 | 134.5967 | 6729.8348
1674 | 70 | 3 | 11 | 2500 | 3214.2857 | 142.8571 | 0 | 119.5335 | 5976.6764 | 4210.0092 | 1766.6671 | 1732 | 2500 | 6428.5714 | 238.0952 | 0 | 187.0748 | 9353.7415 | 187.0748 | 9353.7415
1675 | 70 | 3 | 11 | 2500 | 6428.5714 | 142.8571 | 0 | 185.1312 | 9256.5598 | 4210.0092 | 5046.5505 | 1732 | 2500 | 6428.5714 | 238.0952 | 2000 | 227.8912 | 11394.5578 | 227.8912 | 11394.5578
1676 | 70 | 3 | 11 | 2500 | 6428.5714 | 142.8571 | 0 | 185.1312 | 9256.5598 | 4210.0092 | 5046.5505 | 1732 | 2500 | 6428.5714 | 238.0952 | 2000 | 227.8912 | 11394.5578 | 227.8912 | 11394.5578
1677 | 70 | 3 | 11 | 2500 | 6428.5714 | 142.8571 | 0 | 185.1312 | 9256.5598 | 4210.0092 | 5046.5505 | 1732 | 2500 | 2571.4286 | 238.0952 | 2000 | 149.174 | 7458.6978 | 149.174 | 7458.6978
1678 | 70 | 3 | 11 | 2500 | 3214.2857 | 142.8571 | 0 | 119.5335 | 5976.6764 | 4210.0092 | 1766.6671 | 1732 | 2500 | 0 | 238.0952 | 2000 | 96.6958 | 4834.7911 | 96.6958 | 4834.7911
1679 | 70 | 3 | 12 | 2500 | 0 | 142.8571 | 0 | 53.9359 | 2696.793 | 4210.0092 | -1513.2162 | 1732 | 2500 | 0 | 238.0952 | 2000 | 96.6958 | 4834.7911 | 96.6958 | 4834.7911
1680 | 71 | 3 | 12 | 2500 | 0 | 142.8571 | 0 | 53.9359 | 2696.793 | 2677.7923 | 19.0007 | 1732 | 959.7796 | 4.9873 | 0 | 0 | 0 | 0 | 0 | 0
1681 | 71 | 3 | 12 | 2500 | 0 | 142.8571 | 0 | 53.9359 | 2696.793 | 2677.7923 | 19.0007 | 1732 | 959.7796 | 4.9873 | 0 | 0 | 0 | 0 | 0 | 0
1682 | 71 | 3 | 12 | 2500 | 0 | 142.8571 | 0 | 53.9359 | 2696.793 | 2677.7923 | 19.0007 | 1732 | 959.7796 | 4.9873 | 0 | 0 | 0 | 0 | 0 | 0
1683 | 71 | 3 | 12 | 2500 | 0 | 142.8571 | 0 | 53.9359 | 2696.793 | 2677.7923 | 19.0007 | 1732 | 959.7796 | 4.9873 | 0 | 0 | 0 | 0 | 0 | 0
1684 | 71 | 3 | 12 | 2500 | 0 | 142.8571 | 0 | 53.9359 | 2696.793 | 2677.7923 | 19.0007 | 1732 | 959.7796 | 4.9873 | 0 | 0 | 0 | 0 | 0 | 0
1685 | 71 | 3 | 12 | 2500 | 3857.1429 | 142.8571 | 0 | 132.6531 | 6632.6531 | 3446 | 3186.6531 | 1732 | 1732 | 1732 | 0 | 0 | 0 | 0 | 0 | 0
1686 | 71 | 3 | 12 | 2500 | 6428.5714 | 142.8571 | 0 | 185.1312 | 9256.5598 | 3446 | 5810.5598 | 1732 | 1732 | 1732 | 0 | 0 | 0 | 0 | 0 | 0
1687 | 71 | 3 | 12 | 2500 | 6428.5714 | 142.8571 | 1428.5714 | 214.2857 | 10714.2857 | 3446 | 7268.2857 | 1732 | 1732 | 1732 | 0 | 0 | 0 | 0 | 0 | 0
1688 | 71 | 3 | 12 | 2500 | 6428.5714 | 142.8571 | 1428.5714 | 214.2857 | 10714.2857 | 3446 | 7268.2857 | 1732 | 1732 | 1732 | 0 | 0 | 0 | 0 | 0 | 0
1689 | 71 | 3 | 12 | 2500 | 2571.4286 | 142.8571 | 1428.5714 | 135.5685 | 6778.4257 | 3446 | 3332.4257 | 1732 | 1732 | 1732 | 0 | 0 | 0 | 0 | 0 | 0
1690 | 71 | 3 | 12 | 2500 | 0 | 142.8571 | 1428.5714 | 83.0904 | 4154.519 | 3446 | 708.519 | 1732 | 1732 | 686.9308 | 0 | 0 | 0 | 0 | 0 | 0
1691 | 71 | 3 | 12 | 2500 | 0 | 142.8571 | 1428.5714 | 83.0904 | 4154.519 | 3446 | 708.519 | 1732 | 1732 | 686.9308 | 0 | 0 | 0 | 0 | 0 | 0
1692 | 71 | 3 | 12 | 2500 | 0 | 142.8571 | 1428.5714 | 83.0904 | 4154.519 | 4210.0092 | -55.4903 | 1732 | 2500 | 0 | 238.0952 | 0 | 55.8795 | 2793.9747 | 55.8795 | 2793.9747
1693 | 71 | 3 | 12 | 2500 | 0 | 142.8571 | 1428.5714 | 83.0904 | 4154.519 | 4210.0092 | -55.4903 | 1732 | 2500 | 0 | 238.0952 | 0 | 55.8795 | 2793.9747 | 55.8795 | 2793.9747
1694 | 71 | 3 | 12 | 2500 | 0 | 142.8571 | 1428.5714 | 83.0904 | 4154.519 | 4210.0092 | -55.4903 | 1732 | 2500 | 0 | 238.0952 | 0 | 55.8795 | 2793.9747 | 55.8795 | 2793.9747
1695 | 71 | 3 | 12 | 2500 | 0 | 142.8571 | 1428.5714 | 83.0904 | 4154.519 | 4210.0092 | -55.4903 | 1732 | 2500 | 0 | 238.0952 | 0 | 55.8795 | 2793.9747 | 55.8795 | 2793.9747
1696 | 71 | 3 | 12 | 2500 | 0 | 142.8571 | 1428.5714 | 83.0904 | 4154.519 | 4210.0092 | -55.4903 | 1732 | 2500 | 0 | 238.0952 | 0 | 55.8795 | 2793.9747 | 55.8795 | 2793.9747
1697 | 71 | 3 | 12 | 2500 | 0 | 142.8571 | 0 | 53.9359 | 2696.793 | 4210.0092 | -1513.2162 | 1732 | 2500 | 3857.1429 | 238.0952 | 0 | 134.5967 | 6729.8348 | 134.5967 | 6729.8348
1698 | 71 | 3 | 12 | 2500 | 3214.2857 | 142.8571 | 0 | 119.5335 | 5976.6764 | 4210.0092 | 1766.6671 | 1732 | 2500 | 6428.5714 | 238.0952 | 0 | 187.0748 | 9353.7415 | 187.0748 | 9353.7415
1699 | 71 | 3 | 12 | 2500 | 6428.5714 | 142.8571 | 0 | 185.1312 | 9256.5598 | 4210.0092 | 5046.5505 | 1732 | 2500 | 6428.5714 | 238.0952 | 2000 | 227.8912 | 11394.5578 | 227.8912 | 11394.5578
1700 | 71 | 3 | 12 | 2500 | 6428.5714 | 142.8571 | 0 | 185.1312 | 9256.5598 | 4210.0092 | 5046.5505 | 1732 | 2500 | 6428.5714 | 238.0952 | 2000 | 227.8912 | 11394.5578 | 227.8912 | 11394.5578
1701 | 71 | 3 | 12 | 2500 | 6428.5714 | 142.8571 | 0 | 185.1312 | 9256.5598 | 4210.0092 | 5046.5505 | 1732 | 2500 | 2571.4286 | 238.0952 | 2000 | 149.174 | 7458.6978 | 149.174 | 7458.6978
1702 | 71 | 3 | 12 | 2500 | 3214.2857 | 142.8571 | 0 | 119.5335 | 5976.6764 | 4210.0092 | 1766.6671 | 1732 | 2500 | 0 | 238.0952 | 2000 | 96.6958 | 4834.7911 | 96.6958 | 4834.7911
1703 | 71 | 3 | 13 | 2500 | 0 | 142.8571 | 0 | 53.9359 | 2696.793 | 4210.0092 | -1513.2162 | 1732 | 2500 | 0 | 238.0952 | 2000 | 96.6958 | 4834.7911 | 96.6958 | 4834.7911
1704 | 72 | 3 | 13 | 2500 | 0 | 142.8571 | 0 | 53.9359 | 2696.793 | 2677.7923 | 19.0007 | 1732 | 959.7796 | 4.9873 | 0 | 0 | 0 | 0 | 0 | 0
1705 | 72 | 3 | 13 | 2500 | 0 | 142.8571 | 0 | 53.9359 | 2696.793 | 2677.7923 | 19.0007 | 1732 | 959.7796 | 4.9873 | 0 | 0 | 0 | 0 | 0 | 0
1706 | 72 | 3 | 13 | 2500 | 0 | 142.8571 | 0 | 53.9359 | 2696.793 | 2677.7923 | 19.0007 | 1732 | 959.7796 | 4.9873 | 0 | 0 | 0 | 0 | 0 | 0
1707 | 72 | 3 | 13 | 2500 | 0 | 142.8571 | 0 | 53.9359 | 2696.793 | 2677.7923 | 19.0007 | 1732 | 959.7796 | 4.9873 | 0 | 0 | 0 | 0 | 0 | 0
1708 | 72 | 3 | 13 | 2500 | 0 | 142.8571 | 0 | 53.9359 | 2696.793 | 2677.7923 | 19.0007 | 1732 | 959.7796 | 4.9873 | 0 | 0 | 0 | 0 | 0 | 0
1709 | 72 | 3 | 13 | 2500 | 3857.1429 | 142.8571 | 0 | 132.6531 | 6632.6531 | 3446 | 3186.6531 | 1732 | 1732 | 1732 | 0 | 0 | 0 | 0 | 0 | 0
1710 | 72 | 3 | 13 | 2500 | 6428.5714 | 142.8571 | 0 | 185.1312 | 9256.5598 | 3446 | 5810.5598 | 1732 | 1732 | 1732 | 0 | 0 | 0 | 0 | 0 | 0
1711 | 72 | 3 | 13 | 2500 | 6428.5714 | 142.8571 | 1428.5714 | 214.2857 | 10714.2857 | 3446 | 7268.2857 | 1732 | 1732 | 1732 | 0 | 0 | 0 | 0 | 0 | 0
1712 | 72 | 3 | 13 | 2500 | 6428.5714 | 142.8571 | 1428.5714 | 214.2857 | 10714.2857 | 3446 | 7268.2857 | 1732 | 1732 | 1732 | 0 | 0 | 0 | 0 | 0 | 0
1713 | 72 | 3 | 13 | 2500 | 2571.4286 | 142.8571 | 1428.5714 | 135.5685 | 6778.4257 | 3446 | 3332.4257 | 1732 | 1732 | 1732 | 0 | 0 | 0 | 0 | 0 | 0
1714 | 72 | 3 | 13 | 2500 | 0 | 142.8571 | 1428.5714 | 83.0904 | 4154.519 | 3446 | 708.519 | 1732 | 1732 | 686.9308 | 0 | 0 | 0 | 0 | 0 | 0
1715 | 72 | 3 | 13 | 2500 | 0 | 142.8571 | 1428.5714 | 83.0904 | 4154.519 | 3446 | 708.519 | 1732 | 1732 | 686.9308 | 0 | 0 | 0 | 0 | 0 | 0
1716 | 72 | 3 | 13 | 2500 | 0 | 142.8571 | 1428.5714 | 83.0904 | 4154.519 | 4210.0092 | -55.4903 | 1732 | 2500 | 0 | 238.0952 | 0 | 55.8795 | 2793.9747 | 55.8795 | 2793.9747
1717 | 72 | 3 | 13 | 2500 | 0 | 142.8571 | 1428.5714 | 83.0904 | 4154.519 | 4210.0092 | -55.4903 | 1732 | 2500 | 0 | 238.0952 | 0 | 55.8795 | 2793.9747 | 55.8795 | 2793.9747
1718 | 72 | 3 | 13 | 2500 | 0 | 142.8571 | 1428.5714 | 83.0904 | 4154.519 | 4210.0092 | -55.4903 | 1732 | 2500 | 0 | 238.0952 | 0 | 55.8795 | 2793.9747 | 55.8795 | 2793.9747
1719 | 72 | 3 | 13 | 2500 | 0 | 142.8571 | 1428.5714 | 83.0904 | 4154.519 | 4210.0092 | -55.4903 | 1732 | 2500 | 0 | 238.0952 | 0 | 55.8795 | 2793.9747 | 55.8795 | 2793.9747
1720 | 72 | 3 | 13 | 2500 | 0 | 142.8571 | 1428.5714 | 83.0904 | 4154.519 | 4210.0092 | -55.4903 | 1732 | 2500 | 0 | 238.0952 | 0 | 55.8795 | 2793.9747 | 55.8795 | 2793.9747
1721 | 72 | 3 | 13 | 2500 | 0 | 142.8571 | 0 | 53.9359 | 2696.793 | 4210.0092 | -1513.2162 | 1732 | 2500 | 3857.1429 | 238.0952 | 0 | 134.5967 | 6729.8348 | 134.5967 | 6729.8348
1722 | 72 | 3 | 13 | 2500 | 3214.2857 | 142.8571 | 0 | 119.5335 | 5976.6764 | 4210.0092 | 1766.6671 | 1732 | 2500 | 6428.5714 | 238.0952 | 0 | 187.0748 | 9353.7415 | 187.0748 | 9353.7415
1723 | 72 | 3 | 13 | 2500 | 6428.5714 | 142.8571 | 0 | 185.1312 | 9256.5598 | 4210.0092 | 5046.5505 | 1732 | 2500 | 6428.5714 | 238.0952 | 2000 | 227.8912 | 11394.5578 | 227.8912 | 11394.5578
1724 | 72 | 3 | 13 | 2500 | 6428.5714 | 142.8571 | 0 | 185.1312 | 9256.5598 | 4210.0092 | 5046.5505 | 1732 | 2500 | 6428.5714 | 238.0952 | 2000 | 227.8912 | 11394.5578 | 227.8912 | 11394.5578
1725 | 72 | 3 | 13 | 2500 | 6428.5714 | 142.8571 | 0 | 185.1312 | 9256.5598 | 4210.0092 | 5046.5505 | 1732 | 2500 | 2571.4286 | 238.0952 | 2000 | 149.174 | 7458.6978 | 149.174 | 7458.6978
1726 | 72 | 3 | 13 | 2500 | 3214.2857 | 142.8571 | 0 | 119.5335 | 5976.6764 | 4210.0092 | 1766.6671 | 1732 | 2500 | 0 | 238.0952 | 2000 | 96.6958 | 4834.7911 | 96.6958 | 4834.7911
1727 | 72 | 3 | 14 | 2500 | 0 | 142.8571 | 0 | 53.9359 | 2696.793 | 4210.0092 | -1513.2162 | 1732 | 2500 | 0 | 238.0952 | 2000 | 96.6958 | 4834.7911 | 96.6958 | 4834.7911
1728 | 73 | 3 | 14 | 2500 | 0 | 142.8571 | 0 | 53.9359 | 2696.793 | 2677.7923 | 19.0007 | 1732 | 959.7796 | 4.9873 | 0 | 0 | 0 | 0 | 0 | 0
1729 | 73 | 3 | 14 | 2500 | 0 | 142.8571 | 0 | 53.9359 | 2696.793 | 2677.7923 | 19.0007 | 1732 | 959.7796 | 4.9873 | 0 | 0 | 0 | 0 | 0 | 0
1730 | 73 | 3 | 14 | 2500 | 0 | 142.8571 | 0 | 53.9359 | 2696.793 | 2677.7923 | 19.0007 | 1732 | 959.7796 | 4.9873 | 0 | 0 | 0 | 0 | 0 | 0
1731 | 73 | 3 | 14 | 2500 | 0 | 142.8571 | 0 | 53.9359 | 2696.793 | 2677.7923 | 19.0007 | 1732 | 959.7796 | 4.9873 | 0 | 0 | 0 | 0 | 0 | 0
1732 | 73 | 3 | 14 | 2500 | 0 | 142.8571 | 0 | 53.9359 | 2696.793 | 2677.7923 | 19.0007 | 1732 | 959.7796 | 4.9873 | 0 | 0 | 0 | 0 | 0 | 0
1733 | 73 | 3 | 14 | 2500 | 3857.1429 | 142.8571 | 0 | 132.6531 | 6632.6531 | 3446 | 3186.6531 | 1732 | 1732 | 1732 | 0 | 0 | 0 | 0 | 0 | 0
1734 | 73 | 3 | 14 | 2500 | 6428.5714 | 142.8571 | 0 | 185.1312 | 9256.5598 | 3446 | 5810.5598 | 1732 | 1732 | 1732 | 0 | 0 | 0 | 0 | 0 | 0
1735 | 73 | 3 | 14 | 2500 | 6428.5714 | 142.8571 | 1428.5714 | 214.2857 | 10714.2857 | 3446 | 7268.2857 | 1732 | 1732 | 1732 | 0 | 0 | 0 | 0 | 0 | 0
1736 | 73 | 3 | 14 | 2500 | 6428.5714 | 142.8571 | 1428.5714 | 214.2857 | 10714.2857 | 3446 | 7268.2857 | 1732 | 1732 | 1732 | 0 | 0 | 0 | 0 | 0 | 0
1737 | 73 | 3 | 14 | 2500 | 2571.4286 | 142.8571 | 1428.5714 | 135.5685 | 6778.4257 | 3446 | 3332.4257 | 1732 | 1732 | 1732 | 0 | 0 | 0 | 0 | 0 | 0
1738 | 73 | 3 | 14 | 2500 | 0 | 142.8571 | 1428.5714 | 83.0904 | 4154.519 | 3446 | 708.519 | 1732 | 1732 | 686.9308 | 0 | 0 | 0 | 0 | 0 | 0
1739 | 73 | 3 | 14 | 2500 | 0 | 142.8571 | 1428.5714 | 83.0904 | 4154.519 | 3446 | 708.519 | 1732 | 1732 | 686.9308 | 0 | 0 | 0 | 0 | 0 | 0
1740 | 73 | 3 | 14 | 2500 | 0 | 142.8571 | 1428.5714 | 83.0904 | 4154.519 | 4210.0092 | -55.4903 | 1732 | 2500 | 0 | 238.0952 | 0 | 55.8795 | 2793.9747 | 55.8795 | 2793.9747
1741 | 73 | 3 | 14 | 2500 | 0 | 142.8571 | 1428.5714 | 83.0904 | 4154.519 | 4210.0092 | -55.4903 | 1732 | 2500 | 0 | 238.0952 | 0 | 55.8795 | 2793.9747 | 55.8795 | 2793.9747
1742 | 73 | 3 | 14 | 2500 | 0 | 142.8571 | 1428.5714 | 83.0904 | 4154.519 | 4210.0092 | -55.4903 | 1732 | 2500 | 0 | 238.0952 | 0 | 55.8795 | 2793.9747 | 55.8795 | 2793.9747
1743 | 73 | 3 | 14 | 2500 | 0 | 142.8571 | 1428.5714 | 83.0904 | 4154.519 | 4210.0092 | -55.4903 | 1732 | 2500 | 0 | 238.0952 | 0 | 55.8795 | 2793.9747 | 55.8795 | 2793.9747
1744 | 73 | 3 | 14 | 2500 | 0 | 142.8571 | 1428.5714 | 83.0904 | 4154.519 | 4210.0092 | -55.4903 | 1732 | 2500 | 0 | 238.0952 | 0 | 55.8795 | 2793.9747 | 55.8795 | 2793.9747
1745 | 73 | 3 | 14 | 2500 | 0 | 142.8571 | 0 | 53.9359 | 2696.793 | 4210.0092 | -1513.2162 | 1732 | 2500 | 3857.1429 | 238.0952 | 0 | 134.5967 | 6729.8348 | 134.5967 | 6729.8348
1746 | 73 | 3 | 14 | 2500 | 3214.2857 | 142.8571 | 0 | 119.5335 | 5976.6764 | 4210.0092 | 1766.6671 | 1732 | 2500 | 6428.5714 | 238.0952 | 0 | 187.0748 | 9353.7415 | 187.0748 | 9353.7415
1747 | 73 | 3 | 14 | 2500 | 6428.5714 | 142.8571 | 0 | 185.1312 | 9256.5598 | 4210.0092 | 5046.5505 | 1732 | 2500 | 6428.5714 | 238.0952 | 2000 | 227.8912 | 11394.5578 | 227.8912 | 11394.5578
1748 | 73 | 3 | 14 | 2500 | 6428.5714 | 142.8571 | 0 | 185.1312 | 9256.5598 | 4210.0092 | 5046.5505 | 1732 | 2500 | 6428.5714 | 238.0952 | 2000 | 227.8912 | 11394.5578 | 227.8912 | 11394.5578
1749 | 73 | 3 | 14 | 2500 | 6428.5714 | 142.8571 | 0 | 185.1312 | 9256.5598 | 4210.0092 | 5046.5505 | 1732 | 2500 | 2571.4286 | 238.0952 | 2000 | 149.174 | 7458.6978 | 149.174 | 7458.6978
1750 | 73 | 3 | 14 | 2500 | 3214.2857 | 142.8571 | 0 | 119.5335 | 5976.6764 | 4210.0092 | 1766.6671 | 1732 | 2500 | 0 | 238.0952 | 2000 | 96.6958 | 4834.7911 | 96.6958 | 4834.7911
1751 | 73 | 3 | 15 | 2500 | 0 | 142.8571 | 0 | 53.9359 | 2696.793 | 4210.0092 | -1513.2162 | 1732 | 2500 | 0 | 238.0952 | 2000 | 96.6958 | 4834.7911 | 96.6958 | 4834.7911
1752 | 74 | 3 | 15 | 2500 | 0 | 142.8571 | 0 | 53.9359 | 2696.793 | 2677.7923 | 19.0007 | 1732 | 959.7796 | 4.9873 | 0 | 0 | 0 | 0 | 0 | 0
1753 | 74 | 3 | 15 | 2500 | 0 | 142.8571 | 0 | 53.9359 | 2696.793 | 2677.7923 | 19.0007 | 1732 | 959.7796 | 4.9873 | 0 | 0 | 0 | 0 | 0 | 0
1754 | 74 | 3 | 15 | 2500 | 0 | 142.8571 | 0 | 53.9359 | 2696.793 | 2677.7923 | 19.0007 | 1732 | 959.7796 | 4.9873 | 0 | 0 | 0 | 0 | 0 | 0
1755 | 74 | 3 | 15 | 2500 | 0 | 142.8571 | 0 | 53.9359 | 2696.793 | 2677.7923 | 19.0007 | 1732 | 959.7796 | 4.9873 | 0 | 0 | 0 | 0 | 0 | 0
1756 | 74 | 3 | 15 | 2500 | 0 | 142.8571 | 0 | 53.9359 | 2696.793 | 2677.7923 | 19.0007 | 1732 | 959.7796 | 4.9873 | 0 | 0 | 0 | 0 | 0 | 0
1757 | 74 | 3 | 15 | 2500 | 3857.1429 | 142.8571 | 0 | 132.6531 | 6632.6531 | 3446 | 3186.6531 | 1732 | 1732 | 1732 | 0 | 0 | 0 | 0 | 0 | 0
1758 | 74 | 3 | 15 | 2500 | 6428.5714 | 142.8571 | 0 | 185.1312 | 9256.5598 | 3446 | 5810.5598 | 1732 | 1732 | 1732 | 0 | 0 | 0 | 0 | 0 | 0
1759 | 74 | 3 | 15 | 2500 | 6428.5714 | 142.8571 | 1428.5714 | 214.2857 | 10714.2857 | 3446 | 7268.2857 | 1732 | 1732 | 1732 | 0 | 0 | 0 | 0 | 0 | 0
1760 | 74 | 3 | 15 | 2500 | 6428.5714 | 142.8571 | 1428.5714 | 214.2857 | 10714.2857 | 3446 | 7268.2857 | 1732 | 1732 | 1732 | 0 | 0 | 0 | 0 | 0 | 0
1761 | 74 | 3 | 15 | 2500 | 2571.4286 | 142.8571 | 1428.5714 | 135.5685 | 6778.4257 | 3446 | 3332.4257 | 1732 | 1732 | 1732 | 0 | 0 | 0 | 0 | 0 | 0
1762 | 74 | 3 | 15 | 2500 | 0 | 142.8571 | 1428.5714 | 83.0904 | 4154.519 | 3446 | 708.519 | 1732 | 1732 | 686.9308 | 0 | 0 | 0 | 0 | 0 | 0
1763 | 74 | 3 | 15 | 2500 | 0 | 142.8571 | 1428.5714 | 83.0904 | 4154.519 | 3446 | 708.519 | 1732 | 1732 | 686.9308 | 0 | 0 | 0 | 0 | 0 | 0
1764 | 74 | 3 | 15 | 2500 | 0 | 142.8571 | 1428.5714 | 83.0904 | 4154.519 | 4210.0092 | -55.4903 | 1732 | 2500 | 0 | 238.0952 | 0 | 55.8795 | 2793.9747 | 55.8795 | 2793.9747
1765 | 74 | 3 | 15 | 2500 | 0 | 142.8571 | 1428.5714 | 83.0904 | 4154.519 | 4210.0092 | -55.4903 | 1732 | 2500 | 0 | 238.0952 | 0 | 55.8795 | 2793.9747 | 55.8795 | 2793.9747
1766 | 74 | 3 | 15 | 2500 | 0 | 142.8571 | 1428.5714 | 83.0904 | 4154.519 | 4210.0092 | -55.4903 | 1732 | 2500 | 0 | 238.0952 | 0 | 55.8795 | 2793.9747 | 55.8795 | 2793.9747
1767 | 74 | 3 | 15 | 2500 | 0 | 142.8571 | 1428.5714 | 83.0904 | 4154.519 | 4210.0092 | -55.4903 | 1732 | 2500 | 0 | 238.0952 | 0 | 55.8795 | 2793.9747 | 55.8795 | 2793.9747
1768 | 74 | 3 | 15 | 2500 | 0 | 142.8571 | 1428.5714 | 83.0904 | 4154.519 | 4210.0092 | -55.4903 | 1732 | 2500 | 0 | 238.0952 | 0 | 55.8795 | 2793.9747 | 55.8795 | 2793.9747
1769 | 74 | 3 | 15 | 2500 | 0 | 142.8571 | 0 | 53.9359 | 2696.793 | 4210.0092 | -1513.2162 | 1732 | 2500 | 3857.1429 | 238.0952 | 0 | 134.5967 | 6729.8348 | 134.5967 | 6729.8348
1770 | 74 | 3 | 15 | 2500 | 3214.2857 | 142.8571 | 0 | 119.5335 | 5976.6764 | 4210.0092 | 1766.6671 | 1732 | 2500 | 6428.5714 | 238.0952 | 0 | 187.0748 | 9353.7415 | 187.0748 | 9353.7415
1771 | 74 | 3 | 15 | 2500 | 6428.5714 | 142.8571 | 0 | 185.1312 | 9256.5598 | 4210.0092 | 5046.5505 | 1732 | 2500 | 6428.5714 | 238.0952 | 2000 | 227.8912 | 11394.5578 | 227.8912 | 11394.5578
1772 | 74 | 3 | 15 | 2500 | 6428.5714 | 142.8571 | 0 | 185.1312 | 9256.5598 | 4210.0092 | 5046.5505 | 1732 | 2500 | 6428.5714 | 238.0952 | 2000 | 227.8912 | 11394.5578 | 227.8912 | 11394.5578
1773 | 74 | 3 | 15 | 2500 | 6428.5714 | 142.8571 | 0 | 185.1312 | 9256.5598 | 4210.0092 | 5046.5505 | 1732 | 2500 | 2571.4286 | 238.0952 | 2000 | 149.174 | 7458.6978 | 149.174 | 7458.6978
1774 | 74 | 3 | 15 | 2500 | 3214.2857 | 142.8571 | 0 | 119.5335 | 5976.6764 | 4210.0092 | 1766.6671 | 1732 | 2500 | 0 | 238.0952 | 2000 | 96.6958 | 4834.7911 | 96.6958 | 4834.7911
1775 | 74 | 3 | 16 | 2500 | 0 | 142.8571 | 0 | 53.9359 | 2696.793 | 4210.0092 | -1513.2162 | 1732 | 2500 | 0 | 238.0952 | 2000 | 96.6958 | 4834.7911 | 96.6958 | 4834.7911
1776 | 75 | 3 | 16 | 2500 | 0 | 142.8571 | 0 | 53.9359 | 2696.793 | 2677.7923 | 19.0007 | 1732 | 959.7796 | 4.9873 | 0 | 0 | 0 | 0 | 0 | 0
1777 | 75 | 3 | 16 | 2500 | 0 | 142.8571 | 0 | 53.9359 | 2696.793 | 2677.7923 | 19.0007 | 1732 | 959.7796 | 4.9873 | 0 | 0 | 0 | 0 | 0 | 0
1778 | 75 | 3 | 16 | 2500 | 0 | 142.8571 | 0 | 53.9359 | 2696.793 | 2677.7923 | 19.0007 | 1732 | 959.7796 | 4.9873 | 0 | 0 | 0 | 0 | 0 | 0
1779 | 75 | 3 | 16 | 2500 | 0 | 142.8571 | 0 | 53.9359 | 2696.793 | 2677.7923 | 19.0007 | 1732 | 959.7796 | 4.9873 | 0 | 0 | 0 | 0 | 0 | 0
1780 | 75 | 3 | 16 | 2500 | 0 | 142.8571 | 0 | 53.9359 | 2696.793 | 2677.7923 | 19.0007 | 1732 | 959.7796 | 4.9873 | 0 | 0 | 0 | 0 | 0 | 0
1781 | 75 | 3 | 16 | 2500 | 3857.1429 | 142.8571 | 0 | 132.6531 | 6632.6531 | 3446 | 3186.6531 | 1732 | 1732 | 1732 | 0 | 0 | 0 | 0 | 0 | 0
1782 | 75 | 3 | 16 | 2500 | 6428.5714 | 142.8571 | 0 | 185.1312 | 9256.5598 | 3446 | 5810.5598 | 1732 | 1732 | 1732 | 0 | 0 | 0 | 0 | 0 | 0
1783 | 75 | 3 | 16 | 2500 | 6428.5714 | 142.8571 | 1428.5714 | 214.2857 | 10714.2857 | 3446 | 7268.2857 | 1732 | 1732 | 1732 | 0 | 0 | 0 | 0 | 0 | 0
1784 | 75 | 3 | 16 | 2500 | 6428.5714 | 142.8571 | 1428.5714 | 214.2857 | 10714.2857 | 3446 | 7268.2857 | 1732 | 1732 | 1732 | 0 | 0 | 0 | 0 | 0 | 0
1785 | 75 | 3 | 16 | 2500 | 2571.4286 | 142.8571 | 1428.5714 | 135.5685 | 6778.4257 | 3446 | 3332.4257 | 1732 | 1732 | 1732 | 0 | 0 | 0 | 0 | 0 | 0
1786 | 75 | 3 | 16 | 2500 | 0 | 142.8571 | 1428.5714 | 83.0904 | 4154.519 | 3446 | 708.519 | 1732 | 1732 | 686.9308 | 0 | 0 | 0 | 0 | 0 | 0
1787 | 75 | 3 | 16 | 2500 | 0 | 142.8571 | 1428.5714 | 83.0904 | 4154.519 | 3446 | 708.519 | 1732 | 1732 | 686.9308 | 0 | 0 | 0 | 0 | 0 | 0
1788 | 75 | 3 | 16 | 2500 | 0 | 142.8571 | 1428.5714 | 83.0904 | 4154.519 | 4210.0092 | -55.4903 | 1732 | 2500 | 0 | 238.0952 | 0 | 55.8795 | 2793.9747 | 55.8795 | 2793.9747
1789 | 75 | 3 | 16 | 2500 | 0 | 142.8571 | 1428.5714 | 83.0904 | 4154.519 | 4210.0092 | -55.4903 | 1732 | 2500 | 0 | 238.0952 | 0 | 55.8795 | 2793.9747 | 55.8795 | 2793.9747
1790 | 75 | 3 | 16 | 2500 | 0 | 142.8571 | 1428.5714 | 83.0904 | 4154.519 | 4210.0092 | -55.4903 | 1732 | 2500 | 0 | 238.0952 | 0 | 55.8795 | 2793.9747 | 55.8795 | 2793.9747
1791 | 75 | 3 | 16 | 2500 | 0 | 142.8571 | 1428.5714 | 83.0904 | 4154.519 | 4210.0092 | -55.4903 | 1732 | 2500 | 0 | 238.0952 | 0 | 55.8795 | 2793.9747 | 55.8795 | 2793.9747
1792 | 75 | 3 | 16 | 2500 | 0 | 142.8571 | 1428.5714 | 83.0904 | 4154.519 | 4210.0092 | -55.4903 | 1732 | 2500 | 0 | 238.0952 | 0 | 55.8795 | 2793.9747 | 55.8795 | 2793.9747
1793 | 75 | 3 | 16 | 2500 | 0 | 142.8571 | 0 | 53.9359 | 2696.793 | 4210.0092 | -1513.2162 | 1732 | 2500 | 3857.1429 | 238.0952 | 0 | 134.5967 | 6729.8348 | 134.5967 | 6729.8348
1794 | 75 | 3 | 16 | 2500 | 3214.2857 | 142.8571 | 0 | 119.5335 | 5976.6764 | 4210.0092 | 1766.6671 | 1732 | 2500 | 6428.5714 | 238.0952 | 0 | 187.0748 | 9353.7415 | 187.0748 | 9353.7415
1795 | 75 | 3 | 16 | 2500 | 6428.5714 | 142.8571 | 0 | 185.1312 | 9256.5598 | 4210.0092 | 5046.5505 | 1732 | 2500 | 6428.5714 | 238.0952 | 2000 | 227.8912 | 11394.5578 | 227.8912 | 11394.5578
1796 | 75 | 3 | 16 | 2500 | 6428.5714 | 142.8571 | 0 | 185.1312 | 9256.5598 | 4210.0092 | 5046.5505 | 1732 | 2500 | 6428.5714 | 238.0952 | 2000 | 227.8912 | 11394.5578 | 227.8912 | 11394.5578
1797 | 75 | 3 | 16 | 2500 | 6428.5714 | 142.8571 | 0 | 185.1312 | 9256.5598 | 4210.0092 | 5046.5505 | 1732 | 2500 | 2571.4286 | 238.0952 | 2000 | 149.174 | 7458.6978 | 149.174 | 7458.6978
1798 | 75 | 3 | 16 | 2500 | 3214.2857 | 142.8571 | 0 | 119.5335 | 5976.6764 | 4210.0092 | 1766.6671 | 1732 | 2500 | 0 | 238.0952 | 2000 | 96.6958 | 4834.7911 | 96.6958 | 4834.7911
1799 | 75 | 3 | 17 | 2500 | 0 | 142.8571 | 0 | 53.9359 | 2696.793 | 4210.0092 | -1513.2162 | 1732 | 2500 | 0 | 238.0952 | 2000 | 96.6958 | 4834.7911 | 96.6958 | 4834.7911
1800 | 76 | 3 | 17 | 2500 | 0 | 142.8571 | 0 | 53.9359 | 2696.793 | 2677.7923 | 19.0007 | 1732 | 959.7796 | 4.9873 | 0 | 0 | 0 | 0 | 0 | 0
1801 | 76 | 3 | 17 | 2500 | 0 | 142.8571 | 0 | 53.9359 | 2696.793 | 2677.7923 | 19.0007 | 1732 | 959.7796 | 4.9873 | 0 | 0 | 0 | 0 | 0 | 0
1802 | 76 | 3 | 17 | 2500 | 0 | 142.8571 | 0 | 53.9359 | 2696.793 | 2677.7923 | 19.0007 | 1732 | 959.7796 | 4.9873 | 0 | 0 | 0 | 0 | 0 | 0
1803 | 76 | 3 | 17 | 2500 | 0 | 142.8571 | 0 | 53.9359 | 2696.793 | 2677.7923 | 19.0007 | 1732 | 959.7796 | 4.9873 | 0 | 0 | 0 | 0 | 0 | 0
1804 | 76 | 3 | 17 | 2500 | 0 | 142.8571 | 0 | 53.9359 | 2696.793 | 2677.7923 | 19.0007 | 1732 | 959.7796 | 4.9873 | 0 | 0 | 0 | 0 | 0 | 0
1805 | 76 | 3 | 17 | 2500 | 3857.1429 | 142.8571 | 0 | 132.6531 | 6632.6531 | 3446 | 3186.6531 | 1732 | 1732 | 1732 | 0 | 0 | 0 | 0 | 0 | 0
1806 | 76 | 3 | 17 | 2500 | 6428.5714 | 142.8571 | 0 | 185.1312 | 9256.5598 | 3446 | 5810.5598 | 1732 | 1732 | 1732 | 0 | 0 | 0 | 0 | 0 | 0
1807 | 76 | 3 | 17 | 2500 | 6428.5714 | 142.8571 | 1428.5714 | 214.2857 | 10714.2857 | 3446 | 7268.2857 | 1732 | 1732 | 1732 | 0 | 0 | 0 | 0 | 0 | 0
1808 | 76 | 3 | 17 | 2500 | 6428.5714 | 142.8571 | 1428.5714 | 214.2857 | 10714.2857 | 3446 | 7268.2857 | 1732 | 1732 | 1732 | 0 | 0 | 0 | 0 | 0 | 0
1809 | 76 | 3 | 17 | 2500 | 2571.4286 | 142.8571 | 1428.5714 | 135.5685 | 6778.4257 | 3446 | 3332.4257 | 1732 | 1732 | 1732 | 0 | 0 | 0 | 0 | 0 | 0
1810 | 76 | 3 | 17 | 2500 | 0 | 142.8571 | 1428.5714 | 83.0904 | 4154.519 | 3446 | 708.519 | 1732 | 1732 | 686.9308 | 0 | 0 | 0 | 0 | 0 | 0
1811 | 76 | 3 | 17 | 2500 | 0 | 142.8571 | 1428.5714 | 83.0904 | 4154.519 | 3446 | 708.519 | 1732 | 1732 | 686.9308 | 0 | 0 | 0 | 0 | 0 | 0
1812 | 76 | 3 | 17 | 2500 | 0 | 142.8571 | 1428.5714 | 83.0904 | 4154.519 | 4210.0092 | -55.4903 | 1732 | 2500 | 0 | 238.0952 | 0 | 55.8795 | 2793.9747 | 55.8795 | 2793.9747
1813 | 76 | 3 | 17 | 2500 | 0 | 142.8571 | 1428.5714 | 83.0904 | 4154.519 | 4210.0092 | -55.4903 | 1732 | 2500 | 0 | 238.0952 | 0 | 55.8795 | 2793.9747 | 55.8795 | 2793.9747
1814 | 76 | 3 | 17 | 2500 | 0 | 142.8571 | 1428.5714 | 83.0904 | 4154.519 | 4210.0092 | -55.4903 | 1732 | 2500 | 0 | 238.0952 | 0 | 55.8795 | 2793.9747 | 55.8795 | 2793.9747
1815 | 76 | 3 | 17 | 2500 | 0 | 142.8571 | 1428.5714 | 83.0904 | 4154.519 | 4210.0092 | -55.4903 | 1732 | 2500 | 0 | 238.0952 | 0 | 55.8795 | 2793.9747 | 55.8795 | 2793.9747
1816 | 76 | 3 | 17 | 2500 | 0 | 142.8571 | 1428.5714 | 83.0904 | 4154.519 | 4210.0092 | -55.4903 | 1732 | 2500 | 0 | 238.0952 | 0 | 55.8795 | 2793.9747 | 55.8795 | 2793.9747
1817 | 76 | 3 | 17 | 2500 | 0 | 142.8571 | 0 | 53.9359 | 2696.793 | 4210.0092 | -1513.2162 | 1732 | 2500 | 3857.1429 | 238.0952 | 0 | 134.5967 | 6729.8348 | 134.5967 | 6729.8348
1818 | 76 | 3 | 17 | 2500 | 3214.2857 | 142.8571 | 0 | 119.5335 | 5976.6764 | 4210.0092 | 1766.6671 | 1732 | 2500 | 6428.5714 | 238.0952 | 0 | 187.0748 | 9353.7415 | 187.0748 | 9353.7415
1819 | 76 | 3 | 17 | 2500 | 6428.5714 | 142.8571 | 0 | 185.1312 | 9256.5598 | 4210.0092 | 5046.5505 | 1732 | 2500 | 6428.5714 | 238.0952 | 2000 | 227.8912 | 11394.5578 | 227.8912 | 11394.5578
1820 | 76 | 3 | 17 | 2500 | 6428.5714 | 142.8571 | 0 | 185.1312 | 9256.5598 | 4210.0092 | 5046.5505 | 1732 | 2500 | 6428.5714 | 238.0952 | 2000 | 227.8912 | 11394.5578 | 227.8912 | 11394.5578
1821 | 76 | 3 | 17 | 2500 | 6428.5714 | 142.8571 | 0 | 185.1312 | 9256.5598 | 4210.0092 | 5046.5505 | 1732 | 2500 | 2571.4286 | 238.0952 | 2000 | 149.174 | 7458.6978 | 149.174 | 7458.6978
1822 | 76 | 3 | 17 | 2500 | 3214.2857 | 142.8571 | 0 | 119.5335 | 5976.6764 | 4210.0092 | 1766.6671 | 1732 | 2500 | 0 | 238.0952 | 2000 | 96.6958 | 4834.7911 | 96.6958 | 4834.7911
1823 | 76 | 3 | 18 | 2500 | 0 | 142.8571 | 0 | 53.9359 | 2696.793 | 4210.0092 | -1513.2162 | 1732 | 2500 | 0 | 238.0952 | 2000 | 96.6958 | 4834.7911 | 96.6958 | 4834.7911
1824 | 77 | 3 | 18 | 2500 | 0 | 142.8571 | 0 | 53.9359 | 2696.793 | 2677.7923 | 19.0007 | 1732 | 959.7796 | 4.9873 | 0 | 0 | 0 | 0 | 0 | 0
1825 | 77 | 3 | 18 | 2500 | 0 | 142.8571 | 0 | 53.9359 | 2696.793 | 2677.7923 | 19.0007 | 1732 | 959.7796 | 4.9873 | 0 | 0 | 0 | 0 | 0 | 0
1826 | 77 | 3 | 18 | 2500 | 0 | 142.8571 | 0 | 53.9359 | 2696.793 | 2677.7923 | 19.0007 | 1732 | 959.7796 | 4.9873 | 0 | 0 | 0 | 0 | 0 | 0
1827 | 77 | 3 | 18 | 2500 | 0 | 142.8571 | 0 | 53.9359 | 2696.793 | 2677.7923 | 19.0007 | 1732 | 959.7796 | 4.9873 | 0 | 0 | 0 | 0 | 0 | 0
1828 | 77 | 3 | 18 | 2500 | 0 | 142.8571 | 0 | 53.9359 | 2696.793 | 2677.7923 | 19.0007 | 1732 | 959.7796 | 4.9873 | 0 | 0 | 0 | 0 | 0 | 0
1829 | 77 | 3 | 18 | 2500 | 3857.1429 | 142.8571 | 0 | 132.6531 | 6632.6531 | 3446 | 3186.6531 | 1732 | 1732 | 1732 | 0 | 0 | 0 | 0 | 0 | 0
1830 | 77 | 3 | 18 | 2500 | 6428.5714 | 142.8571 | 0 | 185.1312 | 9256.5598 | 3446 | 5810.5598 | 1732 | 1732 | 1732 | 0 | 0 | 0 | 0 | 0 | 0
1831 | 77 | 3 | 18 | 2500 | 6428.5714 | 142.8571 | 1428.5714 | 214.2857 | 10714.2857 | 3446 | 7268.2857 | 1732 | 1732 | 1732 | 0 | 0 | 0 | 0 | 0 | 0
1832 | 77 | 3 | 18 | 2500 | 6428.5714 | 142.8571 | 1428.5714 | 214.2857 | 10714.2857 | 3446 | 7268.2857 | 1732 | 1732 | 1732 | 0 | 0 | 0 | 0 | 0 | 0
1833 | 77 | 3 | 18 | 2500 | 2571.4286 | 142.8571 | 1428.5714 | 135.5685 | 6778.4257 | 3446 | 3332.4257 | 1732 | 1732 | 1732 | 0 | 0 | 0 | 0 | 0 | 0
1834 | 77 | 3 | 18 | 2500 | 0 | 142.8571 | 1428.5714 | 83.0904 | 4154.519 | 3446 | 708.519 | 1732 | 1732 | 686.9308 | 0 | 0 | 0 | 0 | 0 | 0
1835 | 77 | 3 | 18 | 2500 | 0 | 142.8571 | 1428.5714 | 83.0904 | 4154.519 | 3446 | 708.519 | 1732 | 1732 | 686.9308 | 0 | 0 | 0 | 0 | 0 | 0
1836 | 77 | 3 | 18 | 2500 | 0 | 142.8571 | 1428.5714 | 83.0904 | 4154.519 | 4210.0092 | -55.4903 | 1732 | 2500 | 0 | 238.0952 | 0 | 55.8795 | 2793.9747 | 55.8795 | 2793.9747
1837 | 77 | 3 | 18 | 2500 | 0 | 142.8571 | 1428.5714 | 83.0904 | 4154.519 | 4210.0092 | -55.4903 | 1732 | 2500 | 0 | 238.0952 | 0 | 55.8795 | 2793.9747 | 55.8795 | 2793.9747
1838 | 77 | 3 | 18 | 2500 | 0 | 142.8571 | 1428.5714 | 83.0904 | 4154.519 | 4210.0092 | -55.4903 | 1732 | 2500 | 0 | 238.0952 | 0 | 55.8795 | 2793.9747 | 55.8795 | 2793.9747
1839 | 77 | 3 | 18 | 2500 | 0 | 142.8571 | 1428.5714 | 83.0904 | 4154.519 | 4210.0092 | -55.4903 | 1732 | 2500 | 0 | 238.0952 | 0 | 55.8795 | 2793.9747 | 55.8795 | 2793.9747
1840 | 77 | 3 | 18 | 2500 | 0 | 142.8571 | 1428.5714 | 83.0904 | 4154.519 | 4210.0092 | -55.4903 | 1732 | 2500 | 0 | 238.0952 | 0 | 55.8795 | 2793.9747 | 55.8795 | 2793.9747
1841 | 77 | 3 | 18 | 2500 | 0 | 142.8571 | 0 | 53.9359 | 2696.793 | 4210.0092 | -1513.2162 | 1732 | 2500 | 3857.1429 | 238.0952 | 0 | 134.5967 | 6729.8348 | 134.5967 | 6729.8348
1842 | 77 | 3 | 18 | 2500 | 3214.2857 | 142.8571 | 0 | 119.5335 | 5976.6764 | 4210.0092 | 1766.6671 | 1732 | 2500 | 6428.5714 | 238.0952 | 0 | 187.0748 | 9353.7415 | 187.0748 | 9353.7415
1843 | 77 | 3 | 18 | 2500 | 6428.5714 | 142.8571 | 0 | 185.1312 | 9256.5598 | 4210.0092 | 5046.5505 | 1732 | 2500 | 6428.5714 | 238.0952 | 2000 | 227.8912 | 11394.5578 | 227.8912 | 11394.5578
1844 | 77 | 3 | 18 | 2500 | 6428.5714 | 142.8571 | 0 | 185.1312 | 9256.5598 | 4210.0092 | 5046.5505 | 1732 | 2500 | 6428.5714 | 238.0952 | 2000 | 227.8912 | 11394.5578 | 227.8912 | 11394.5578
1845 | 77 | 3 | 18 | 2500 | 6428.5714 | 142.8571 | 0 | 185.1312 | 9256.5598 | 4210.0092 | 5046.5505 | 1732 | 2500 | 2571.4286 | 238.0952 | 2000 | 149.174 | 7458.6978 | 149.174 | 7458.6978
1846 | 77 | 3 | 18 | 2500 | 3214.2857 | 142.8571 | 0 | 119.5335 | 5976.6764 | 4210.0092 | 1766.6671 | 1732 | 2500 | 0 | 238.0952 | 2000 | 96.6958 | 4834.7911 | 96.6958 | 4834.7911
1847 | 77 | 3 | 19 | 2500 | 0 | 142.8571 | 0 | 53.9359 | 2696.793 | 4210.0092 | -1513.2162 | 1732 | 2500 | 0 | 238.0952 | 2000 | 96.6958 | 4834.7911 | 96.6958 | 4834.7911
1848 | 78 | 3 | 19 | 2500 | 0 | 142.8571 | 0 | 53.9359 | 2696.793 | 2677.7923 | 19.0007 | 1732 | 959.7796 | 4.9873 | 0 | 0 | 0 | 0 | 0 | 0
1849 | 78 | 3 | 19 | 2500 | 0 | 142.8571 | 0 | 53.9359 | 2696.793 | 2677.7923 | 19.0007 | 1732 | 959.7796 | 4.9873 | 0 | 0 | 0 | 0 | 0 | 0
1850 | 78 | 3 | 19 | 2500 | 0 | 142.8571 | 0 | 53.9359 | 2696.793 | 2677.7923 | 19.0007 | 1732 | 959.7796 | 4.9873 | 0 | 0 | 0 | 0 | 0 | 0
1851 | 78 | 3 | 19 | 2500 | 0 | 142.8571 | 0 | 53.9359 | 2696.793 | 2677.7923 | 19.0007 | 1732 | 959.7796 | 4.9873 | 0 | 0 | 0 | 0 | 0 | 0
1852 | 78 | 3 | 19 | 2500 | 0 | 142.8571 | 0 | 53.9359 | 2696.793 | 2677.7923 | 19.0007 | 1732 | 959.7796 | 4.9873 | 0 | 0 | 0 | 0 | 0 | 0
1853 | 78 | 3 | 19 | 2500 | 3857.1429 | 142.8571 | 0 | 132.6531 | 6632.6531 | 3446 | 3186.6531 | 1732 | 1732 | 1732 | 0 | 0 | 0 | 0 | 0 | 0
1854 | 78 | 3 | 19 | 2500 | 6428.5714 | 142.8571 | 0 | 185.1312 | 9256.5598 | 3446 | 5810.5598 | 1732 | 1732 | 1732 | 0 | 0 | 0 | 0 | 0 | 0
1855 | 78 | 3 | 19 | 2500 | 6428.5714 | 142.8571 | 1428.5714 | 214.2857 | 10714.2857 | 3446 | 7268.2857 | 1732 | 1732 | 1732 | 0 | 0 | 0 | 0 | 0 | 0
1856 | 78 | 3 | 19 | 2500 | 6428.5714 | 142.8571 | 1428.5714 | 214.2857 | 10714.2857 | 3446 | 7268.2857 | 1732 | 1732 | 1732 | 0 | 0 | 0 | 0 | 0 | 0
1857 | 78 | 3 | 19 | 2500 | 2571.4286 | 142.8571 | 1428.5714 | 135.5685 | 6778.4257 | 3446 | 3332.4257 | 1732 | 1732 | 1732 | 0 | 0 | 0 | 0 | 0 | 0
1858 | 78 | 3 | 19 | 2500 | 0 | 142.8571 | 1428.5714 | 83.0904 | 4154.519 | 3446 | 708.519 | 1732 | 1732 | 686.9308 | 0 | 0 | 0 | 0 | 0 | 0
1859 | 78 | 3 | 19 | 2500 | 0 | 142.8571 | 1428.5714 | 83.0904 | 4154.519 | 3446 | 708.519 | 1732 | 1732 | 686.9308 | 0 | 0 | 0 | 0 | 0 | 0
1860 | 78 | 3 | 19 | 2500 | 0 | 142.8571 | 1428.5714 | 83.0904 | 4154.519 | 4210.0092 | -55.4903 | 1732 | 2500 | 0 | 238.0952 | 0 | 55.8795 | 2793.9747 | 55.8795 | 2793.9747
1861 | 78 | 3 | 19 | 2500 | 0 | 142.8571 | 1428.5714 | 83.0904 | 4154.519 | 4210.0092 | -55.4903 | 1732 | 2500 | 0 | 238.0952 | 0 | 55.8795 | 2793.9747 | 55.8795 | 2793.9747
1862 | 78 | 3 | 19 | 2500 | 0 | 142.8571 | 1428.5714 | 83.0904 | 4154.519 | 4210.0092 | -55.4903 | 1732 | 2500 | 0 | 238.0952 | 0 | 55.8795 | 2793.9747 | 55.8795 | 2793.9747
1863 | 78 | 3 | 19 | 2500 | 0 | 142.8571 | 1428.5714 | 83.0904 | 4154.519 | 4210.0092 | -55.4903 | 1732 | 2500 | 0 | 238.0952 | 0 | 55.8795 | 2793.9747 | 55.8795 | 2793.9747
1864 | 78 | 3 | 19 | 2500 | 0 | 142.8571 | 1428.5714 | 83.0904 | 4154.519 | 4210.0092 | -55.4903 | 1732 | 2500 | 0 | 238.0952 | 0 | 55.8795 | 2793.9747 | 55.8795 | 2793.9747
1865 | 78 | 3 | 19 | 2500 | 0 | 142.8571 | 0 | 53.9359 | 2696.793 | 4210.0092 | -1513.2162 | 1732 | 2500 | 3857.1429 | 238.0952 | 0 | 134.5967 | 6729.8348 | 134.5967 | 6729.8348
1866 | 78 | 3 | 19 | 2500 | 3214.2857 | 142.8571 | 0 | 119.5335 | 5976.6764 | 4210.0092 | 1766.6671 | 1732 | 2500 | 6428.5714 | 238.0952 | 0 | 187.0748 | 9353.7415 | 187.0748 | 9353.7415
1867 | 78 | 3 | 19 | 2500 | 6428.5714 | 142.8571 | 0 | 185.1312 | 9256.5598 | 4210.0092 | 5046.5505 | 1732 | 2500 | 6428.5714 | 238.0952 | 2000 | 227.8912 | 11394.5578 | 227.8912 | 11394.5578
1868 | 78 | 3 | 19 | 2500 | 6428.5714 | 142.8571 | 0 | 185.1312 | 9256.5598 | 4210.0092 | 5046.5505 | 1732 | 2500 | 6428.5714 | 238.0952 | 2000 | 227.8912 | 11394.5578 | 227.8912 | 11394.5578
1869 | 78 | 3 | 19 | 2500 | 6428.5714 | 142.8571 | 0 | 185.1312 | 9256.5598 | 4210.0092 | 5046.5505 | 1732 | 2500 | 2571.4286 | 238.0952 | 2000 | 149.174 | 7458.6978 | 149.174 | 7458.6978
1870 | 78 | 3 | 19 | 2500 | 3214.2857 | 142.8571 | 0 | 119.5335 | 5976.6764 | 4210.0092 | 1766.6671 | 1732 | 2500 | 0 | 238.0952 | 2000 | 96.6958 | 4834.7911 | 96.6958 | 4834.7911
1871 | 78 | 3 | 20 | 2500 | 0 | 142.8571 | 0 | 53.9359 | 2696.793 | 4210.0092 | -1513.2162 | 1732 | 2500 | 0 | 238.0952 | 2000 | 96.6958 | 4834.7911 | 96.6958 | 4834.7911
1872 | 79 | 3 | 20 | 2500 | 0 | 142.8571 | 0 | 53.9359 | 2696.793 | 2677.7923 | 19.0007 | 1732 | 959.7796 | 4.9873 | 0 | 0 | 0 | 0 | 0 | 0
1873 | 79 | 3 | 20 | 2500 | 0 | 142.8571 | 0 | 53.9359 | 2696.793 | 2677.7923 | 19.0007 | 1732 | 959.7796 | 4.9873 | 0 | 0 | 0 | 0 | 0 | 0
1874 | 79 | 3 | 20 | 2500 | 0 | 142.8571 | 0 | 53.9359 | 2696.793 | 2677.7923 | 19.0007 | 1732 | 959.7796 | 4.9873 | 0 | 0 | 0 | 0 | 0 | 0
1875 | 79 | 3 | 20 | 2500 | 0 | 142.8571 | 0 | 53.9359 | 2696.793 | 2677.7923 | 19.0007 | 1732 | 959.7796 | 4.9873 | 0 | 0 | 0 | 0 | 0 | 0
1876 | 79 | 3 | 20 | 2500 | 0 | 142.8571 | 0 | 53.9359 | 2696.793 | 2677.7923 | 19.0007 | 1732 | 959.7796 | 4.9873 | 0 | 0 | 0 | 0 | 0 | 0
1877 | 79 | 3 | 20 | 2500 | 3857.1429 | 142.8571 | 0 | 132.6531 | 6632.6531 | 3446 | 3186.6531 | 1732 | 1732 | 1732 | 0 | 0 | 0 | 0 | 0 | 0
1878 | 79 | 3 | 20 | 2500 | 6428.5714 | 142.8571 | 0 | 185.1312 | 9256.5598 | 3446 | 5810.5598 | 1732 | 1732 | 1732 | 0 | 0 | 0 | 0 | 0 | 0
1879 | 79 | 3 | 20 | 2500 | 6428.5714 | 142.8571 | 1428.5714 | 214.2857 | 10714.2857 | 3446 | 7268.2857 | 1732 | 1732 | 1732 | 0 | 0 | 0 | 0 | 0 | 0
1880 | 79 | 3 | 20 | 2500 | 6428.5714 | 142.8571 | 1428.5714 | 214.2857 | 10714.2857 | 3446 | 7268.2857 | 1732 | 1732 | 1732 | 0 | 0 | 0 | 0 | 0 | 0
1881 | 79 | 3 | 20 | 2500 | 2571.4286 | 142.8571 | 1428.5714 | 135.5685 | 6778.4257 | 3446 | 3332.4257 | 1732 | 1732 | 1732 | 0 | 0 | 0 | 0 | 0 | 0
1882 | 79 | 3 | 20 | 2500 | 0 | 142.8571 | 1428.5714 | 83.0904 | 4154.519 | 3446 | 708.519 | 1732 | 1732 | 686.9308 | 0 | 0 | 0 | 0 | 0 | 0
1883 | 79 | 3 | 20 | 2500 | 0 | 142.8571 | 1428.5714 | 83.0904 | 4154.519 | 3446 | 708.519 | 1732 | 1732 | 686.9308 | 0 | 0 | 0 | 0 | 0 | 0
1884 | 79 | 3 | 20 | 2500 | 0 | 142.8571 | 1428.5714 | 83.0904 | 4154.519 | 4210.0092 | -55.4903 | 1732 | 2500 | 0 | 238.0952 | 0 | 55.8795 | 2793.9747 | 55.8795 | 2793.9747
1885 | 79 | 3 | 20 | 2500 | 0 | 142.8571 | 1428.5714 | 83.0904 | 4154.519 | 4210.0092 | -55.4903 | 1732 | 2500 | 0 | 238.0952 | 0 | 55.8795 | 2793.9747 | 55.8795 | 2793.9747
1886 | 79 | 3 | 20 | 2500 | 0 | 142.8571 | 1428.5714 | 83.0904 | 4154.519 | 4210.0092 | -55.4903 | 1732 | 2500 | 0 | 238.0952 | 0 | 55.8795 | 2793.9747 | 55.8795 | 2793.9747
1887 | 79 | 3 | 20 | 2500 | 0 | 142.8571 | 1428.5714 | 83.0904 | 4154.519 | 4210.0092 | -55.4903 | 1732 | 2500 | 0 | 238.0952 | 0 | 55.8795 | 2793.9747 | 55.8795 | 2793.9747
1888 | 79 | 3 | 20 | 2500 | 0 | 142.8571 | 1428.5714 | 83.0904 | 4154.519 | 4210.0092 | -55.4903 | 1732 | 2500 | 0 | 238.0952 | 0 | 55.8795 | 2793.9747 | 55.8795 | 2793.9747
1889 | 79 | 3 | 20 | 2500 | 0 | 142.8571 | 0 | 53.9359 | 2696.793 | 4210.0092 | -1513.2162 | 1732 | 2500 | 3857.1429 | 238.0952 | 0 | 134.5967 | 6729.8348 | 134.5967 | 6729.8348
1890 | 79 | 3 | 20 | 2500 | 3214.2857 | 142.8571 | 0 | 119.5335 | 5976.6764 | 4210.0092 | 1766.6671 | 1732 | 2500 | 6428.5714 | 238.0952 | 0 | 187.0748 | 9353.7415 | 187.0748 | 9353.7415
1891 | 79 | 3 | 20 | 2500 | 6428.5714 | 142.8571 | 0 | 185.1312 | 9256.5598 | 4210.0092 | 5046.5505 | 1732 | 2500 | 6428.5714 | 238.0952 | 2000 | 227.8912 | 11394.5578 | 227.8912 | 11394.5578
1892 | 79 | 3 | 20 | 2500 | 6428.5714 | 142.8571 | 0 | 185.1312 | 9256.5598 | 4210.0092 | 5046.5505 | 1732 | 2500 | 6428.5714 | 238.0952 | 2000 | 227.8912 | 11394.5578 | 227.8912 | 11394.5578
1893 | 79 | 3 | 20 | 2500 | 6428.5714 | 142.8571 | 0 | 185.1312 | 9256.5598 | 4210.0092 | 5046.5505 | 1732 | 2500 | 2571.4286 | 238.0952 | 2000 | 149.174 | 7458.6978 | 149.174 | 7458.6978
1894 | 79 | 3 | 20 | 2500 | 3214.2857 | 142.8571 | 0 | 119.5335 | 5976.6764 | 4210.0092 | 1766.6671 | 1732 | 2500 | 0 | 238.0952 | 2000 | 96.6958 | 4834.7911 | 96.6958 | 4834.7911
1895 | 79 | 3 | 21 | 2500 | 0 | 142.8571 | 0 | 53.9359 | 2696.793 | 4210.0092 | -1513.2162 | 1732 | 2500 | 0 | 238.0952 | 2000 | 96.6958 | 4834.7911 | 96.6958 | 4834.7911
1896 | 80 | 3 | 21 | 2500 | 0 | 142.8571 | 0 | 53.9359 | 2696.793 | 2677.7923 | 19.0007 | 1732 | 959.7796 | 4.9873 | 0 | 0 | 0 | 0 | 0 | 0
1897 | 80 | 3 | 21 | 2500 | 0 | 142.8571 | 0 | 53.9359 | 2696.793 | 2677.7923 | 19.0007 | 1732 | 959.7796 | 4.9873 | 0 | 0 | 0 | 0 | 0 | 0
1898 | 80 | 3 | 21 | 2500 | 0 | 142.8571 | 0 | 53.9359 | 2696.793 | 2677.7923 | 19.0007 | 1732 | 959.7796 | 4.9873 | 0 | 0 | 0 | 0 | 0 | 0
1899 | 80 | 3 | 21 | 2500 | 0 | 142.8571 | 0 | 53.9359 | 2696.793 | 2677.7923 | 19.0007 | 1732 | 959.7796 | 4.9873 | 0 | 0 | 0 | 0 | 0 | 0
1900 | 80 | 3 | 21 | 2500 | 0 | 142.8571 | 0 | 53.9359 | 2696.793 | 2677.7923 | 19.0007 | 1732 | 959.7796 | 4.9873 | 0 | 0 | 0 | 0 | 0 | 0
1901 | 80 | 3 | 21 | 2500 | 3857.1429 | 142.8571 | 0 | 132.6531 | 6632.6531 | 3446 | 3186.6531 | 1732 | 1732 | 1732 | 0 | 0 | 0 | 0 | 0 | 0
1902 | 80 | 3 | 21 | 2500 | 6428.5714 | 142.8571 | 0 | 185.1312 | 9256.5598 | 3446 | 5810.5598 | 1732 | 1732 | 1732 | 0 | 0 | 0 | 0 | 0 | 0
1903 | 80 | 3 | 21 | 2500 | 6428.5714 | 142.8571 | 1428.5714 | 214.2857 | 10714.2857 | 3446 | 7268.2857 | 1732 | 1732 | 1732 | 0 | 0 | 0 | 0 | 0 | 0
1904 | 80 | 3 | 21 | 2500 | 6428.5714 | 142.8571 | 1428.5714 | 214.2857 | 10714.2857 | 3446 | 7268.2857 | 1732 | 1732 | 1732 | 0 | 0 | 0 | 0 | 0 | 0
1905 | 80 | 3 | 21 | 2500 | 2571.4286 | 142.8571 | 1428.5714 | 135.5685 | 6778.4257 | 3446 | 3332.4257 | 1732 | 1732 | 1732 | 0 | 0 | 0 | 0 | 0 | 0
1906 | 80 | 3 | 21 | 2500 | 0 | 142.8571 | 1428.5714 | 83.0904 | 4154.519 | 3446 | 708.519 | 1732 | 1732 | 686.9308 | 0 | 0 | 0 | 0 | 0 | 0
1907 | 80 | 3 | 21 | 2500 | 0 | 142.8571 | 1428.5714 | 83.0904 | 4154.519 | 3446 | 708.519 | 1732 | 1732 | 686.9308 | 0 | 0 | 0 | 0 | 0 | 0
1908 | 80 | 3 | 21 | 2500 | 0 | 142.8571 | 1428.5714 | 83.0904 | 4154.519 | 4210.0092 | -55.4903 | 1732 | 2500 | 0 | 238.0952 | 0 | 55.8795 | 2793.9747 | 55.8795 | 2793.9747
1909 | 80 | 3 | 21 | 2500 | 0 | 142.8571 | 1428.5714 | 83.0904 | 4154.519 | 4210.0092 | -55.4903 | 1732 | 2500 | 0 | 238.0952 | 0 | 55.8795 | 2793.9747 | 55.8795 | 2793.9747
1910 | 80 | 3 | 21 | 2500 | 0 | 142.8571 | 1428.5714 | 83.0904 | 4154.519 | 4210.0092 | -55.4903 | 1732 | 2500 | 0 | 238.0952 | 0 | 55.8795 | 2793.9747 | 55.8795 | 2793.9747
1911 | 80 | 3 | 21 | 2500 | 0 | 142.8571 | 1428.5714 | 83.0904 | 4154.519 | 4210.0092 | -55.4903 | 1732 | 2500 | 0 | 238.0952 | 0 | 55.8795 | 2793.9747 | 55.8795 | 2793.9747
1912 | 80 | 3 | 21 | 2500 | 0 | 142.8571 | 1428.5714 | 83.0904 | 4154.519 | 4210.0092 | -55.4903 | 1732 | 2500 | 0 | 238.0952 | 0 | 55.8795 | 2793.9747 | 55.8795 | 2793.9747
1913 | 80 | 3 | 21 | 2500 | 0 | 142.8571 | 0 | 53.9359 | 2696.793 | 4210.0092 | -1513.2162 | 1732 | 2500 | 3857.1429 | 238.0952 | 0 | 134.5967 | 6729.8348 | 134.5967 | 6729.8348
1914 | 80 | 3 | 21 | 2500 | 3214.2857 | 142.8571 | 0 | 119.5335 | 5976.6764 | 4210.0092 | 1766.6671 | 1732 | 2500 | 6428.5714 | 238.0952 | 0 | 187.0748 | 9353.7415 | 187.0748 | 9353.7415
1915 | 80 | 3 | 21 | 2500 | 6428.5714 | 142.8571 | 0 | 185.1312 | 9256.5598 | 4210.0092 | 5046.5505 | 1732 | 2500 | 6428.5714 | 238.0952 | 2000 | 227.8912 | 11394.5578 | 227.8912 | 11394.5578
1916 | 80 | 3 | 21 | 2500 | 6428.5714 | 142.8571 | 0 | 185.1312 | 9256.5598 | 4210.0092 | 5046.5505 | 1732 | 2500 | 6428.5714 | 238.0952 | 2000 | 227.8912 | 11394.5578 | 227.8912 | 11394.5578
1917 | 80 | 3 | 21 | 2500 | 6428.5714 | 142.8571 | 0 | 185.1312 | 9256.5598 | 4210.0092 | 5046.5505 | 1732 | 2500 | 2571.4286 | 238.0952 | 2000 | 149.174 | 7458.6978 | 149.174 | 7458.6978
1918 | 80 | 3 | 21 | 2500 | 3214.2857 | 142.8571 | 0 | 119.5335 | 5976.6764 | 4210.0092 | 1766.6671 | 1732 | 2500 | 0 | 238.0952 | 2000 | 96.6958 | 4834.7911 | 96.6958 | 4834.7911
1919 | 80 | 3 | 22 | 2500 | 0 | 142.8571 | 0 | 53.9359 | 2696.793 | 4210.0092 | -1513.2162 | 1732 | 2500 | 0 | 238.0952 | 2000 | 96.6958 | 4834.7911 | 96.6958 | 4834.7911
1920 | 81 | 3 | 22 | 2500 | 0 | 142.8571 | 0 | 53.9359 | 2696.793 | 2677.7923 | 19.0007 | 1732 | 959.7796 | 4.9873 | 0 | 0 | 0 | 0 | 0 | 0
1921 | 81 | 3 | 22 | 2500 | 0 | 142.8571 | 0 | 53.9359 | 2696.793 | 2677.7923 | 19.0007 | 1732 | 959.7796 | 4.9873 | 0 | 0 | 0 | 0 | 0 | 0
1922 | 81 | 3 | 22 | 2500 | 0 | 142.8571 | 0 | 53.9359 | 2696.793 | 2677.7923 | 19.0007 | 1732 | 959.7796 | 4.9873 | 0 | 0 | 0 | 0 | 0 | 0
1923 | 81 | 3 | 22 | 2500 | 0 | 142.8571 | 0 | 53.9359 | 2696.793 | 2677.7923 | 19.0007 | 1732 | 959.7796 | 4.9873 | 0 | 0 | 0 | 0 | 0 | 0
1924 | 81 | 3 | 22 | 2500 | 0 | 142.8571 | 0 | 53.9359 | 2696.793 | 2677.7923 | 19.0007 | 1732 | 959.7796 | 4.9873 | 0 | 0 | 0 | 0 | 0 | 0
1925 | 81 | 3 | 22 | 2500 | 3857.1429 | 142.8571 | 0 | 132.6531 | 6632.6531 | 3446 | 3186.6531 | 1732 | 1732 | 1732 | 0 | 0 | 0 | 0 | 0 | 0
1926 | 81 | 3 | 22 | 2500 | 6428.5714 | 142.8571 | 0 | 185.1312 | 9256.5598 | 3446 | 5810.5598 | 1732 | 1732 | 1732 | 0 | 0 | 0 | 0 | 0 | 0
1927 | 81 | 3 | 22 | 2500 | 6428.5714 | 142.8571 | 1428.5714 | 214.2857 | 10714.2857 | 3446 | 7268.2857 | 1732 | 1732 | 1732 | 0 | 0 | 0 | 0 | 0 | 0
1928 | 81 | 3 | 22 | 2500 | 6428.5714 | 142.8571 | 1428.5714 | 214.2857 | 10714.2857 | 3446 | 7268.2857 | 1732 | 1732 | 1732 | 0 | 0 | 0 | 0 | 0 | 0
1929 | 81 | 3 | 22 | 2500 | 2571.4286 | 142.8571 | 1428.5714 | 135.5685 | 6778.4257 | 3446 | 3332.4257 | 1732 | 1732 | 1732 | 0 | 0 | 0 | 0 | 0 | 0
1930 | 81 | 3 | 22 | 2500 | 0 | 142.8571 | 1428.5714 | 83.0904 | 4154.519 | 3446 | 708.519 | 1732 | 1732 | 686.9308 | 0 | 0 | 0 | 0 | 0 | 0
1931 | 81 | 3 | 22 | 2500 | 0 | 142.8571 | 1428.5714 | 83.0904 | 4154.519 | 3446 | 708.519 | 1732 | 1732 | 686.9308 | 0 | 0 | 0 | 0 | 0 | 0
1932 | 81 | 3 | 22 | 2500 | 0 | 142.8571 | 1428.5714 | 83.0904 | 4154.519 | 4210.0092 | -55.4903 | 1732 | 2500 | 0 | 238.0952 | 0 | 55.8795 | 2793.9747 | 55.8795 | 2793.9747
1933 | 81 | 3 | 22 | 2500 | 0 | 142.8571 | 1428.5714 | 83.0904 | 4154.519 | 4210.0092 | -55.4903 | 1732 | 2500 | 0 | 238.0952 | 0 | 55.8795 | 2793.9747 | 55.8795 | 2793.9747
1934 | 81 | 3 | 22 | 2500 | 0 | 142.8571 | 1428.5714 | 83.0904 | 4154.519 | 4210.0092 | -55.4903 | 1732 | 2500 | 0 | 238.0952 | 0 | 55.8795 | 2793.9747 | 55.8795 | 2793.9747
1935 | 81 | 3 | 22 | 2500 | 0 | 142.8571 | 1428.5714 | 83.0904 | 4154.519 | 4210.0092 | -55.4903 | 1732 | 2500 | 0 | 238.0952 | 0 | 55.8795 | 2793.9747 | 55.8795 | 2793.9747
1936 | 81 | 3 | 22 | 2500 | 0 | 142.8571 | 1428.5714 | 83.0904 | 4154.519 | 4210.0092 | -55.4903 | 1732 | 2500 | 0 | 238.0952 | 0 | 55.8795 | 2793.9747 | 55.8795 | 2793.9747
1937 | 81 | 3 | 22 | 2500 | 0 | 142.8571 | 0 | 53.9359 | 2696.793 | 4210.0092 | -1513.2162 | 1732 | 2500 | 3857.1429 | 238.0952 | 0 | 134.5967 | 6729.8348 | 134.5967 | 6729.8348
1938 | 81 | 3 | 22 | 2500 | 3214.2857 | 142.8571 | 0 | 119.5335 | 5976.6764 | 4210.0092 | 1766.6671 | 1732 | 2500 | 6428.5714 | 238.0952 | 0 | 187.0748 | 9353.7415 | 187.0748 | 9353.7415
1939 | 81 | 3 | 22 | 2500 | 6428.5714 | 142.8571 | 0 | 185.1312 | 9256.5598 | 4210.0092 | 5046.5505 | 1732 | 2500 | 6428.5714 | 238.0952 | 2000 | 227.8912 | 11394.5578 | 227.8912 | 11394.5578
1940 | 81 | 3 | 22 | 2500 | 6428.5714 | 142.8571 | 0 | 185.1312 | 9256.5598 | 4210.0092 | 5046.5505 | 1732 | 2500 | 6428.5714 | 238.0952 | 2000 | 227.8912 | 11394.5578 | 227.8912 | 11394.5578
1941 | 81 | 3 | 22 | 2500 | 6428.5714 | 142.8571 | 0 | 185.1312 | 9256.5598 | 4210.0092 | 5046.5505 | 1732 | 2500 | 2571.4286 | 238.0952 | 2000 | 149.174 | 7458.6978 | 149.174 | 7458.6978
1942 | 81 | 3 | 22 | 2500 | 3214.2857 | 142.8571 | 0 | 119.5335 | 5976.6764 | 4210.0092 | 1766.6671 | 1732 | 2500 | 0 | 238.0952 | 2000 | 96.6958 | 4834.7911 | 96.6958 | 4834.7911
1943 | 81 | 3 | 23 | 2500 | 0 | 142.8571 | 0 | 53.9359 | 2696.793 | 4210.0092 | -1513.2162 | 1732 | 2500 | 0 | 238.0952 | 2000 | 96.6958 | 4834.7911 | 96.6958 | 4834.7911
1944 | 82 | 3 | 23 | 2500 | 0 | 142.8571 | 0 | 53.9359 | 2696.793 | 2677.7923 | 19.0007 | 1732 | 959.7796 | 4.9873 | 0 | 0 | 0 | 0 | 0 | 0
1945 | 82 | 3 | 23 | 2500 | 0 | 142.8571 | 0 | 53.9359 | 2696.793 | 2677.7923 | 19.0007 | 1732 | 959.7796 | 4.9873 | 0 | 0 | 0 | 0 | 0 | 0
1946 | 82 | 3 | 23 | 2500 | 0 | 142.8571 | 0 | 53.9359 | 2696.793 | 2677.7923 | 19.0007 | 1732 | 959.7796 | 4.9873 | 0 | 0 | 0 | 0 | 0 | 0
1947 | 82 | 3 | 23 | 2500 | 0 | 142.8571 | 0 | 53.9359 | 2696.793 | 2677.7923 | 19.0007 | 1732 | 959.7796 | 4.9873 | 0 | 0 | 0 | 0 | 0 | 0
1948 | 82 | 3 | 23 | 2500 | 0 | 142.8571 | 0 | 53.9359 | 2696.793 | 2677.7923 | 19.0007 | 1732 | 959.7796 | 4.9873 | 0 | 0 | 0 | 0 | 0 | 0
1949 | 82 | 3 | 23 | 2500 | 3857.1429 | 142.8571 | 0 | 132.6531 | 6632.6531 | 3446 | 3186.6531 | 1732 | 1732 | 1732 | 0 | 0 | 0 | 0 | 0 | 0
1950 | 82 | 3 | 23 | 2500 | 6428.5714 | 142.8571 | 0 | 185.1312 | 9256.5598 | 3446 | 5810.5598 | 1732 | 1732 | 1732 | 0 | 0 | 0 | 0 | 0 | 0
1951 | 82 | 3 | 23 | 2500 | 6428.5714 | 142.8571 | 1428.5714 | 214.2857 | 10714.2857 | 3446 | 7268.2857 | 1732 | 1732 | 1732 | 0 | 0 | 0 | 0 | 0 | 0
1952 | 82 | 3 | 23 | 2500 | 6428.5714 | 142.8571 | 1428.5714 | 214.2857 | 10714.2857 | 3446 | 7268.2857 | 1732 | 1732 | 1732 | 0 | 0 | 0 | 0 | 0 | 0
1953 | 82 | 3 | 23 | 2500 | 2571.4286 | 142.8571 | 1428.5714 | 135.5685 | 6778.4257 | 3446 | 3332.4257 | 1732 | 1732 | 1732 | 0 | 0 | 0 | 0 | 0 | 0
1954 | 82 | 3 | 23 | 2500 | 0 | 142.8571 | 1428.5714 | 83.0904 | 4154.519 | 3446 | 708.519 | 1732 | 1732 | 686.9308 | 0 | 0 | 0 | 0 | 0 | 0
1955 | 82 | 3 | 23 | 2500 | 0 | 142.8571 | 1428.5714 | 83.0904 | 4154.519 | 3446 | 708.519 | 1732 | 1732 | 686.9308 | 0 | 0 | 0 | 0 | 0 | 0
1956 | 82 | 3 | 23 | 2500 | 0 | 142.8571 | 1428.5714 | 83.0904 | 4154.519 | 4210.0092 | -55.4903 | 1732 | 2500 | 0 | 238.0952 | 0 | 55.8795 | 2793.9747 | 55.8795 | 2793.9747
1957 | 82 | 3 | 23 | 2500 | 0 | 142.8571 | 1428.5714 | 83.0904 | 4154.519 | 4210.0092 | -55.4903 | 1732 | 2500 | 0 | 238.0952 | 0 | 55.8795 | 2793.9747 | 55.8795 | 2793.9747
1958 | 82 | 3 | 23 | 2500 | 0 | 142.8571 | 1428.5714 | 83.0904 | 4154.519 | 4210.0092 | -55.4903 | 1732 | 2500 | 0 | 238.0952 | 0 | 55.8795 | 2793.9747 | 55.8795 | 2793.9747
1959 | 82 | 3 | 23 | 2500 | 0 | 142.8571 | 1428.5714 | 83.0904 | 4154.519 | 4210.0092 | -55.4903 | 1732 | 2500 | 0 | 238.0952 | 0 | 55.8795 | 2793.9747 | 55.8795 | 2793.9747
1960 | 82 | 3 | 23 | 2500 | 0 | 142.8571 | 1428.5714 | 83.0904 | 4154.519 | 4210.0092 | -55.4903 | 1732 | 2500 | 0 | 238.0952 | 0 | 55.8795 | 2793.9747 | 55.8795 | 2793.9747
1961 | 82 | 3 | 23 | 2500 | 0 | 142.8571 | 0 | 53.9359 | 2696.793 | 4210.0092 | -1513.2162 | 1732 | 2500 | 3857.1429 | 238.0952 | 0 | 134.5967 | 6729.8348 | 134.5967 | 6729.8348
1962 | 82 | 3 | 23 | 2500 | 3214.2857 | 142.8571 | 0 | 119.5335 | 5976.6764 | 4210.0092 | 1766.6671 | 1732 | 2500 | 6428.5714 | 238.0952 | 0 | 187.0748 | 9353.7415 | 187.0748 | 9353.7415
1963 | 82 | 3 | 23 | 2500 | 6428.5714 | 142.8571 | 0 | 185.1312 | 9256.5598 | 4210.0092 | 5046.5505 | 1732 | 2500 | 6428.5714 | 238.0952 | 2000 | 227.8912 | 11394.5578 | 227.8912 | 11394.5578
1964 | 82 | 3 | 23 | 2500 | 6428.5714 | 142.8571 | 0 | 185.1312 | 9256.5598 | 4210.0092 | 5046.5505 | 1732 | 2500 | 6428.5714 | 238.0952 | 2000 | 227.8912 | 11394.5578 | 227.8912 | 11394.5578
1965 | 82 | 3 | 23 | 2500 | 6428.5714 | 142.8571 | 0 | 185.1312 | 9256.5598 | 4210.0092 | 5046.5505 | 1732 | 2500 | 2571.4286 | 238.0952 | 2000 | 149.174 | 7458.6978 | 149.174 | 7458.6978
1966 | 82 | 3 | 23 | 2500 | 3214.2857 | 142.8571 | 0 | 119.5335 | 5976.6764 | 4210.0092 | 1766.6671 | 1732 | 2500 | 0 | 238.0952 | 2000 | 96.6958 | 4834.7911 | 96.6958 | 4834.7911
1967 | 82 | 3 | 24 | 2500 | 0 | 142.8571 | 0 | 53.9359 | 2696.793 | 4210.0092 | -1513.2162 | 1732 | 2500 | 0 | 238.0952 | 2000 | 96.6958 | 4834.7911 | 96.6958 | 4834.7911
1968 | 83 | 3 | 24 | 2500 | 0 | 142.8571 | 0 | 53.9359 | 2696.793 | 2677.7923 | 19.0007 | 1732 | 959.7796 | 4.9873 | 0 | 0 | 0 | 0 | 0 | 0
1969 | 83 | 3 | 24 | 2500 | 0 | 142.8571 | 0 | 53.9359 | 2696.793 | 2677.7923 | 19.0007 | 1732 | 959.7796 | 4.9873 | 0 | 0 | 0 | 0 | 0 | 0
1970 | 83 | 3 | 24 | 2500 | 0 | 142.8571 | 0 | 53.9359 | 2696.793 | 2677.7923 | 19.0007 | 1732 | 959.7796 | 4.9873 | 0 | 0 | 0 | 0 | 0 | 0
1971 | 83 | 3 | 24 | 2500 | 0 | 142.8571 | 0 | 53.9359 | 2696.793 | 2677.7923 | 19.0007 | 1732 | 959.7796 | 4.9873 | 0 | 0 | 0 | 0 | 0 | 0
1972 | 83 | 3 | 24 | 2500 | 0 | 142.8571 | 0 | 53.9359 | 2696.793 | 2677.7923 | 19.0007 | 1732 | 959.7796 | 4.9873 | 0 | 0 | 0 | 0 | 0 | 0
1973 | 83 | 3 | 24 | 2500 | 3857.1429 | 142.8571 | 0 | 132.6531 | 6632.6531 | 3446 | 3186.6531 | 1732 | 1732 | 1732 | 0 | 0 | 0 | 0 | 0 | 0
1974 | 83 | 3 | 24 | 2500 | 6428.5714 | 142.8571 | 0 | 185.1312 | 9256.5598 | 3446 | 5810.5598 | 1732 | 1732 | 1732 | 0 | 0 | 0 | 0 | 0 | 0
1975 | 83 | 3 | 24 | 2500 | 6428.5714 | 142.8571 | 1428.5714 | 214.2857 | 10714.2857 | 3446 | 7268.2857 | 1732 | 1732 | 1732 | 0 | 0 | 0 | 0 | 0 | 0
1976 | 83 | 3 | 24 | 2500 | 6428.5714 | 142.8571 | 1428.5714 | 214.2857 | 10714.2857 | 3446 | 7268.2857 | 1732 | 1732 | 1732 | 0 | 0 | 0 | 0 | 0 | 0
1977 | 83 | 3 | 24 | 2500 | 2571.4286 | 142.8571 | 1428.5714 | 135.5685 | 6778.4257 | 3446 | 3332.4257 | 1732 | 1732 | 1732 | 0 | 0 | 0 | 0 | 0 | 0
1978 | 83 | 3 | 24 | 2500 | 0 | 142.8571 | 1428.5714 | 83.0904 | 4154.519 | 3446 | 708.519 | 1732 | 1732 | 686.9308 | 0 | 0 | 0 | 0 | 0 | 0
1979 | 83 | 3 | 24 | 2500 | 0 | 142.8571 | 1428.5714 | 83.0904 | 4154.519 | 3446 | 708.519 | 1732 | 1732 | 686.9308 | 0 | 0 | 0 | 0 | 0 | 0
1980 | 83 | 3 | 24 | 2500 | 0 | 142.8571 | 1428.5714 | 83.0904 | 4154.519 | 4210.0092 | -55.4903 | 1732 | 2500 | 0 | 238.0952 | 0 | 55.8795 | 2793.9747 | 55.8795 | 2793.9747
1981 | 83 | 3 | 24 | 2500 | 0 | 142.8571 | 1428.5714 | 83.0904 | 4154.519 | 4210.0092 | -55.4903 | 1732 | 2500 | 0 | 238.0952 | 0 | 55.8795 | 2793.9747 | 55.8795 | 2793.9747
1982 | 83 | 3 | 24 | 2500 | 0 | 142.8571 | 1428.5714 | 83.0904 | 4154.519 | 4210.0092 | -55.4903 | 1732 | 2500 | 0 | 238.0952 | 0 | 55.8795 | 2793.9747 | 55.8795 | 2793.9747
1983 | 83 | 3 | 24 | 2500 | 0 | 142.8571 | 1428.5714 | 83.0904 | 4154.519 | 4210.0092 | -55.4903 | 1732 | 2500 | 0 | 238.0952 | 0 | 55.8795 | 2793.9747 | 55.8795 | 2793.9747
1984 | 83 | 3 | 24 | 2500 | 0 | 142.8571 | 1428.5714 | 83.0904 | 4154.519 | 4210.0092 | -55.4903 | 1732 | 2500 | 0 | 238.0952 | 0 | 55.8795 | 2793.9747 | 55.8795 | 2793.9747
1985 | 83 | 3 | 24 | 2500 | 0 | 142.8571 | 0 | 53.9359 | 2696.793 | 4210.0092 | -1513.2162 | 1732 | 2500 | 3857.1429 | 238.0952 | 0 | 134.5967 | 6729.8348 | 134.5967 | 6729.8348
1986 | 83 | 3 | 24 | 2500 | 3214.2857 | 142.8571 | 0 | 119.5335 | 5976.6764 | 4210.0092 | 1766.6671 | 1732 | 2500 | 6428.5714 | 238.0952 | 0 | 187.0748 | 9353.7415 | 187.0748 | 9353.7415
1987 | 83 | 3 | 24 | 2500 | 6428.5714 | 142.8571 | 0 | 185.1312 | 9256.5598 | 4210.0092 | 5046.5505 | 1732 | 2500 | 6428.5714 | 238.0952 | 2000 | 227.8912 | 11394.5578 | 227.8912 | 11394.5578
1988 | 83 | 3 | 24 | 2500 | 6428.5714 | 142.8571 | 0 | 185.1312 | 9256.5598 | 4210.0092 | 5046.5505 | 1732 | 2500 | 6428.5714 | 238.0952 | 2000 | 227.8912 | 11394.5578 | 227.8912 | 11394.5578
1989 | 83 | 3 | 24 | 2500 | 6428.5714 | 142.8571 | 0 | 185.1312 | 9256.5598 | 4210.0092 | 5046.5505 | 1732 | 2500 | 2571.4286 | 238.0952 | 2000 | 149.174 | 7458.6978 | 149.174 | 7458.6978
1990 | 83 | 3 | 24 | 2500 | 3214.2857 | 142.8571 | 0 | 119.5335 | 5976.6764 | 4210.0092 | 1766.6671 | 1732 | 2500 | 0 | 238.0952 | 2000 | 96.6958 | 4834.7911 | 96.6958 | 4834.7911
1991 | 83 | 3 | 25 | 2500 | 0 | 142.8571 | 0 | 53.9359 | 2696.793 | 4210.0092 | -1513.2162 | 1732 | 2500 | 0 | 238.0952 | 2000 | 96.6958 | 4834.7911 | 96.6958 | 4834.7911
1992 | 84 | 3 | 25 | 2500 | 0 | 142.8571 | 0 | 53.9359 | 2696.793 | 2677.7923 | 19.0007 | 1732 | 959.7796 | 4.9873 | 0 | 0 | 0 | 0 | 0 | 0
1993 | 84 | 3 | 25 | 2500 | 0 | 142.8571 | 0 | 53.9359 | 2696.793 | 2677.7923 | 19.0007 | 1732 | 959.7796 | 4.9873 | 0 | 0 | 0 | 0 | 0 | 0
1994 | 84 | 3 | 25 | 2500 | 0 | 142.8571 | 0 | 53.9359 | 2696.793 | 2677.7923 | 19.0007 | 1732 | 959.7796 | 4.9873 | 0 | 0 | 0 | 0 | 0 | 0
1995 | 84 | 3 | 25 | 2500 | 0 | 142.8571 | 0 | 53.9359 | 2696.793 | 2677.7923 | 19.0007 | 1732 | 959.7796 | 4.9873 | 0 | 0 | 0 | 0 | 0 | 0
1996 | 84 | 3 | 25 | 2500 | 0 | 142.8571 | 0 | 53.9359 | 2696.793 | 2677.7923 | 19.0007 | 1732 | 959.7796 | 4.9873 | 0 | 0 | 0 | 0 | 0 | 0
1997 | 84 | 3 | 25 | 2500 | 3857.1429 | 142.8571 | 0 | 132.6531 | 6632.6531 | 3446 | 3186.6531 | 1732 | 1732 | 1732 | 0 | 0 | 0 | 0 | 0 | 0
1998 | 84 | 3 | 25 | 2500 | 6428.5714 | 142.8571 | 0 | 185.1312 | 9256.5598 | 3446 | 5810.5598 | 1732 | 1732 | 1732 | 0 | 0 | 0 | 0 | 0 | 0
1999 | 84 | 3 | 25 | 2500 | 6428.5714 | 142.8571 | 1428.5714 | 214.2857 | 10714.2857 | 3446 | 7268.2857 | 1732 | 1732 | 1732 | 0 | 0 | 0 | 0 | 0 | 0
2000 | 84 | 3 | 25 | 2500 | 6428.5714 | 142.8571 | 1428.5714 | 214.2857 | 10714.2857 | 3446 | 7268.2857 | 1732 | 1732 | 1732 | 0 | 0 | 0 | 0 | 0 | 0
2001 | 84 | 3 | 25 | 2500 | 2571.4286 | 142.8571 | 1428.5714 | 135.5685 | 6778.4257 | 3446 | 3332.4257 | 1732 | 1732 | 1732 | 0 | 0 | 0 | 0 | 0 | 0
2002 | 84 | 3 | 25 | 2500 | 0 | 142.8571 | 1428.5714 | 83.0904 | 4154.519 | 3446 | 708.519 | 1732 | 1732 | 686.9308 | 0 | 0 | 0 | 0 | 0 | 0
2003 | 84 | 3 | 25 | 2500 | 0 | 142.8571 | 1428.5714 | 83.0904 | 4154.519 | 3446 | 708.519 | 1732 | 1732 | 686.9308 | 0 | 0 | 0 | 0 | 0 | 0
2004 | 84 | 3 | 25 | 2500 | 0 | 142.8571 | 1428.5714 | 83.0904 | 4154.519 | 4210.0092 | -55.4903 | 1732 | 2500 | 0 | 238.0952 | 0 | 55.8795 | 2793.9747 | 55.8795 | 2793.9747
2005 | 84 | 3 | 25 | 2500 | 0 | 142.8571 | 1428.5714 | 83.0904 | 4154.519 | 4210.0092 | -55.4903 | 1732 | 2500 | 0 | 238.0952 | 0 | 55.8795 | 2793.9747 | 55.8795 | 2793.9747
2006 | 84 | 3 | 25 | 2500 | 0 | 142.8571 | 1428.5714 | 83.0904 | 4154.519 | 4210.0092 | -55.4903 | 1732 | 2500 | 0 | 238.0952 | 0 | 55.8795 | 2793.9747 | 55.8795 | 2793.9747
2007 | 84 | 3 | 25 | 2500 | 0 | 142.8571 | 1428.5714 | 83.0904 | 4154.519 | 4210.0092 | -55.4903 | 1732 | 2500 | 0 | 238.0952 | 0 | 55.8795 | 2793.9747 | 55.8795 | 2793.9747
2008 | 84 | 3 | 25 | 2500 | 0 | 142.8571 | 1428.5714 | 83.0904 | 4154.519 | 4210.0092 | -55.4903 | 1732 | 2500 | 0 | 238.0952 | 0 | 55.8795 | 2793.9747 | 55.8795 | 2793.9747
2009 | 84 | 3 | 25 | 2500 | 0 | 142.8571 | 0 | 53.9359 | 2696.793 | 4210.0092 | -1513.2162 | 1732 | 2500 | 3857.1429 | 238.0952 | 0 | 134.5967 | 6729.8348 | 134.5967 | 6729.8348
2010 | 84 | 3 | 25 | 2500 | 3214.2857 | 142.8571 | 0 | 119.5335 | 5976.6764 | 4210.0092 | 1766.6671 | 1732 | 2500 | 6428.5714 | 238.0952 | 0 | 187.0748 | 9353.7415 | 187.0748 | 9353.7415
2011 | 84 | 3 | 25 | 2500 | 6428.5714 | 142.8571 | 0 | 185.1312 | 9256.5598 | 4210.0092 | 5046.5505 | 1732 | 2500 | 6428.5714 | 238.0952 | 2000 | 227.8912 | 11394.5578 | 227.8912 | 11394.5578
2012 | 84 | 3 | 25 | 2500 | 6428.5714 | 142.8571 | 0 | 185.1312 | 9256.5598 | 4210.0092 | 5046.5505 | 1732 | 2500 | 6428.5714 | 238.0952 | 2000 | 227.8912 | 11394.5578 | 227.8912 | 11394.5578
2013 | 84 | 3 | 25 | 2500 | 6428.5714 | 142.8571 | 0 | 185.1312 | 9256.5598 | 4210.0092 | 5046.5505 | 1732 | 2500 | 2571.4286 | 238.0952 | 2000 | 149.174 | 7458.6978 | 149.174 | 7458.6978
2014 | 84 | 3 | 25 | 2500 | 3214.2857 | 142.8571 | 0 | 119.5335 | 5976.6764 | 4210.0092 | 1766.6671 | 1732 | 2500 | 0 | 238.0952 | 2000 | 96.6958 | 4834.7911 | 96.6958 | 4834.7911
2015 | 84 | 3 | 26 | 2500 | 0 | 142.8571 | 0 | 53.9359 | 2696.793 | 4210.0092 | -1513.2162 | 1732 | 2500 | 0 | 238.0952 | 2000 | 96.6958 | 4834.7911 | 96.6958 | 4834.7911
2016 | 85 | 3 | 26 | 2500 | 0 | 142.8571 | 0 | 53.9359 | 2696.793 | 2677.7923 | 19.0007 | 1732 | 959.7796 | 4.9873 | 0 | 0 | 0 | 0 | 0 | 0
2017 | 85 | 3 | 26 | 2500 | 0 | 142.8571 | 0 | 53.9359 | 2696.793 | 2677.7923 | 19.0007 | 1732 | 959.7796 | 4.9873 | 0 | 0 | 0 | 0 | 0 | 0
2018 | 85 | 3 | 26 | 2500 | 0 | 142.8571 | 0 | 53.9359 | 2696.793 | 2677.7923 | 19.0007 | 1732 | 959.7796 | 4.9873 | 0 | 0 | 0 | 0 | 0 | 0
2019 | 85 | 3 | 26 | 2500 | 0 | 142.8571 | 0 | 53.9359 | 2696.793 | 2677.7923 | 19.0007 | 1732 | 959.7796 | 4.9873 | 0 | 0 | 0 | 0 | 0 | 0
2020 | 85 | 3 | 26 | 2500 | 0 | 142.8571 | 0 | 53.9359 | 2696.793 | 2677.7923 | 19.0007 | 1732 | 959.7796 | 4.9873 | 0 | 0 | 0 | 0 | 0 | 0
2021 | 85 | 3 | 26 | 2500 | 3857.1429 | 142.8571 | 0 | 132.6531 | 6632.6531 | 3446 | 3186.6531 | 1732 | 1732 | 1732 | 0 | 0 | 0 | 0 | 0 | 0
2022 | 85 | 3 | 26 | 2500 | 6428.5714 | 142.8571 | 0 | 185.1312 | 9256.5598 | 3446 | 5810.5598 | 1732 | 1732 | 1732 | 0 | 0 | 0 | 0 | 0 | 0
2023 | 85 | 3 | 26 | 2500 | 6428.5714 | 142.8571 | 1428.5714 | 214.2857 | 10714.2857 | 3446 | 7268.2857 | 1732 | 1732 | 1732 | 0 | 0 | 0 | 0 | 0 | 0
2024 | 85 | 3 | 26 | 2500 | 6428.5714 | 142.8571 | 1428.5714 | 214.2857 | 10714.2857 | 3446 | 7268.2857 | 1732 | 1732 | 1732 | 0 | 0 | 0 | 0 | 0 | 0
2025 | 85 | 3 | 26 | 2500 | 2571.4286 | 142.8571 | 1428.5714 | 135.5685 | 6778.4257 | 3446 | 3332.4257 | 1732 | 1732 | 1732 | 0 | 0 | 0 | 0 | 0 | 0
2026 | 85 | 3 | 26 | 2500 | 0 | 142.8571 | 1428.5714 | 83.0904 | 4154.519 | 3446 | 708.519 | 1732 | 1732 | 686.9308 | 0 | 0 | 0 | 0 | 0 | 0
2027 | 85 | 3 | 26 | 2500 | 0 | 142.8571 | 1428.5714 | 83.0904 | 4154.519 | 3446 | 708.519 | 1732 | 1732 | 686.9308 | 0 | 0 | 0 | 0 | 0 | 0
2028 | 85 | 3 | 26 | 2500 | 0 | 142.8571 | 1428.5714 | 83.0904 | 4154.519 | 4210.0092 | -55.4903 | 1732 | 2500 | 0 | 238.0952 | 0 | 55.8795 | 2793.9747 | 55.8795 | 2793.9747
2029 | 85 | 3 | 26 | 2500 | 0 | 142.8571 | 1428.5714 | 83.0904 | 4154.519 | 4210.0092 | -55.4903 | 1732 | 2500 | 0 | 238.0952 | 0 | 55.8795 | 2793.9747 | 55.8795 | 2793.9747
2030 | 85 | 3 | 26 | 2500 | 0 | 142.8571 | 1428.5714 | 83.0904 | 4154.519 | 4210.0092 | -55.4903 | 1732 | 2500 | 0 | 238.0952 | 0 | 55.8795 | 2793.9747 | 55.8795 | 2793.9747
2031 | 85 | 3 | 26 | 2500 | 0 | 142.8571 | 1428.5714 | 83.0904 | 4154.519 | 4210.0092 | -55.4903 | 1732 | 2500 | 0 | 238.0952 | 0 | 55.8795 | 2793.9747 | 55.8795 | 2793.9747
2032 | 85 | 3 | 26 | 2500 | 0 | 142.8571 | 1428.5714 | 83.0904 | 4154.519 | 4210.0092 | -55.4903 | 1732 | 2500 | 0 | 238.0952 | 0 | 55.8795 | 2793.9747 | 55.8795 | 2793.9747
2033 | 85 | 3 | 26 | 2500 | 0 | 142.8571 | 0 | 53.9359 | 2696.793 | 4210.0092 | -1513.2162 | 1732 | 2500 | 3857.1429 | 238.0952 | 0 | 134.5967 | 6729.8348 | 134.5967 | 6729.8348
2034 | 85 | 3 | 26 | 2500 | 3214.2857 | 142.8571 | 0 | 119.5335 | 5976.6764 | 4210.0092 | 1766.6671 | 1732 | 2500 | 6428.5714 | 238.0952 | 0 | 187.0748 | 9353.7415 | 187.0748 | 9353.7415
2035 | 85 | 3 | 26 | 2500 | 6428.5714 | 142.8571 | 0 | 185.1312 | 9256.5598 | 4210.0092 | 5046.5505 | 1732 | 2500 | 6428.5714 | 238.0952 | 2000 | 227.8912 | 11394.5578 | 227.8912 | 11394.5578
2036 | 85 | 3 | 26 | 2500 | 6428.5714 | 142.8571 | 0 | 185.1312 | 9256.5598 | 4210.0092 | 5046.5505 | 1732 | 2500 | 6428.5714 | 238.0952 | 2000 | 227.8912 | 11394.5578 | 227.8912 | 11394.5578
2037 | 85 | 3 | 26 | 2500 | 6428.5714 | 142.8571 | 0 | 185.1312 | 9256.5598 | 4210.0092 | 5046.5505 | 1732 | 2500 | 2571.4286 | 238.0952 | 2000 | 149.174 | 7458.6978 | 149.174 | 7458.6978
2038 | 85 | 3 | 26 | 2500 | 3214.2857 | 142.8571 | 0 | 119.5335 | 5976.6764 | 4210.0092 | 1766.6671 | 1732 | 2500 | 0 | 238.0952 | 2000 | 96.6958 | 4834.7911 | 96.6958 | 4834.7911
2039 | 85 | 3 | 27 | 2500 | 0 | 142.8571 | 0 | 53.9359 | 2696.793 | 4210.0092 | -1513.2162 | 1732 | 2500 | 0 | 238.0952 | 2000 | 96.6958 | 4834.7911 | 96.6958 | 4834.7911
2040 | 86 | 3 | 27 | 2500 | 0 | 142.8571 | 0 | 53.9359 | 2696.793 | 2677.7923 | 19.0007 | 1732 | 959.7796 | 4.9873 | 0 | 0 | 0 | 0 | 0 | 0
2041 | 86 | 3 | 27 | 2500 | 0 | 142.8571 | 0 | 53.9359 | 2696.793 | 2677.7923 | 19.0007 | 1732 | 959.7796 | 4.9873 | 0 | 0 | 0 | 0 | 0 | 0
2042 | 86 | 3 | 27 | 2500 | 0 | 142.8571 | 0 | 53.9359 | 2696.793 | 2677.7923 | 19.0007 | 1732 | 959.7796 | 4.9873 | 0 | 0 | 0 | 0 | 0 | 0
2043 | 86 | 3 | 27 | 2500 | 0 | 142.8571 | 0 | 53.9359 | 2696.793 | 2677.7923 | 19.0007 | 1732 | 959.7796 | 4.9873 | 0 | 0 | 0 | 0 | 0 | 0
2044 | 86 | 3 | 27 | 2500 | 0 | 142.8571 | 0 | 53.9359 | 2696.793 | 2677.7923 | 19.0007 | 1732 | 959.7796 | 4.9873 | 0 | 0 | 0 | 0 | 0 | 0
2045 | 86 | 3 | 27 | 2500 | 3857.1429 | 142.8571 | 0 | 132.6531 | 6632.6531 | 3446 | 3186.6531 | 1732 | 1732 | 1732 | 0 | 0 | 0 | 0 | 0 | 0
2046 | 86 | 3 | 27 | 2500 | 6428.5714 | 142.8571 | 0 | 185.1312 | 9256.5598 | 3446 | 5810.5598 | 1732 | 1732 | 1732 | 0 | 0 | 0 | 0 | 0 | 0
2047 | 86 | 3 | 27 | 2500 | 6428.5714 | 142.8571 | 1428.5714 | 214.2857 | 10714.2857 | 3446 | 7268.2857 | 1732 | 1732 | 1732 | 0 | 0 | 0 | 0 | 0 | 0
2048 | 86 | 3 | 27 | 2500 | 6428.5714 | 142.8571 | 1428.5714 | 214.2857 | 10714.2857 | 3446 | 7268.2857 | 1732 | 1732 | 1732 | 0 | 0 | 0 | 0 | 0 | 0
2049 | 86 | 3 | 27 | 2500 | 2571.4286 | 142.8571 | 1428.5714 | 135.5685 | 6778.4257 | 3446 | 3332.4257 | 1732 | 1732 | 1732 | 0 | 0 | 0 | 0 | 0 | 0
2050 | 86 | 3 | 27 | 2500 | 0 | 142.8571 | 1428.5714 | 83.0904 | 4154.519 | 3446 | 708.519 | 1732 | 1732 | 686.9308 | 0 | 0 | 0 | 0 | 0 | 0
2051 | 86 | 3 | 27 | 2500 | 0 | 142.8571 | 1428.5714 | 83.0904 | 4154.519 | 3446 | 708.519 | 1732 | 1732 | 686.9308 | 0 | 0 | 0 | 0 | 0 | 0
2052 | 86 | 3 | 27 | 2500 | 0 | 142.8571 | 1428.5714 | 83.0904 | 4154.519 | 4210.0092 | -55.4903 | 1732 | 2500 | 0 | 238.0952 | 0 | 55.8795 | 2793.9747 | 55.8795 | 2793.9747
2053 | 86 | 3 | 27 | 2500 | 0 | 142.8571 | 1428.5714 | 83.0904 | 4154.519 | 4210.0092 | -55.4903 | 1732 | 2500 | 0 | 238.0952 | 0 | 55.8795 | 2793.9747 | 55.8795 | 2793.9747
2054 | 86 | 3 | 27 | 2500 | 0 | 142.8571 | 1428.5714 | 83.0904 | 4154.519 | 4210.0092 | -55.4903 | 1732 | 2500 | 0 | 238.0952 | 0 | 55.8795 | 2793.9747 | 55.8795 | 2793.9747
2055 | 86 | 3 | 27 | 2500 | 0 | 142.8571 | 1428.5714 | 83.0904 | 4154.519 | 4210.0092 | -55.4903 | 1732 | 2500 | 0 | 238.0952 | 0 | 55.8795 | 2793.9747 | 55.8795 | 2793.9747
2056 | 86 | 3 | 27 | 2500 | 0 | 142.8571 | 1428.5714 | 83.0904 | 4154.519 | 4210.0092 | -55.4903 | 1732 | 2500 | 0 | 238.0952 | 0 | 55.8795 | 2793.9747 | 55.8795 | 2793.9747
2057 | 86 | 3 | 27 | 2500 | 0 | 142.8571 | 0 | 53.9359 | 2696.793 | 4210.0092 | -1513.2162 | 1732 | 2500 | 3857.1429 | 238.0952 | 0 | 134.5967 | 6729.8348 | 134.5967 | 6729.8348
2058 | 86 | 3 | 27 | 2500 | 3214.2857 | 142.8571 | 0 | 119.5335 | 5976.6764 | 4210.0092 | 1766.6671 | 1732 | 2500 | 6428.5714 | 238.0952 | 0 | 187.0748 | 9353.7415 | 187.0748 | 9353.7415
2059 | 86 | 3 | 27 | 2500 | 6428.5714 | 142.8571 | 0 | 185.1312 | 9256.5598 | 4210.0092 | 5046.5505 | 1732 | 2500 | 6428.5714 | 238.0952 | 2000 | 227.8912 | 11394.5578 | 227.8912 | 11394.5578
2060 | 86 | 3 | 27 | 2500 | 6428.5714 | 142.8571 | 0 | 185.1312 | 9256.5598 | 4210.0092 | 5046.5505 | 1732 | 2500 | 6428.5714 | 238.0952 | 2000 | 227.8912 | 11394.5578 | 227.8912 | 11394.5578
2061 | 86 | 3 | 27 | 2500 | 6428.5714 | 142.8571 | 0 | 185.1312 | 9256.5598 | 4210.0092 | 5046.5505 | 1732 | 2500 | 2571.4286 | 238.0952 | 2000 | 149.174 | 7458.6978 | 149.174 | 7458.6978
2062 | 86 | 3 | 27 | 2500 | 3214.2857 | 142.8571 | 0 | 119.5335 | 5976.6764 | 4210.0092 | 1766.6671 | 1732 | 2500 | 0 | 238.0952 | 2000 | 96.6958 | 4834.7911 | 96.6958 | 4834.7911
2063 | 86 | 3 | 28 | 2500 | 0 | 142.8571 | 0 | 53.9359 | 2696.793 | 4210.0092 | -1513.2162 | 1732 | 2500 | 0 | 238.0952 | 2000 | 96.6958 | 4834.7911 | 96.6958 | 4834.7911
2064 | 87 | 3 | 28 | 2500 | 0 | 142.8571 | 0 | 53.9359 | 2696.793 | 2677.7923 | 19.0007 | 1732 | 959.7796 | 4.9873 | 0 | 0 | 0 | 0 | 0 | 0
2065 | 87 | 3 | 28 | 2500 | 0 | 142.8571 | 0 | 53.9359 | 2696.793 | 2677.7923 | 19.0007 | 1732 | 959.7796 | 4.9873 | 0 | 0 | 0 | 0 | 0 | 0
2066 | 87 | 3 | 28 | 2500 | 0 | 142.8571 | 0 | 53.9359 | 2696.793 | 2677.7923 | 19.0007 | 1732 | 959.7796 | 4.9873 | 0 | 0 | 0 | 0 | 0 | 0
2067 | 87 | 3 | 28 | 2500 | 0 | 142.8571 | 0 | 53.9359 | 2696.793 | 2677.7923 | 19.0007 | 1732 | 959.7796 | 4.9873 | 0 | 0 | 0 | 0 | 0 | 0
2068 | 87 | 3 | 28 | 2500 | 0 | 142.8571 | 0 | 53.9359 | 2696.793 | 2677.7923 | 19.0007 | 1732 | 959.7796 | 4.9873 | 0 | 0 | 0 | 0 | 0 | 0
2069 | 87 | 3 | 28 | 2500 | 3857.1429 | 142.8571 | 0 | 132.6531 | 6632.6531 | 3446 | 3186.6531 | 1732 | 1732 | 1732 | 0 | 0 | 0 | 0 | 0 | 0
2070 | 87 | 3 | 28 | 2500 | 6428.5714 | 142.8571 | 0 | 185.1312 | 9256.5598 | 3446 | 5810.5598 | 1732 | 1732 | 1732 | 0 | 0 | 0 | 0 | 0 | 0
2071 | 87 | 3 | 28 | 2500 | 6428.5714 | 142.8571 | 1428.5714 | 214.2857 | 10714.2857 | 3446 | 7268.2857 | 1732 | 1732 | 1732 | 0 | 0 | 0 | 0 | 0 | 0
2072 | 87 | 3 | 28 | 2500 | 6428.5714 | 142.8571 | 1428.5714 | 214.2857 | 10714.2857 | 3446 | 7268.2857 | 1732 | 1732 | 1732 | 0 | 0 | 0 | 0 | 0 | 0
2073 | 87 | 3 | 28 | 2500 | 2571.4286 | 142.8571 | 1428.5714 | 135.5685 | 6778.4257 | 3446 | 3332.4257 | 1732 | 1732 | 1732 | 0 | 0 | 0 | 0 | 0 | 0
2074 | 87 | 3 | 28 | 2500 | 0 | 142.8571 | 1428.5714 | 83.0904 | 4154.519 | 3446 | 708.519 | 1732 | 1732 | 686.9308 | 0 | 0 | 0 | 0 | 0 | 0
2075 | 87 | 3 | 28 | 2500 | 0 | 142.8571 | 1428.5714 | 83.0904 | 4154.519 | 3446 | 708.519 | 1732 | 1732 | 686.9308 | 0 | 0 | 0 | 0 | 0 | 0
2076 | 87 | 3 | 28 | 2500 | 0 | 142.8571 | 1428.5714 | 83.0904 | 4154.519 | 4210.0092 | -55.4903 | 1732 | 2500 | 0 | 238.0952 | 0 | 55.8795 | 2793.9747 | 55.8795 | 2793.9747
2077 | 87 | 3 | 28 | 2500 | 0 | 142.8571 | 1428.5714 | 83.0904 | 4154.519 | 4210.0092 | -55.4903 | 1732 | 2500 | 0 | 238.0952 | 0 | 55.8795 | 2793.9747 | 55.8795 | 2793.9747
2078 | 87 | 3 | 28 | 2500 | 0 | 142.8571 | 1428.5714 | 83.0904 | 4154.519 | 4210.0092 | -55.4903 | 1732 | 2500 | 0 | 238.0952 | 0 | 55.8795 | 2793.9747 | 55.8795 | 2793.9747
2079 | 87 | 3 | 28 | 2500 | 0 | 142.8571 | 1428.5714 | 83.0904 | 4154.519 | 4210.0092 | -55.4903 | 1732 | 2500 | 0 | 238.0952 | 0 | 55.8795 | 2793.9747 | 55.8795 | 2793.9747
2080 | 87 | 3 | 28 | 2500 | 0 | 142.8571 | 1428.5714 | 83.0904 | 4154.519 | 4210.0092 | -55.4903 | 1732 | 2500 | 0 | 238.0952 | 0 | 55.8795 | 2793.9747 | 55.8795 | 2793.9747
2081 | 87 | 3 | 28 | 2500 | 0 | 142.8571 | 0 | 53.9359 | 2696.793 | 4210.0092 | -1513.2162 | 1732 | 2500 | 3857.1429 | 238.0952 | 0 | 134.5967 | 6729.8348 | 134.5967 | 6729.8348
2082 | 87 | 3 | 28 | 2500 | 3214.2857 | 142.8571 | 0 | 119.5335 | 5976.6764 | 4210.0092 | 1766.6671 | 1732 | 2500 | 6428.5714 | 238.0952 | 0 | 187.0748 | 9353.7415 | 187.0748 | 9353.7415
2083 | 87 | 3 | 28 | 2500 | 6428.5714 | 142.8571 | 0 | 185.1312 | 9256.5598 | 4210.0092 | 5046.5505 | 1732 | 2500 | 6428.5714 | 238.0952 | 2000 | 227.8912 | 11394.5578 | 227.8912 | 11394.5578
2084 | 87 | 3 | 28 | 2500 | 6428.5714 | 142.8571 | 0 | 185.1312 | 9256.5598 | 4210.0092 | 5046.5505 | 1732 | 2500 | 6428.5714 | 238.0952 | 2000 | 227.8912 | 11394.5578 | 227.8912 | 11394.5578
2085 | 87 | 3 | 28 | 2500 | 6428.5714 | 142.8571 | 0 | 185.1312 | 9256.5598 | 4210.0092 | 5046.5505 | 1732 | 2500 | 2571.4286 | 238.0952 | 2000 | 149.174 | 7458.6978 | 149.174 | 7458.6978
2086 | 87 | 3 | 28 | 2500 | 3214.2857 | 142.8571 | 0 | 119.5335 | 5976.6764 | 4210.0092 | 1766.6671 | 1732 | 2500 | 0 | 238.0952 | 2000 | 96.6958 | 4834.7911 | 96.6958 | 4834.7911
2087 | 87 | 3 | 29 | 2500 | 0 | 142.8571 | 0 | 53.9359 | 2696.793 | 4210.0092 | -1513.2162 | 1732 | 2500 | 0 | 238.0952 | 2000 | 96.6958 | 4834.7911 | 96.6958 | 4834.7911
2088 | 88 | 3 | 29 | 2500 | 0 | 142.8571 | 0 | 53.9359 | 2696.793 | 2677.7923 | 19.0007 | 1732 | 959.7796 | 4.9873 | 0 | 0 | 0 | 0 | 0 | 0
2089 | 88 | 3 | 29 | 2500 | 0 | 142.8571 | 0 | 53.9359 | 2696.793 | 2677.7923 | 19.0007 | 1732 | 959.7796 | 4.9873 | 0 | 0 | 0 | 0 | 0 | 0
2090 | 88 | 3 | 29 | 2500 | 0 | 142.8571 | 0 | 53.9359 | 2696.793 | 2677.7923 | 19.0007 | 1732 | 959.7796 | 4.9873 | 0 | 0 | 0 | 0 | 0 | 0
2091 | 88 | 3 | 29 | 2500 | 0 | 142.8571 | 0 | 53.9359 | 2696.793 | 2677.7923 | 19.0007 | 1732 | 959.7796 | 4.9873 | 0 | 0 | 0 | 0 | 0 | 0
2092 | 88 | 3 | 29 | 2500 | 0 | 142.8571 | 0 | 53.9359 | 2696.793 | 2677.7923 | 19.0007 | 1732 | 959.7796 | 4.9873 | 0 | 0 | 0 | 0 | 0 | 0
2093 | 88 | 3 | 29 | 2500 | 3857.1429 | 142.8571 | 0 | 132.6531 | 6632.6531 | 3446 | 3186.6531 | 1732 | 1732 | 1732 | 0 | 0 | 0 | 0 | 0 | 0
2094 | 88 | 3 | 29 | 2500 | 6428.5714 | 142.8571 | 0 | 185.1312 | 9256.5598 | 3446 | 5810.5598 | 1732 | 1732 | 1732 | 0 | 0 | 0 | 0 | 0 | 0
2095 | 88 | 3 | 29 | 2500 | 6428.5714 | 142.8571 | 1428.5714 | 214.2857 | 10714.2857 | 3446 | 7268.2857 | 1732 | 1732 | 1732 | 0 | 0 | 0 | 0 | 0 | 0
2096 | 88 | 3 | 29 | 2500 | 6428.5714 | 142.8571 | 1428.5714 | 214.2857 | 10714.2857 | 3446 | 7268.2857 | 1732 | 1732 | 1732 | 0 | 0 | 0 | 0 | 0 | 0
2097 | 88 | 3 | 29 | 2500 | 2571.4286 | 142.8571 | 1428.5714 | 135.5685 | 6778.4257 | 3446 | 3332.4257 | 1732 | 1732 | 1732 | 0 | 0 | 0 | 0 | 0 | 0
2098 | 88 | 3 | 29 | 2500 | 0 | 142.8571 | 1428.5714 | 83.0904 | 4154.519 | 3446 | 708.519 | 1732 | 1732 | 686.9308 | 0 | 0 | 0 | 0 | 0 | 0
2099 | 88 | 3 | 29 | 2500 | 0 | 142.8571 | 1428.5714 | 83.0904 | 4154.519 | 3446 | 708.519 | 1732 | 1732 | 686.9308 | 0 | 0 | 0 | 0 | 0 | 0
2100 | 88 | 3 | 29 | 2500 | 0 | 142.8571 | 1428.5714 | 83.0904 | 4154.519 | 4210.0092 | -55.4903 | 1732 | 2500 | 0 | 238.0952 | 0 | 55.8795 | 2793.9747 | 55.8795 | 2793.9747
2101 | 88 | 3 | 29 | 2500 | 0 | 142.8571 | 1428.5714 | 83.0904 | 4154.519 | 4210.0092 | -55.4903 | 1732 | 2500 | 0 | 238.0952 | 0 | 55.8795 | 2793.9747 | 55.8795 | 2793.9747
2102 | 88 | 3 | 29 | 2500 | 0 | 142.8571 | 1428.5714 | 83.0904 | 4154.519 | 4210.0092 | -55.4903 | 1732 | 2500 | 0 | 238.0952 | 0 | 55.8795 | 2793.9747 | 55.8795 | 2793.9747
2103 | 88 | 3 | 29 | 2500 | 0 | 142.8571 | 1428.5714 | 83.0904 | 4154.519 | 4210.0092 | -55.4903 | 1732 | 2500 | 0 | 238.0952 | 0 | 55.8795 | 2793.9747 | 55.8795 | 2793.9747
2104 | 88 | 3 | 29 | 2500 | 0 | 142.8571 | 1428.5714 | 83.0904 | 4154.519 | 4210.0092 | -55.4903 | 1732 | 2500 | 0 | 238.0952 | 0 | 55.8795 | 2793.9747 | 55.8795 | 2793.9747
2105 | 88 | 3 | 29 | 2500 | 0 | 142.8571 | 0 | 53.9359 | 2696.793 | 4210.0092 | -1513.2162 | 1732 | 2500 | 3857.1429 | 238.0952 | 0 | 134.5967 | 6729.8348 | 134.5967 | 6729.8348
2106 | 88 | 3 | 29 | 2500 | 3214.2857 | 142.8571 | 0 | 119.5335 | 5976.6764 | 4210.0092 | 1766.6671 | 1732 | 2500 | 6428.5714 | 238.0952 | 0 | 187.0748 | 9353.7415 | 187.0748 | 9353.7415
2107 | 88 | 3 | 29 | 2500 | 6428.5714 | 142.8571 | 0 | 185.1312 | 9256.5598 | 4210.0092 | 5046.5505 | 1732 | 2500 | 6428.5714 | 238.0952 | 2000 | 227.8912 | 11394.5578 | 227.8912 | 11394.5578
2108 | 88 | 3 | 29 | 2500 | 6428.5714 | 142.8571 | 0 | 185.1312 | 9256.5598 | 4210.0092 | 5046.5505 | 1732 | 2500 | 6428.5714 | 238.0952 | 2000 | 227.8912 | 11394.5578 | 227.8912 | 11394.5578
2109 | 88 | 3 | 29 | 2500 | 6428.5714 | 142.8571 | 0 | 185.1312 | 9256.5598 | 4210.0092 | 5046.5505 | 1732 | 2500 | 2571.4286 | 238.0952 | 2000 | 149.174 | 7458.6978 | 149.174 | 7458.6978
2110 | 88 | 3 | 29 | 2500 | 3214.2857 | 142.8571 | 0 | 119.5335 | 5976.6764 | 4210.0092 | 1766.6671 | 1732 | 2500 | 0 | 238.0952 | 2000 | 96.6958 | 4834.7911 | 96.6958 | 4834.7911
2111 | 88 | 3 | 30 | 2500 | 0 | 142.8571 | 0 | 53.9359 | 2696.793 | 4210.0092 | -1513.2162 | 1732 | 2500 | 0 | 238.0952 | 2000 | 96.6958 | 4834.7911 | 96.6958 | 4834.7911
2112 | 89 | 3 | 30 | 2500 | 0 | 142.8571 | 0 | 53.9359 | 2696.793 | 2677.7923 | 19.0007 | 1732 | 959.7796 | 4.9873 | 0 | 0 | 0 | 0 | 0 | 0
2113 | 89 | 3 | 30 | 2500 | 0 | 142.8571 | 0 | 53.9359 | 2696.793 | 2677.7923 | 19.0007 | 1732 | 959.7796 | 4.9873 | 0 | 0 | 0 | 0 | 0 | 0
2114 | 89 | 3 | 30 | 2500 | 0 | 142.8571 | 0 | 53.9359 | 2696.793 | 2677.7923 | 19.0007 | 1732 | 959.7796 | 4.9873 | 0 | 0 | 0 | 0 | 0 | 0
2115 | 89 | 3 | 30 | 2500 | 0 | 142.8571 | 0 | 53.9359 | 2696.793 | 2677.7923 | 19.0007 | 1732 | 959.7796 | 4.9873 | 0 | 0 | 0 | 0 | 0 | 0
2116 | 89 | 3 | 30 | 2500 | 0 | 142.8571 | 0 | 53.9359 | 2696.793 | 2677.7923 | 19.0007 | 1732 | 959.7796 | 4.9873 | 0 | 0 | 0 | 0 | 0 | 0
2117 | 89 | 3 | 30 | 2500 | 3857.1429 | 142.8571 | 0 | 132.6531 | 6632.6531 | 3446 | 3186.6531 | 1732 | 1732 | 1732 | 0 | 0 | 0 | 0 | 0 | 0
2118 | 89 | 3 | 30 | 2500 | 6428.5714 | 142.8571 | 0 | 185.1312 | 9256.5598 | 3446 | 5810.5598 | 1732 | 1732 | 1732 | 0 | 0 | 0 | 0 | 0 | 0
2119 | 89 | 3 | 30 | 2500 | 6428.5714 | 142.8571 | 1428.5714 | 214.2857 | 10714.2857 | 3446 | 7268.2857 | 1732 | 1732 | 1732 | 0 | 0 | 0 | 0 | 0 | 0
2120 | 89 | 3 | 30 | 2500 | 6428.5714 | 142.8571 | 1428.5714 | 214.2857 | 10714.2857 | 3446 | 7268.2857 | 1732 | 1732 | 1732 | 0 | 0 | 0 | 0 | 0 | 0
2121 | 89 | 3 | 30 | 2500 | 2571.4286 | 142.8571 | 1428.5714 | 135.5685 | 6778.4257 | 3446 | 3332.4257 | 1732 | 1732 | 1732 | 0 | 0 | 0 | 0 | 0 | 0
2122 | 89 | 3 | 30 | 2500 | 0 | 142.8571 | 1428.5714 | 83.0904 | 4154.519 | 3446 | 708.519 | 1732 | 1732 | 686.9308 | 0 | 0 | 0 | 0 | 0 | 0
2123 | 89 | 3 | 30 | 2500 | 0 | 142.8571 | 1428.5714 | 83.0904 | 4154.519 | 3446 | 708.519 | 1732 | 1732 | 686.9308 | 0 | 0 | 0 | 0 | 0 | 0
2124 | 89 | 3 | 30 | 2500 | 0 | 142.8571 | 1428.5714 | 83.0904 | 4154.519 | 4210.0092 | -55.4903 | 1732 | 2500 | 0 | 238.0952 | 0 | 55.8795 | 2793.9747 | 55.8795 | 2793.9747
2125 | 89 | 3 | 30 | 2500 | 0 | 142.8571 | 1428.5714 | 83.0904 | 4154.519 | 4210.0092 | -55.4903 | 1732 | 2500 | 0 | 238.0952 | 0 | 55.8795 | 2793.9747 | 55.8795 | 2793.9747
2126 | 89 | 3 | 30 | 2500 | 0 | 142.8571 | 1428.5714 | 83.0904 | 4154.519 | 4210.0092 | -55.4903 | 1732 | 2500 | 0 | 238.0952 | 0 | 55.8795 | 2793.9747 | 55.8795 | 2793.9747
2127 | 89 | 3 | 30 | 2500 | 0 | 142.8571 | 1428.5714 | 83.0904 | 4154.519 | 4210.0092 | -55.4903 | 1732 | 2500 | 0 | 238.0952 | 0 | 55.8795 | 2793.9747 | 55.8795 | 2793.9747
2128 | 89 | 3 | 30 | 2500 | 0 | 142.8571 | 1428.5714 | 83.0904 | 4154.519 | 4210.0092 | -55.4903 | 1732 | 2500 | 0 | 238.0952 | 0 | 55.8795 | 2793.9747 | 55.8795 | 2793.9747
2129 | 89 | 3 | 30 | 2500 | 0 | 142.8571 | 0 | 53.9359 | 2696.793 | 4210.0092 | -1513.2162 | 1732 | 2500 | 3857.1429 | 238.0952 | 0 | 134.5967 | 6729.8348 | 134.5967 | 6729.8348
2130 | 89 | 3 | 30 | 2500 | 3214.2857 | 142.8571 | 0 | 119.5335 | 5976.6764 | 4210.0092 | 1766.6671 | 1732 | 2500 | 6428.5714 | 238.0952 | 0 | 187.0748 | 9353.7415 | 187.0748 | 9353.7415
2131 | 89 | 3 | 30 | 2500 | 6428.5714 | 142.8571 | 0 | 185.1312 | 9256.5598 | 4210.0092 | 5046.5505 | 1732 | 2500 | 6428.5714 | 238.0952 | 2000 | 227.8912 | 11394.5578 | 227.8912 | 11394.5578
2132 | 89 | 3 | 30 | 2500 | 6428.5714 | 142.8571 | 0 | 185.1312 | 9256.5598 | 4210.0092 | 5046.5505 | 1732 | 2500 | 6428.5714 | 238.0952 | 2000 | 227.8912 | 11394.5578 | 227.8912 | 11394.5578
2133 | 89 | 3 | 30 | 2500 | 6428.5714 | 142.8571 | 0 | 185.1312 | 9256.5598 | 4210.0092 | 5046.5505 | 1732 | 2500 | 2571.4286 | 238.0952 | 2000 | 149.174 | 7458.6978 | 149.174 | 7458.6978
2134 | 89 | 3 | 30 | 2500 | 3214.2857 | 142.8571 | 0 | 119.5335 | 5976.6764 | 4210.0092 | 1766.6671 | 1732 | 2500 | 0 | 238.0952 | 2000 | 96.6958 | 4834.7911 | 96.6958 | 4834.7911
2135 | 89 | 3 | 31 | 2500 | 0 | 142.8571 | 0 | 53.9359 | 2696.793 | 4210.0092 | -1513.2162 | 1732 | 2500 | 0 | 238.0952 | 2000 | 96.6958 | 4834.7911 | 96.6958 | 4834.7911
2136 | 90 | 3 | 31 | 2500 | 0 | 142.8571 | 0 | 53.9359 | 2696.793 | 2677.7923 | 19.0007 | 1732 | 959.7796 | 4.9873 | 0 | 0 | 0 | 0 | 0 | 0
2137 | 90 | 3 | 31 | 2500 | 0 | 142.8571 | 0 | 53.9359 | 2696.793 | 2677.7923 | 19.0007 | 1732 | 959.7796 | 4.9873 | 0 | 0 | 0 | 0 | 0 | 0
2138 | 90 | 3 | 31 | 2500 | 0 | 142.8571 | 0 | 53.9359 | 2696.793 | 2677.7923 | 19.0007 | 1732 | 959.7796 | 4.9873 | 0 | 0 | 0 | 0 | 0 | 0
2139 | 90 | 3 | 31 | 2500 | 0 | 142.8571 | 0 | 53.9359 | 2696.793 | 2677.7923 | 19.0007 | 1732 | 959.7796 | 4.9873 | 0 | 0 | 0 | 0 | 0 | 0
2140 | 90 | 3 | 31 | 2500 | 0 | 142.8571 | 0 | 53.9359 | 2696.793 | 2677.7923 | 19.0007 | 1732 | 959.7796 | 4.9873 | 0 | 0 | 0 | 0 | 0 | 0
2141 | 90 | 3 | 31 | 2500 | 3857.1429 | 142.8571 | 0 | 132.6531 | 6632.6531 | 3446 | 3186.6531 | 1732 | 1732 | 1732 | 0 | 0 | 0 | 0 | 0 | 0
2142 | 90 | 3 | 31 | 2500 | 6428.5714 | 142.8571 | 0 | 185.1312 | 9256.5598 | 3446 | 5810.5598 | 1732 | 1732 | 1732 | 0 | 0 | 0 | 0 | 0 | 0
2143 | 90 | 3 | 31 | 2500 | 6428.5714 | 142.8571 | 1428.5714 | 214.2857 | 10714.2857 | 3446 | 7268.2857 | 1732 | 1732 | 1732 | 0 | 0 | 0 | 0 | 0 | 0
2144 | 90 | 3 | 31 | 2500 | 6428.5714 | 142.8571 | 1428.5714 | 214.2857 | 10714.2857 | 3446 | 7268.2857 | 1732 | 1732 | 1732 | 0 | 0 | 0 | 0 | 0 | 0
2145 | 90 | 3 | 31 | 2500 | 2571.4286 | 142.8571 | 1428.5714 | 135.5685 | 6778.4257 | 3446 | 3332.4257 | 1732 | 1732 | 1732 | 0 | 0 | 0 | 0 | 0 | 0
2146 | 90 | 3 | 31 | 2500 | 0 | 142.8571 | 1428.5714 | 83.0904 | 4154.519 | 3446 | 708.519 | 1732 | 1732 | 686.9308 | 0 | 0 | 0 | 0 | 0 | 0
2147 | 90 | 3 | 31 | 2500 | 0 | 142.8571 | 1428.5714 | 83.0904 | 4154.519 | 3446 | 708.519 | 1732 | 1732 | 686.9308 | 0 | 0 | 0 | 0 | 0 | 0
2148 | 90 | 3 | 31 | 2500 | 0 | 142.8571 | 1428.5714 | 83.0904 | 4154.519 | 4210.0092 | -55.4903 | 1732 | 2500 | 0 | 238.0952 | 0 | 55.8795 | 2793.9747 | 55.8795 | 2793.9747
2149 | 90 | 3 | 31 | 2500 | 0 | 142.8571 | 1428.5714 | 83.0904 | 4154.519 | 4210.0092 | -55.4903 | 1732 | 2500 | 0 | 238.0952 | 0 | 55.8795 | 2793.9747 | 55.8795 | 2793.9747
2150 | 90 | 3 | 31 | 2500 | 0 | 142.8571 | 1428.5714 | 83.0904 | 4154.519 | 4210.0092 | -55.4903 | 1732 | 2500 | 0 | 238.0952 | 0 | 55.8795 | 2793.9747 | 55.8795 | 2793.9747
2151 | 90 | 3 | 31 | 2500 | 0 | 142.8571 | 1428.5714 | 83.0904 | 4154.519 | 4210.0092 | -55.4903 | 1732 | 2500 | 0 | 238.0952 | 0 | 55.8795 | 2793.9747 | 55.8795 | 2793.9747
2152 | 90 | 3 | 31 | 2500 | 0 | 142.8571 | 1428.5714 | 83.0904 | 4154.519 | 4210.0092 | -55.4903 | 1732 | 2500 | 0 | 238.0952 | 0 | 55.8795 | 2793.9747 | 55.8795 | 2793.9747
2153 | 90 | 3 | 31 | 2500 | 0 | 142.8571 | 0 | 53.9359 | 2696.793 | 4210.0092 | -1513.2162 | 1732 | 2500 | 3857.1429 | 238.0952 | 0 | 134.5967 | 6729.8348 | 134.5967 | 6729.8348
2154 | 90 | 3 | 31 | 2500 | 3214.2857 | 142.8571 | 0 | 119.5335 | 5976.6764 | 4210.0092 | 1766.6671 | 1732 | 2500 | 6428.5714 | 238.0952 | 0 | 187.0748 | 9353.7415 | 187.0748 | 9353.7415
2155 | 90 | 3 | 31 | 2500 | 6428.5714 | 142.8571 | 0 | 185.1312 | 9256.5598 | 4210.0092 | 5046.5505 | 1732 | 2500 | 6428.5714 | 238.0952 | 2000 | 227.8912 | 11394.5578 | 227.8912 | 11394.5578
2156 | 90 | 3 | 31 | 2500 | 6428.5714 | 142.8571 | 0 | 185.1312 | 9256.5598 | 4210.0092 | 5046.5505 | 1732 | 2500 | 6428.5714 | 238.0952 | 2000 | 227.8912 | 11394.5578 | 227.8912 | 11394.5578
2157 | 90 | 3 | 31 | 2500 | 6428.5714 | 142.8571 | 0 | 185.1312 | 9256.5598 | 4210.0092 | 5046.5505 | 1732 | 2500 | 2571.4286 | 238.0952 | 2000 | 149.174 | 7458.6978 | 149.174 | 7458.6978
2158 | 90 | 3 | 31 | 2500 | 3214.2857 | 142.8571 | 0 | 119.5335 | 5976.6764 | 4210.0092 | 1766.6671 | 1732 | 2500 | 0 | 238.0952 | 2000 | 96.6958 | 4834.7911 | 96.6958 | 4834.7911
2159 | 90 | 3 | 32 | 2500 | 0 | 142.8571 | 0 | 53.9359 | 2696.793 | 4210.0092 | -1513.2162 | 1732 | 2500 | 0 | 238.0952 | 2000 | 96.6958 | 4834.7911 | 96.6958 | 4834.7911
2160 | 91 | 4 | 1 | 2380.9524 | 0 | 119.0476 | 0 | 51.0204 | 2551.0204 | 2533.5308 | 17.4896 | 1732 | 814.7645 | 4.2338 | 238.0952 | 2000 | 62.3897 | 3119.4832 | 62.3897 | 3119.4832
2161 | 91 | 4 | 1 | 2380.9524 | 0 | 119.0476 | 0 | 51.0204 | 2551.0204 | 2533.5308 | 17.4896 | 1732 | 814.7645 | 4.2338 | 238.0952 | 2000 | 62.3897 | 3119.4832 | 62.3897 | 3119.4832
2162 | 91 | 4 | 1 | 2380.9524 | 0 | 119.0476 | 0 | 51.0204 | 2551.0204 | 2533.5308 | 17.4896 | 1732 | 814.7645 | 4.2338 | 238.0952 | 2000 | 62.3897 | 3119.4832 | 62.3897 | 3119.4832
2163 | 91 | 4 | 1 | 2380.9524 | 0 | 119.0476 | 0 | 51.0204 | 2551.0204 | 2533.5308 | 17.4896 | 1732 | 814.7645 | 4.2338 | 238.0952 | 2000 | 62.3897 | 3119.4832 | 62.3897 | 3119.4832
2164 | 91 | 4 | 1 | 2380.9524 | 0 | 119.0476 | 0 | 51.0204 | 2551.0204 | 2533.5308 | 17.4896 | 1732 | 814.7645 | 4.2338 | 238.0952 | 0 | 21.5733 | 1078.6669 | 21.5733 | 1078.6669
2165 | 91 | 4 | 1 | 2380.9524 | 1821.4286 | 119.0476 | 0 | 88.1924 | 4409.621 | 3446 | 963.621 | 1732 | 1732 | 940.7073 | 238.0952 | 0 | 59.4041 | 2970.2066 | 59.4041 | 2970.2066
2166 | 91 | 4 | 1 | 2380.9524 | 3035.7143 | 119.0476 | 0 | 112.9738 | 5648.688 | 3446 | 2202.688 | 1732 | 1732 | 1732 | 238.0952 | 0 | 75.553 | 3777.6482 | 75.553 | 3777.6482
2167 | 91 | 4 | 1 | 2380.9524 | 3035.7143 | 119.0476 | 857.1429 | 130.4665 | 6523.3236 | 3446 | 3077.3236 | 1732 | 1732 | 1732 | 238.0952 | 0 | 75.553 | 3777.6482 | 75.553 | 3777.6482
2168 | 91 | 4 | 1 | 2380.9524 | 3035.7143 | 119.0476 | 857.1429 | 130.4665 | 6523.3236 | 3446 | 3077.3236 | 1732 | 1732 | 1732 | 238.0952 | 0 | 75.553 | 3777.6482 | 75.553 | 3777.6482
2169 | 91 | 4 | 1 | 2380.9524 | 1214.2857 | 119.0476 | 857.1429 | 93.2945 | 4664.723 | 3446 | 1218.723 | 1732 | 1732 | 1194.4837 | 238.0952 | 0 | 64.5832 | 3229.1622 | 64.5832 | 3229.1622
2170 | 91 | 4 | 1 | 2380.9524 | 0 | 119.0476 | 857.1429 | 68.5131 | 3425.656 | 3399.1002 | 26.5558 | 1732 | 1684.8552 | 8.755 | 238.0952 | 0 | 39.4226 | 1971.128 | 39.4226 | 1971.128
2171 | 91 | 4 | 1 | 2380.9524 | 0 | 119.0476 | 857.1429 | 68.5131 | 3425.656 | 3399.1002 | 26.5558 | 1732 | 1684.8552 | 8.755 | 0 | 0 | 0 | 0 | 0 | 0
2172 | 91 | 4 | 1 | 2380.9524 | 0 | 119.0476 | 857.1429 | 68.5131 | 3425.656 | 3399.1002 | 26.5558 | 1732 | 1684.8552 | 8.755 | 0 | 0 | 0 | 0 | 0 | 0
2173 | 91 | 4 | 1 | 2380.9524 | 0 | 119.0476 | 857.1429 | 68.5131 | 3425.656 | 3399.1002 | 26.5558 | 1732 | 1684.8552 | 8.755 | 0 | 0 | 0 | 0 | 0 | 0
2174 | 91 | 4 | 1 | 2380.9524 | 0 | 119.0476 | 857.1429 | 68.5131 | 3425.656 | 3399.1002 | 26.5558 | 1732 | 1684.8552 | 8.755 | 0 | 0 | 0 | 0 | 0 | 0
2175 | 91 | 4 | 1 | 2380.9524 | 0 | 119.0476 | 857.1429 | 68.5131 | 3425.656 | 3399.1002 | 26.5558 | 1732 | 1684.8552 | 8.755 | 0 | 0 | 0 | 0 | 0 | 0
2176 | 91 | 4 | 1 | 2380.9524 | 0 | 119.0476 | 857.1429 | 68.5131 | 3425.656 | 3399.1002 | 26.5558 | 1732 | 1684.8552 | 8.755 | 0 | 0 | 0 | 0 | 0 | 0
2177 | 91 | 4 | 1 | 2380.9524 | 0 | 119.0476 | 0 | 51.0204 | 2551.0204 | 2533.5308 | 17.4896 | 1732 | 814.7645 | 4.2338 | 0 | 0 | 0 | 0 | 0 | 0
2178 | 91 | 4 | 1 | 2380.9524 | 1517.8571 | 119.0476 | 0 | 81.9971 | 4099.8542 | 3446 | 653.8542 | 1732 | 1732 | 632.5501 | 0 | 0 | 0 | 0 | 0 | 0
2179 | 91 | 4 | 1 | 2380.9524 | 3035.7143 | 119.0476 | 0 | 112.9738 | 5648.688 | 3446 | 2202.688 | 1732 | 1732 | 1732 | 0 | 0 | 0 | 0 | 0 | 0
2180 | 91 | 4 | 1 | 2380.9524 | 3035.7143 | 119.0476 | 0 | 112.9738 | 5648.688 | 3446 | 2202.688 | 1732 | 1732 | 1732 | 0 | 0 | 0 | 0 | 0 | 0
2181 | 91 | 4 | 1 | 2380.9524 | 3035.7143 | 119.0476 | 0 | 112.9738 | 5648.688 | 3446 | 2202.688 | 1732 | 1732 | 1732 | 0 | 0 | 0 | 0 | 0 | 0
2182 | 91 | 4 | 1 | 2380.9524 | 1517.8571 | 119.0476 | 0 | 81.9971 | 4099.8542 | 3446 | 653.8542 | 1732 | 1732 | 632.5501 | 0 | 0 | 0 | 0 | 0 | 0
2183 | 91 | 4 | 2 | 2380.9524 | 0 | 119.0476 | 0 | 51.0204 | 2551.0204 | 2533.5308 | 17.4896 | 1732 | 814.7645 | 4.2338 | 0 | 0 | 0 | 0 | 0 | 0
2184 | 92 | 4 | 2 | 2380.9524 | 0 | 119.0476 | 0 | 51.0204 | 2551.0204 | 2533.5308 | 17.4896 | 1732 | 814.7645 | 4.2338 | 238.0952 | 2000 | 62.3897 | 3119.4832 | 62.3897 | 3119.4832
2185 | 92 | 4 | 2 | 2380.9524 | 0 | 119.0476 | 0 | 51.0204 | 2551.0204 | 2533.5308 | 17.4896 | 1732 | 814.7645 | 4.2338 | 238.0952 | 2000 | 62.3897 | 3119.4832 | 62.3897 | 3119.4832
2186 | 92 | 4 | 2 | 2380.9524 | 0 | 119.0476 | 0 | 51.0204 | 2551.0204 | 2533.5308 | 17.4896 | 1732 | 814.7645 | 4.2338 | 238.0952 | 2000 | 62.3897 | 3119.4832 | 62.3897 | 3119.4832
2187 | 92 | 4 | 2 | 2380.9524 | 0 | 119.0476 | 0 | 51.0204 | 2551.0204 | 2533.5308 | 17.4896 | 1732 | 814.7645 | 4.2338 | 238.0952 | 2000 | 62.3897 | 3119.4832 | 62.3897 | 3119.4832
2188 | 92 | 4 | 2 | 2380.9524 | 0 | 119.0476 | 0 | 51.0204 | 2551.0204 | 2533.5308 | 17.4896 | 1732 | 814.7645 | 4.2338 | 238.0952 | 0 | 21.5733 | 1078.6669 | 21.5733 | 1078.6669
2189 | 92 | 4 | 2 | 2380.9524 | 1821.4286 | 119.0476 | 0 | 88.1924 | 4409.621 | 3446 | 963.621 | 1732 | 1732 | 940.7073 | 238.0952 | 0 | 59.4041 | 2970.2066 | 59.4041 | 2970.2066
2190 | 92 | 4 | 2 | 2380.9524 | 3035.7143 | 119.0476 | 0 | 112.9738 | 5648.688 | 3446 | 2202.688 | 1732 | 1732 | 1732 | 238.0952 | 0 | 75.553 | 3777.6482 | 75.553 | 3777.6482
2191 | 92 | 4 | 2 | 2380.9524 | 3035.7143 | 119.0476 | 857.1429 | 130.4665 | 6523.3236 | 3446 | 3077.3236 | 1732 | 1732 | 1732 | 238.0952 | 0 | 75.553 | 3777.6482 | 75.553 | 3777.6482
2192 | 92 | 4 | 2 | 2380.9524 | 3035.7143 | 119.0476 | 857.1429 | 130.4665 | 6523.3236 | 3446 | 3077.3236 | 1732 | 1732 | 1732 | 238.0952 | 0 | 75.553 | 3777.6482 | 75.553 | 3777.6482
2193 | 92 | 4 | 2 | 2380.9524 | 1214.2857 | 119.0476 | 857.1429 | 93.2945 | 4664.723 | 3446 | 1218.723 | 1732 | 1732 | 1194.4837 | 238.0952 | 0 | 64.5832 | 3229.1622 | 64.5832 | 3229.1622
2194 | 92 | 4 | 2 | 2380.9524 | 0 | 119.0476 | 857.1429 | 68.5131 | 3425.656 | 3399.1002 | 26.5558 | 1732 | 1684.8552 | 8.755 | 238.0952 | 0 | 39.4226 | 1971.128 | 39.4226 | 1971.128
2195 | 92 | 4 | 2 | 2380.9524 | 0 | 119.0476 | 857.1429 | 68.5131 | 3425.656 | 3399.1002 | 26.5558 | 1732 | 1684.8552 | 8.755 | 0 | 0 | 0 | 0 | 0 | 0
2196 | 92 | 4 | 2 | 2380.9524 | 0 | 119.0476 | 857.1429 | 68.5131 | 3425.656 | 3399.1002 | 26.5558 | 1732 | 1684.8552 | 8.755 | 0 | 0 | 0 | 0 | 0 | 0
2197 | 92 | 4 | 2 | 2380.9524 | 0 | 119.0476 | 857.1429 | 68.5131 | 3425.656 | 3399.1002 | 26.5558 | 1732 | 1684.8552 | 8.755 | 0 | 0 | 0 | 0 | 0 | 0
2198 | 92 | 4 | 2 | 2380.9524 | 0 | 119.0476 | 857.1429 | 68.5131 | 3425.656 | 3399.1002 | 26.5558 | 1732 | 1684.8552 | 8.755 | 0 | 0 | 0 | 0 | 0 | 0
2199 | 92 | 4 | 2 | 2380.9524 | 0 | 119.0476 | 857.1429 | 68.5131 | 3425.656 | 3399.1002 | 26.5558 | 1732 | 1684.8552 | 8.755 | 0 | 0 | 0 | 0 | 0 | 0
2200 | 92 | 4 | 2 | 2380.9524 | 0 | 119.0476 | 857.1429 | 68.5131 | 3425.656 | 3399.1002 | 26.5558 | 1732 | 1684.8552 | 8.755 | 0 | 0 | 0 | 0 | 0 | 0
2201 | 92 | 4 | 2 | 2380.9524 | 0 | 119.0476 | 0 | 51.0204 | 2551.0204 | 2533.5308 | 17.4896 | 1732 | 814.7645 | 4.2338 | 0 | 0 | 0 | 0 | 0 | 0
2202 | 92 | 4 | 2 | 2380.9524 | 1517.8571 | 119.0476 | 0 | 81.9971 | 4099.8542 | 3446 | 653.8542 | 1732 | 1732 | 632.5501 | 0 | 0 | 0 | 0 | 0 | 0
2203 | 92 | 4 | 2 | 2380.9524 | 3035.7143 | 119.0476 | 0 | 112.9738 | 5648.688 | 3446 | 2202.688 | 1732 | 1732 | 1732 | 0 | 0 | 0 | 0 | 0 | 0
2204 | 92 | 4 | 2 | 2380.9524 | 3035.7143 | 119.0476 | 0 | 112.9738 | 5648.688 | 3446 | 2202.688 | 1732 | 1732 | 1732 | 0 | 0 | 0 | 0 | 0 | 0
2205 | 92 | 4 | 2 | 2380.9524 | 3035.7143 | 119.0476 | 0 | 112.9738 | 5648.688 | 3446 | 2202.688 | 1732 | 1732 | 1732 | 0 | 0 | 0 | 0 | 0 | 0
2206 | 92 | 4 | 2 | 2380.9524 | 1517.8571 | 119.0476 | 0 | 81.9971 | 4099.8542 | 3446 | 653.8542 | 1732 | 1732 | 632.5501 | 0 | 0 | 0 | 0 | 0 | 0
2207 | 92 | 4 | 3 | 2380.9524 | 0 | 119.0476 | 0 | 51.0204 | 2551.0204 | 2533.5308 | 17.4896 | 1732 | 814.7645 | 4.2338 | 0 | 0 | 0 | 0 | 0 | 0
2208 | 93 | 4 | 3 | 2380.9524 | 0 | 119.0476 | 0 | 51.0204 | 2551.0204 | 2533.5308 | 17.4896 | 1732 | 814.7645 | 4.2338 | 238.0952 | 2000 | 62.3897 | 3119.4832 | 62.3897 | 3119.4832
2209 | 93 | 4 | 3 | 2380.9524 | 0 | 119.0476 | 0 | 51.0204 | 2551.0204 | 2533.5308 | 17.4896 | 1732 | 814.7645 | 4.2338 | 238.0952 | 2000 | 62.3897 | 3119.4832 | 62.3897 | 3119.4832
2210 | 93 | 4 | 3 | 2380.9524 | 0 | 119.0476 | 0 | 51.0204 | 2551.0204 | 2533.5308 | 17.4896 | 1732 | 814.7645 | 4.2338 | 238.0952 | 2000 | 62.3897 | 3119.4832 | 62.3897 | 3119.4832
2211 | 93 | 4 | 3 | 2380.9524 | 0 | 119.0476 | 0 | 51.0204 | 2551.0204 | 2533.5308 | 17.4896 | 1732 | 814.7645 | 4.2338 | 238.0952 | 2000 | 62.3897 | 3119.4832 | 62.3897 | 3119.4832
2212 | 93 | 4 | 3 | 2380.9524 | 0 | 119.0476 | 0 | 51.0204 | 2551.0204 | 2533.5308 | 17.4896 | 1732 | 814.7645 | 4.2338 | 238.0952 | 0 | 21.5733 | 1078.6669 | 21.5733 | 1078.6669
2213 | 93 | 4 | 3 | 2380.9524 | 1821.4286 | 119.0476 | 0 | 88.1924 | 4409.621 | 3446 | 963.621 | 1732 | 1732 | 940.7073 | 238.0952 | 0 | 59.4041 | 2970.2066 | 59.4041 | 2970.2066
2214 | 93 | 4 | 3 | 2380.9524 | 3035.7143 | 119.0476 | 0 | 112.9738 | 5648.688 | 3446 | 2202.688 | 1732 | 1732 | 1732 | 238.0952 | 0 | 75.553 | 3777.6482 | 75.553 | 3777.6482
2215 | 93 | 4 | 3 | 2380.9524 | 3035.7143 | 119.0476 | 857.1429 | 130.4665 | 6523.3236 | 3446 | 3077.3236 | 1732 | 1732 | 1732 | 238.0952 | 0 | 75.553 | 3777.6482 | 75.553 | 3777.6482
2216 | 93 | 4 | 3 | 2380.9524 | 3035.7143 | 119.0476 | 857.1429 | 130.4665 | 6523.3236 | 3446 | 3077.3236 | 1732 | 1732 | 1732 | 238.0952 | 0 | 75.553 | 3777.6482 | 75.553 | 3777.6482
2217 | 93 | 4 | 3 | 2380.9524 | 1214.2857 | 119.0476 | 857.1429 | 93.2945 | 4664.723 | 3446 | 1218.723 | 1732 | 1732 | 1194.4837 | 238.0952 | 0 | 64.5832 | 3229.1622 | 64.5832 | 3229.1622
2218 | 93 | 4 | 3 | 2380.9524 | 0 | 119.0476 | 857.1429 | 68.5131 | 3425.656 | 3399.1002 | 26.5558 | 1732 | 1684.8552 | 8.755 | 238.0952 | 0 | 39.4226 | 1971.128 | 39.4226 | 1971.128
2219 | 93 | 4 | 3 | 2380.9524 | 0 | 119.0476 | 857.1429 | 68.5131 | 3425.656 | 3399.1002 | 26.5558 | 1732 | 1684.8552 | 8.755 | 0 | 0 | 0 | 0 | 0 | 0
2220 | 93 | 4 | 3 | 2380.9524 | 0 | 119.0476 | 857.1429 | 68.5131 | 3425.656 | 3399.1002 | 26.5558 | 1732 | 1684.8552 | 8.755 | 0 | 0 | 0 | 0 | 0 | 0
2221 | 93 | 4 | 3 | 2380.9524 | 0 | 119.0476 | 857.1429 | 68.5131 | 3425.656 | 3399.1002 | 26.5558 | 1732 | 1684.8552 | 8.755 | 0 | 0 | 0 | 0 | 0 | 0
2222 | 93 | 4 | 3 | 2380.9524 | 0 | 119.0476 | 857.1429 | 68.5131 | 3425.656 | 3399.1002 | 26.5558 | 1732 | 1684.8552 | 8.755 | 0 | 0 | 0 | 0 | 0 | 0
2223 | 93 | 4 | 3 | 2380.9524 | 0 | 119.0476 | 857.1429 | 68.5131 | 3425.656 | 3399.1002 | 26.5558 | 1732 | 1684.8552 | 8.755 | 0 | 0 | 0 | 0 | 0 | 0
2224 | 93 | 4 | 3 | 2380.9524 | 0 | 119.0476 | 857.1429 | 68.5131 | 3425.656 | 3399.1002 | 26.5558 | 1732 | 1684.8552 | 8.755 | 0 | 0 | 0 | 0 | 0 | 0
2225 | 93 | 4 | 3 | 2380.9524 | 0 | 119.0476 | 0 | 51.0204 | 2551.0204 | 2533.5308 | 17.4896 | 1732 | 814.7645 | 4.2338 | 0 | 0 | 0 | 0 | 0 | 0
2226 | 93 | 4 | 3 | 2380.9524 | 1517.8571 | 119.0476 | 0 | 81.9971 | 4099.8542 | 3446 | 653.8542 | 1732 | 1732 | 632.5501 | 0 | 0 | 0 | 0 | 0 | 0
2227 | 93 | 4 | 3 | 2380.9524 | 3035.7143 | 119.0476 | 0 | 112.9738 | 5648.688 | 3446 | 2202.688 | 1732 | 1732 | 1732 | 0 | 0 | 0 | 0 | 0 | 0
2228 | 93 | 4 | 3 | 2380.9524 | 3035.7143 | 119.0476 | 0 | 112.9738 | 5648.688 | 3446 | 2202.688 | 1732 | 1732 | 1732 | 0 | 0 | 0 | 0 | 0 | 0
2229 | 93 | 4 | 3 | 2380.9524 | 3035.7143 | 119.0476 | 0 | 112.9738 | 5648.688 | 3446 | 2202.688 | 1732 | 1732 | 1732 | 0 | 0 | 0 | 0 | 0 | 0
2230 | 93 | 4 | 3 | 2380.9524 | 1517.8571 | 119.0476 | 0 | 81.9971 | 4099.8542 | 3446 | 653.8542 | 1732 | 1732 | 632.5501 | 0 | 0 | 0 | 0 | 0 | 0
2231 | 93 | 4 | 4 | 2380.9524 | 0 | 119.0476 | 0 | 51.0204 | 2551.0204 | 2533.5308 | 17.4896 | 1732 | 814.7645 | 4.2338 | 0 | 0 | 0 | 0 | 0 | 0
2232 | 94 | 4 | 4 | 2380.9524 | 0 | 119.0476 | 0 | 51.0204 | 2551.0204 | 2533.5308 | 17.4896 | 1732 | 814.7645 | 4.2338 | 238.0952 | 2000 | 62.3897 | 3119.4832 | 62.3897 | 3119.4832
2233 | 94 | 4 | 4 | 2380.9524 | 0 | 119.0476 | 0 | 51.0204 | 2551.0204 | 2533.5308 | 17.4896 | 1732 | 814.7645 | 4.2338 | 238.0952 | 2000 | 62.3897 | 3119.4832 | 62.3897 | 3119.4832
2234 | 94 | 4 | 4 | 2380.9524 | 0 | 119.0476 | 0 | 51.0204 | 2551.0204 | 2533.5308 | 17.4896 | 1732 | 814.7645 | 4.2338 | 238.0952 | 2000 | 62.3897 | 3119.4832 | 62.3897 | 3119.4832
2235 | 94 | 4 | 4 | 2380.9524 | 0 | 119.0476 | 0 | 51.0204 | 2551.0204 | 2533.5308 | 17.4896 | 1732 | 814.7645 | 4.2338 | 238.0952 | 2000 | 62.3897 | 3119.4832 | 62.3897 | 3119.4832
2236 | 94 | 4 | 4 | 2380.9524 | 0 | 119.0476 | 0 | 51.0204 | 2551.0204 | 2533.5308 | 17.4896 | 1732 | 814.7645 | 4.2338 | 238.0952 | 0 | 21.5733 | 1078.6669 | 21.5733 | 1078.6669
2237 | 94 | 4 | 4 | 2380.9524 | 1821.4286 | 119.0476 | 0 | 88.1924 | 4409.621 | 3446 | 963.621 | 1732 | 1732 | 940.7073 | 238.0952 | 0 | 59.4041 | 2970.2066 | 59.4041 | 2970.2066
2238 | 94 | 4 | 4 | 2380.9524 | 3035.7143 | 119.0476 | 0 | 112.9738 | 5648.688 | 3446 | 2202.688 | 1732 | 1732 | 1732 | 238.0952 | 0 | 75.553 | 3777.6482 | 75.553 | 3777.6482
2239 | 94 | 4 | 4 | 2380.9524 | 3035.7143 | 119.0476 | 857.1429 | 130.4665 | 6523.3236 | 3446 | 3077.3236 | 1732 | 1732 | 1732 | 238.0952 | 0 | 75.553 | 3777.6482 | 75.553 | 3777.6482
2240 | 94 | 4 | 4 | 2380.9524 | 3035.7143 | 119.0476 | 857.1429 | 130.4665 | 6523.3236 | 3446 | 3077.3236 | 1732 | 1732 | 1732 | 238.0952 | 0 | 75.553 | 3777.6482 | 75.553 | 3777.6482
2241 | 94 | 4 | 4 | 2380.9524 | 1214.2857 | 119.0476 | 857.1429 | 93.2945 | 4664.723 | 3446 | 1218.723 | 1732 | 1732 | 1194.4837 | 238.0952 | 0 | 64.5832 | 3229.1622 | 64.5832 | 3229.1622
2242 | 94 | 4 | 4 | 2380.9524 | 0 | 119.0476 | 857.1429 | 68.5131 | 3425.656 | 3399.1002 | 26.5558 | 1732 | 1684.8552 | 8.755 | 238.0952 | 0 | 39.4226 | 1971.128 | 39.4226 | 1971.128
2243 | 94 | 4 | 4 | 2380.9524 | 0 | 119.0476 | 857.1429 | 68.5131 | 3425.656 | 3399.1002 | 26.5558 | 1732 | 1684.8552 | 8.755 | 0 | 0 | 0 | 0 | 0 | 0
2244 | 94 | 4 | 4 | 2380.9524 | 0 | 119.0476 | 857.1429 | 68.5131 | 3425.656 | 3399.1002 | 26.5558 | 1732 | 1684.8552 | 8.755 | 0 | 0 | 0 | 0 | 0 | 0
2245 | 94 | 4 | 4 | 2380.9524 | 0 | 119.0476 | 857.1429 | 68.5131 | 3425.656 | 3399.1002 | 26.5558 | 1732 | 1684.8552 | 8.755 | 0 | 0 | 0 | 0 | 0 | 0
2246 | 94 | 4 | 4 | 2380.9524 | 0 | 119.0476 | 857.1429 | 68.5131 | 3425.656 | 3399.1002 | 26.5558 | 1732 | 1684.8552 | 8.755 | 0 | 0 | 0 | 0 | 0 | 0
2247 | 94 | 4 | 4 | 2380.9524 | 0 | 119.0476 | 857.1429 | 68.5131 | 3425.656 | 3399.1002 | 26.5558 | 1732 | 1684.8552 | 8.755 | 0 | 0 | 0 | 0 | 0 | 0
2248 | 94 | 4 | 4 | 2380.9524 | 0 | 119.0476 | 857.1429 | 68.5131 | 3425.656 | 3399.1002 | 26.5558 | 1732 | 1684.8552 | 8.755 | 0 | 0 | 0 | 0 | 0 | 0
2249 | 94 | 4 | 4 | 2380.9524 | 0 | 119.0476 | 0 | 51.0204 | 2551.0204 | 2533.5308 | 17.4896 | 1732 | 814.7645 | 4.2338 | 0 | 0 | 0 | 0 | 0 | 0
2250 | 94 | 4 | 4 | 2380.9524 | 1517.8571 | 119.0476 | 0 | 81.9971 | 4099.8542 | 3446 | 653.8542 | 1732 | 1732 | 632.5501 | 0 | 0 | 0 | 0 | 0 | 0
2251 | 94 | 4 | 4 | 2380.9524 | 3035.7143 | 119.0476 | 0 | 112.9738 | 5648.688 | 3446 | 2202.688 | 1732 | 1732 | 1732 | 0 | 0 | 0 | 0 | 0 | 0
2252 | 94 | 4 | 4 | 2380.9524 | 3035.7143 | 119.0476 | 0 | 112.9738 | 5648.688 | 3446 | 2202.688 | 1732 | 1732 | 1732 | 0 | 0 | 0 | 0 | 0 | 0
2253 | 94 | 4 | 4 | 2380.9524 | 3035.7143 | 119.0476 | 0 | 112.9738 | 5648.688 | 3446 | 2202.688 | 1732 | 1732 | 1732 | 0 | 0 | 0 | 0 | 0 | 0
2254 | 94 | 4 | 4 | 2380.9524 | 1517.8571 | 119.0476 | 0 | 81.9971 | 4099.8542 | 3446 | 653.8542 | 1732 | 1732 | 632.5501 | 0 | 0 | 0 | 0 | 0 | 0
2255 | 94 | 4 | 5 | 2380.9524 | 0 | 119.0476 | 0 | 51.0204 | 2551.0204 | 2533.5308 | 17.4896 | 1732 | 814.7645 | 4.2338 | 0 | 0 | 0 | 0 | 0 | 0
2256 | 95 | 4 | 5 | 2380.9524 | 0 | 119.0476 | 0 | 51.0204 | 2551.0204 | 2533.5308 | 17.4896 | 1732 | 814.7645 | 4.2338 | 238.0952 | 2000 | 62.3897 | 3119.4832 | 62.3897 | 3119.4832
2257 | 95 | 4 | 5 | 2380.9524 | 0 | 119.0476 | 0 | 51.0204 | 2551.0204 | 2533.5308 | 17.4896 | 1732 | 814.7645 | 4.2338 | 238.0952 | 2000 | 62.3897 | 3119.4832 | 62.3897 | 3119.4832
2258 | 95 | 4 | 5 | 2380.9524 | 0 | 119.0476 | 0 | 51.0204 | 2551.0204 | 2533.5308 | 17.4896 | 1732 | 814.7645 | 4.2338 | 238.0952 | 2000 | 62.3897 | 3119.4832 | 62.3897 | 3119.4832
2259 | 95 | 4 | 5 | 2380.9524 | 0 | 119.0476 | 0 | 51.0204 | 2551.0204 | 2533.5308 | 17.4896 | 1732 | 814.7645 | 4.2338 | 238.0952 | 2000 | 62.3897 | 3119.4832 | 62.3897 | 3119.4832
2260 | 95 | 4 | 5 | 2380.9524 | 0 | 119.0476 | 0 | 51.0204 | 2551.0204 | 2533.5308 | 17.4896 | 1732 | 814.7645 | 4.2338 | 238.0952 | 0 | 21.5733 | 1078.6669 | 21.5733 | 1078.6669
2261 | 95 | 4 | 5 | 2380.9524 | 1821.4286 | 119.0476 | 0 | 88.1924 | 4409.621 | 3446 | 963.621 | 1732 | 1732 | 940.7073 | 238.0952 | 0 | 59.4041 | 2970.2066 | 59.4041 | 2970.2066
2262 | 95 | 4 | 5 | 2380.9524 | 3035.7143 | 119.0476 | 0 | 112.9738 | 5648.688 | 3446 | 2202.688 | 1732 | 1732 | 1732 | 238.0952 | 0 | 75.553 | 3777.6482 | 75.553 | 3777.6482
2263 | 95 | 4 | 5 | 2380.9524 | 3035.7143 | 119.0476 | 857.1429 | 130.4665 | 6523.3236 | 3446 | 3077.3236 | 1732 | 1732 | 1732 | 238.0952 | 0 | 75.553 | 3777.6482 | 75.553 | 3777.6482
2264 | 95 | 4 | 5 | 2380.9524 | 3035.7143 | 119.0476 | 857.1429 | 130.4665 | 6523.3236 | 3446 | 3077.3236 | 1732 | 1732 | 1732 | 238.0952 | 0 | 75.553 | 3777.6482 | 75.553 | 3777.6482
2265 | 95 | 4 | 5 | 2380.9524 | 1214.2857 | 119.0476 | 857.1429 | 93.2945 | 4664.723 | 3446 | 1218.723 | 1732 | 1732 | 1194.4837 | 238.0952 | 0 | 64.5832 | 3229.1622 | 64.5832 | 3229.1622
2266 | 95 | 4 | 5 | 2380.9524 | 0 | 119.0476 | 857.1429 | 68.5131 | 3425.656 | 3399.1002 | 26.5558 | 1732 | 1684.8552 | 8.755 | 238.0952 | 0 | 39.4226 | 1971.128 | 39.4226 | 1971.128
2267 | 95 | 4 | 5 | 2380.9524 | 0 | 119.0476 | 857.1429 | 68.5131 | 3425.656 | 3399.1002 | 26.5558 | 1732 | 1684.8552 | 8.755 | 0 | 0 | 0 | 0 | 0 | 0
2268 | 95 | 4 | 5 | 2380.9524 | 0 | 119.0476 | 857.1429 | 68.5131 | 3425.656 | 3399.1002 | 26.5558 | 1732 | 1684.8552 | 8.755 | 0 | 0 | 0 | 0 | 0 | 0
2269 | 95 | 4 | 5 | 2380.9524 | 0 | 119.0476 | 857.1429 | 68.5131 | 3425.656 | 3399.1002 | 26.5558 | 1732 | 1684.8552 | 8.755 | 0 | 0 | 0 | 0 | 0 | 0
2270 | 95 | 4 | 5 | 2380.9524 | 0 | 119.0476 | 857.1429 | 68.5131 | 3425.656 | 3399.1002 | 26.5558 | 1732 | 1684.8552 | 8.755 | 0 | 0 | 0 | 0 | 0 | 0
2271 | 95 | 4 | 5 | 2380.9524 | 0 | 119.0476 | 857.1429 | 68.5131 | 3425.656 | 3399.1002 | 26.5558 | 1732 | 1684.8552 | 8.755 | 0 | 0 | 0 | 0 | 0 | 0
2272 | 95 | 4 | 5 | 2380.9524 | 0 | 119.0476 | 857.1429 | 68.5131 | 3425.656 | 3399.1002 | 26.5558 | 1732 | 1684.8552 | 8.755 | 0 | 0 | 0 | 0 | 0 | 0
2273 | 95 | 4 | 5 | 2380.9524 | 0 | 119.0476 | 0 | 51.0204 | 2551.0204 | 2533.5308 | 17.4896 | 1732 | 814.7645 | 4.2338 | 0 | 0 | 0 | 0 | 0 | 0
2274 | 95 | 4 | 5 | 2380.9524 | 1517.8571 | 119.0476 | 0 | 81.9971 | 4099.8542 | 3446 | 653.8542 | 1732 | 1732 | 632.5501 | 0 | 0 | 0 | 0 | 0 | 0
2275 | 95 | 4 | 5 | 2380.9524 | 3035.7143 | 119.0476 | 0 | 112.9738 | 5648.688 | 3446 | 2202.688 | 1732 | 1732 | 1732 | 0 | 0 | 0 | 0 | 0 | 0
2276 | 95 | 4 | 5 | 2380.9524 | 3035.7143 | 119.0476 | 0 | 112.9738 | 5648.688 | 3446 | 2202.688 | 1732 | 1732 | 1732 | 0 | 0 | 0 | 0 | 0 | 0
2277 | 95 | 4 | 5 | 2380.9524 | 3035.7143 | 119.0476 | 0 | 112.9738 | 5648.688 | 3446 | 2202.688 | 1732 | 1732 | 1732 | 0 | 0 | 0 | 0 | 0 | 0
2278 | 95 | 4 | 5 | 2380.9524 | 1517.8571 | 119.0476 | 0 | 81.9971 | 4099.8542 | 3446 | 653.8542 | 1732 | 1732 | 632.5501 | 0 | 0 | 0 | 0 | 0 | 0
2279 | 95 | 4 | 6 | 2380.9524 | 0 | 119.0476 | 0 | 51.0204 | 2551.0204 | 2533.5308 | 17.4896 | 1732 | 814.7645 | 4.2338 | 0 | 0 | 0 | 0 | 0 | 0
2280 | 96 | 4 | 6 | 2380.9524 | 0 | 119.0476 | 0 | 51.0204 | 2551.0204 | 2533.5308 | 17.4896 | 1732 | 814.7645 | 4.2338 | 238.0952 | 2000 | 62.3897 | 3119.4832 | 62.3897 | 3119.4832
2281 | 96 | 4 | 6 | 2380.9524 | 0 | 119.0476 | 0 | 51.0204 | 2551.0204 | 2533.5308 | 17.4896 | 1732 | 814.7645 | 4.2338 | 238.0952 | 2000 | 62.3897 | 3119.4832 | 62.3897 | 3119.4832
2282 | 96 | 4 | 6 | 2380.9524 | 0 | 119.0476 | 0 | 51.0204 | 2551.0204 | 2533.5308 | 17.4896 | 1732 | 814.7645 | 4.2338 | 238.0952 | 2000 | 62.3897 | 3119.4832 | 62.3897 | 3119.4832
2283 | 96 | 4 | 6 | 2380.9524 | 0 | 119.0476 | 0 | 51.0204 | 2551.0204 | 2533.5308 | 17.4896 | 1732 | 814.7645 | 4.2338 | 238.0952 | 2000 | 62.3897 | 3119.4832 | 62.3897 | 3119.4832
2284 | 96 | 4 | 6 | 2380.9524 | 0 | 119.0476 | 0 | 51.0204 | 2551.0204 | 2533.5308 | 17.4896 | 1732 | 814.7645 | 4.2338 | 238.0952 | 0 | 21.5733 | 1078.6669 | 21.5733 | 1078.6669
2285 | 96 | 4 | 6 | 2380.9524 | 1821.4286 | 119.0476 | 0 | 88.1924 | 4409.621 | 3446 | 963.621 | 1732 | 1732 | 940.7073 | 238.0952 | 0 | 59.4041 | 2970.2066 | 59.4041 | 2970.2066
2286 | 96 | 4 | 6 | 2380.9524 | 3035.7143 | 119.0476 | 0 | 112.9738 | 5648.688 | 3446 | 2202.688 | 1732 | 1732 | 1732 | 238.0952 | 0 | 75.553 | 3777.6482 | 75.553 | 3777.6482
2287 | 96 | 4 | 6 | 2380.9524 | 3035.7143 | 119.0476 | 857.1429 | 130.4665 | 6523.3236 | 3446 | 3077.3236 | 1732 | 1732 | 1732 | 238.0952 | 0 | 75.553 | 3777.6482 | 75.553 | 3777.6482
2288 | 96 | 4 | 6 | 2380.9524 | 3035.7143 | 119.0476 | 857.1429 | 130.4665 | 6523.3236 | 3446 | 3077.3236 | 1732 | 1732 | 1732 | 238.0952 | 0 | 75.553 | 3777.6482 | 75.553 | 3777.6482
2289 | 96 | 4 | 6 | 2380.9524 | 1214.2857 | 119.0476 | 857.1429 | 93.2945 | 4664.723 | 3446 | 1218.723 | 1732 | 1732 | 1194.4837 | 238.0952 | 0 | 64.5832 | 3229.1622 | 64.5832 | 3229.1622
2290 | 96 | 4 | 6 | 2380.9524 | 0 | 119.0476 | 857.1429 | 68.5131 | 3425.656 | 3399.1002 | 26.5558 | 1732 | 1684.8552 | 8.755 | 238.0952 | 0 | 39.4226 | 1971.128 | 39.4226 | 1971.128
2291 | 96 | 4 | 6 | 2380.9524 | 0 | 119.0476 | 857.1429 | 68.5131 | 3425.656 | 3399.1002 | 26.5558 | 1732 | 1684.8552 | 8.755 | 0 | 0 | 0 | 0 | 0 | 0
2292 | 96 | 4 | 6 | 2380.9524 | 0 | 119.0476 | 857.1429 | 68.5131 | 3425.656 | 3399.1002 | 26.5558 | 1732 | 1684.8552 | 8.755 | 0 | 0 | 0 | 0 | 0 | 0
2293 | 96 | 4 | 6 | 2380.9524 | 0 | 119.0476 | 857.1429 | 68.5131 | 3425.656 | 3399.1002 | 26.5558 | 1732 | 1684.8552 | 8.755 | 0 | 0 | 0 | 0 | 0 | 0
2294 | 96 | 4 | 6 | 2380.9524 | 0 | 119.0476 | 857.1429 | 68.5131 | 3425.656 | 3399.1002 | 26.5558 | 1732 | 1684.8552 | 8.755 | 0 | 0 | 0 | 0 | 0 | 0
2295 | 96 | 4 | 6 | 2380.9524 | 0 | 119.0476 | 857.1429 | 68.5131 | 3425.656 | 3399.1002 | 26.5558 | 1732 | 1684.8552 | 8.755 | 0 | 0 | 0 | 0 | 0 | 0
2296 | 96 | 4 | 6 | 2380.9524 | 0 | 119.0476 | 857.1429 | 68.5131 | 3425.656 | 3399.1002 | 26.5558 | 1732 | 1684.8552 | 8.755 | 0 | 0 | 0 | 0 | 0 | 0
2297 | 96 | 4 | 6 | 2380.9524 | 0 | 119.0476 | 0 | 51.0204 | 2551.0204 | 2533.5308 | 17.4896 | 1732 | 814.7645 | 4.2338 | 0 | 0 | 0 | 0 | 0 | 0
2298 | 96 | 4 | 6 | 2380.9524 | 1517.8571 | 119.0476 | 0 | 81.9971 | 4099.8542 | 3446 | 653.8542 | 1732 | 1732 | 632.5501 | 0 | 0 | 0 | 0 | 0 | 0
2299 | 96 | 4 | 6 | 2380.9524 | 3035.7143 | 119.0476 | 0 | 112.9738 | 5648.688 | 3446 | 2202.688 | 1732 | 1732 | 1732 | 0 | 0 | 0 | 0 | 0 | 0
2300 | 96 | 4 | 6 | 2380.9524 | 3035.7143 | 119.0476 | 0 | 112.9738 | 5648.688 | 3446 | 2202.688 | 1732 | 1732 | 1732 | 0 | 0 | 0 | 0 | 0 | 0
2301 | 96 | 4 | 6 | 2380.9524 | 3035.7143 | 119.0476 | 0 | 112.9738 | 5648.688 | 3446 | 2202.688 | 1732 | 1732 | 1732 | 0 | 0 | 0 | 0 | 0 | 0
2302 | 96 | 4 | 6 | 2380.9524 | 1517.8571 | 119.0476 | 0 | 81.9971 | 4099.8542 | 3446 | 653.8542 | 1732 | 1732 | 632.5501 | 0 | 0 | 0 | 0 | 0 | 0
2303 | 96 | 4 | 7 | 2380.9524 | 0 | 119.0476 | 0 | 51.0204 | 2551.0204 | 2533.5308 | 17.4896 | 1732 | 814.7645 | 4.2338 | 0 | 0 | 0 | 0 | 0 | 0
2304 | 97 | 4 | 7 | 2380.9524 | 0 | 119.0476 | 0 | 51.0204 | 2551.0204 | 2533.5308 | 17.4896 | 1732 | 814.7645 | 4.2338 | 238.0952 | 2000 | 62.3897 | 3119.4832 | 62.3897 | 3119.4832
2305 | 97 | 4 | 7 | 2380.9524 | 0 | 119.0476 | 0 | 51.0204 | 2551.0204 | 2533.5308 | 17.4896 | 1732 | 814.7645 | 4.2338 | 238.0952 | 2000 | 62.3897 | 3119.4832 | 62.3897 | 3119.4832
2306 | 97 | 4 | 7 | 2380.9524 | 0 | 119.0476 | 0 | 51.0204 | 2551.0204 | 2533.5308 | 17.4896 | 1732 | 814.7645 | 4.2338 | 238.0952 | 2000 | 62.3897 | 3119.4832 | 62.3897 | 3119.4832
2307 | 97 | 4 | 7 | 2380.9524 | 0 | 119.0476 | 0 | 51.0204 | 2551.0204 | 2533.5308 | 17.4896 | 1732 | 814.7645 | 4.2338 | 238.0952 | 2000 | 62.3897 | 3119.4832 | 62.3897 | 3119.4832
2308 | 97 | 4 | 7 | 2380.9524 | 0 | 119.0476 | 0 | 51.0204 | 2551.0204 | 2533.5308 | 17.4896 | 1732 | 814.7645 | 4.2338 | 238.0952 | 0 | 21.5733 | 1078.6669 | 21.5733 | 1078.6669
2309 | 97 | 4 | 7 | 2380.9524 | 1821.4286 | 119.0476 | 0 | 88.1924 | 4409.621 | 3446 | 963.621 | 1732 | 1732 | 940.7073 | 238.0952 | 0 | 59.4041 | 2970.2066 | 59.4041 | 2970.2066
2310 | 97 | 4 | 7 | 2380.9524 | 3035.7143 | 119.0476 | 0 | 112.9738 | 5648.688 | 3446 | 2202.688 | 1732 | 1732 | 1732 | 238.0952 | 0 | 75.553 | 3777.6482 | 75.553 | 3777.6482
2311 | 97 | 4 | 7 | 2380.9524 | 3035.7143 | 119.0476 | 857.1429 | 130.4665 | 6523.3236 | 3446 | 3077.3236 | 1732 | 1732 | 1732 | 238.0952 | 0 | 75.553 | 3777.6482 | 75.553 | 3777.6482
2312 | 97 | 4 | 7 | 2380.9524 | 3035.7143 | 119.0476 | 857.1429 | 130.4665 | 6523.3236 | 3446 | 3077.3236 | 1732 | 1732 | 1732 | 238.0952 | 0 | 75.553 | 3777.6482 | 75.553 | 3777.6482
2313 | 97 | 4 | 7 | 2380.9524 | 1214.2857 | 119.0476 | 857.1429 | 93.2945 | 4664.723 | 3446 | 1218.723 | 1732 | 1732 | 1194.4837 | 238.0952 | 0 | 64.5832 | 3229.1622 | 64.5832 | 3229.1622
2314 | 97 | 4 | 7 | 2380.9524 | 0 | 119.0476 | 857.1429 | 68.5131 | 3425.656 | 3399.1002 | 26.5558 | 1732 | 1684.8552 | 8.755 | 238.0952 | 0 | 39.4226 | 1971.128 | 39.4226 | 1971.128
2315 | 97 | 4 | 7 | 2380.9524 | 0 | 119.0476 | 857.1429 | 68.5131 | 3425.656 | 3399.1002 | 26.5558 | 1732 | 1684.8552 | 8.755 | 0 | 0 | 0 | 0 | 0 | 0
2316 | 97 | 4 | 7 | 2380.9524 | 0 | 119.0476 | 857.1429 | 68.5131 | 3425.656 | 3399.1002 | 26.5558 | 1732 | 1684.8552 | 8.755 | 0 | 0 | 0 | 0 | 0 | 0
2317 | 97 | 4 | 7 | 2380.9524 | 0 | 119.0476 | 857.1429 | 68.5131 | 3425.656 | 3399.1002 | 26.5558 | 1732 | 1684.8552 | 8.755 | 0 | 0 | 0 | 0 | 0 | 0
2318 | 97 | 4 | 7 | 2380.9524 | 0 | 119.0476 | 857.1429 | 68.5131 | 3425.656 | 3399.1002 | 26.5558 | 1732 | 1684.8552 | 8.755 | 0 | 0 | 0 | 0 | 0 | 0
2319 | 97 | 4 | 7 | 2380.9524 | 0 | 119.0476 | 857.1429 | 68.5131 | 3425.656 | 3399.1002 | 26.5558 | 1732 | 1684.8552 | 8.755 | 0 | 0 | 0 | 0 | 0 | 0
2320 | 97 | 4 | 7 | 2380.9524 | 0 | 119.0476 | 857.1429 | 68.5131 | 3425.656 | 3399.1002 | 26.5558 | 1732 | 1684.8552 | 8.755 | 0 | 0 | 0 | 0 | 0 | 0
2321 | 97 | 4 | 7 | 2380.9524 | 0 | 119.0476 | 0 | 51.0204 | 2551.0204 | 2533.5308 | 17.4896 | 1732 | 814.7645 | 4.2338 | 0 | 0 | 0 | 0 | 0 | 0
2322 | 97 | 4 | 7 | 2380.9524 | 1517.8571 | 119.0476 | 0 | 81.9971 | 4099.8542 | 3446 | 653.8542 | 1732 | 1732 | 632.5501 | 0 | 0 | 0 | 0 | 0 | 0
2323 | 97 | 4 | 7 | 2380.9524 | 3035.7143 | 119.0476 | 0 | 112.9738 | 5648.688 | 3446 | 2202.688 | 1732 | 1732 | 1732 | 0 | 0 | 0 | 0 | 0 | 0
2324 | 97 | 4 | 7 | 2380.9524 | 3035.7143 | 119.0476 | 0 | 112.9738 | 5648.688 | 3446 | 2202.688 | 1732 | 1732 | 1732 | 0 | 0 | 0 | 0 | 0 | 0
2325 | 97 | 4 | 7 | 2380.9524 | 3035.7143 | 119.0476 | 0 | 112.9738 | 5648.688 | 3446 | 2202.688 | 1732 | 1732 | 1732 | 0 | 0 | 0 | 0 | 0 | 0
2326 | 97 | 4 | 7 | 2380.9524 | 1517.8571 | 119.0476 | 0 | 81.9971 | 4099.8542 | 3446 | 653.8542 | 1732 | 1732 | 632.5501 | 0 | 0 | 0 | 0 | 0 | 0
2327 | 97 | 4 | 8 | 2380.9524 | 0 | 119.0476 | 0 | 51.0204 | 2551.0204 | 2533.5308 | 17.4896 | 1732 | 814.7645 | 4.2338 | 0 | 0 | 0 | 0 | 0 | 0
2328 | 98 | 4 | 8 | 2380.9524 | 0 | 119.0476 | 0 | 51.0204 | 2551.0204 | 2533.5308 | 17.4896 | 1732 | 814.7645 | 4.2338 | 238.0952 | 2000 | 62.3897 | 3119.4832 | 62.3897 | 3119.4832
2329 | 98 | 4 | 8 | 2380.9524 | 0 | 119.0476 | 0 | 51.0204 | 2551.0204 | 2533.5308 | 17.4896 | 1732 | 814.7645 | 4.2338 | 238.0952 | 2000 | 62.3897 | 3119.4832 | 62.3897 | 3119.4832
2330 | 98 | 4 | 8 | 2380.9524 | 0 | 119.0476 | 0 | 51.0204 | 2551.0204 | 2533.5308 | 17.4896 | 1732 | 814.7645 | 4.2338 | 238.0952 | 2000 | 62.3897 | 3119.4832 | 62.3897 | 3119.4832
2331 | 98 | 4 | 8 | 2380.9524 | 0 | 119.0476 | 0 | 51.0204 | 2551.0204 | 2533.5308 | 17.4896 | 1732 | 814.7645 | 4.2338 | 238.0952 | 2000 | 62.3897 | 3119.4832 | 62.3897 | 3119.4832
2332 | 98 | 4 | 8 | 2380.9524 | 0 | 119.0476 | 0 | 51.0204 | 2551.0204 | 2533.5308 | 17.4896 | 1732 | 814.7645 | 4.2338 | 238.0952 | 0 | 21.5733 | 1078.6669 | 21.5733 | 1078.6669
2333 | 98 | 4 | 8 | 2380.9524 | 1821.4286 | 119.0476 | 0 | 88.1924 | 4409.621 | 3446 | 963.621 | 1732 | 1732 | 940.7073 | 238.0952 | 0 | 59.4041 | 2970.2066 | 59.4041 | 2970.2066
2334 | 98 | 4 | 8 | 2380.9524 | 3035.7143 | 119.0476 | 0 | 112.9738 | 5648.688 | 3446 | 2202.688 | 1732 | 1732 | 1732 | 238.0952 | 0 | 75.553 | 3777.6482 | 75.553 | 3777.6482
2335 | 98 | 4 | 8 | 2380.9524 | 3035.7143 | 119.0476 | 857.1429 | 130.4665 | 6523.3236 | 3446 | 3077.3236 | 1732 | 1732 | 1732 | 238.0952 | 0 | 75.553 | 3777.6482 | 75.553 | 3777.6482
2336 | 98 | 4 | 8 | 2380.9524 | 3035.7143 | 119.0476 | 857.1429 | 130.4665 | 6523.3236 | 3446 | 3077.3236 | 1732 | 1732 | 1732 | 238.0952 | 0 | 75.553 | 3777.6482 | 75.553 | 3777.6482
2337 | 98 | 4 | 8 | 2380.9524 | 1214.2857 | 119.0476 | 857.1429 | 93.2945 | 4664.723 | 3446 | 1218.723 | 1732 | 1732 | 1194.4837 | 238.0952 | 0 | 64.5832 | 3229.1622 | 64.5832 | 3229.1622
2338 | 98 | 4 | 8 | 2380.9524 | 0 | 119.0476 | 857.1429 | 68.5131 | 3425.656 | 3399.1002 | 26.5558 | 1732 | 1684.8552 | 8.755 | 238.0952 | 0 | 39.4226 | 1971.128 | 39.4226 | 1971.128
2339 | 98 | 4 | 8 | 2380.9524 | 0 | 119.0476 | 857.1429 | 68.5131 | 3425.656 | 3399.1002 | 26.5558 | 1732 | 1684.8552 | 8.755 | 0 | 0 | 0 | 0 | 0 | 0
2340 | 98 | 4 | 8 | 2380.9524 | 0 | 119.0476 | 857.1429 | 68.5131 | 3425.656 | 3399.1002 | 26.5558 | 1732 | 1684.8552 | 8.755 | 0 | 0 | 0 | 0 | 0 | 0
2341 | 98 | 4 | 8 | 2380.9524 | 0 | 119.0476 | 857.1429 | 68.5131 | 3425.656 | 3399.1002 | 26.5558 | 1732 | 1684.8552 | 8.755 | 0 | 0 | 0 | 0 | 0 | 0
2342 | 98 | 4 | 8 | 2380.9524 | 0 | 119.0476 | 857.1429 | 68.5131 | 3425.656 | 3399.1002 | 26.5558 | 1732 | 1684.8552 | 8.755 | 0 | 0 | 0 | 0 | 0 | 0
2343 | 98 | 4 | 8 | 2380.9524 | 0 | 119.0476 | 857.1429 | 68.5131 | 3425.656 | 3399.1002 | 26.5558 | 1732 | 1684.8552 | 8.755 | 0 | 0 | 0 | 0 | 0 | 0
2344 | 98 | 4 | 8 | 2380.9524 | 0 | 119.0476 | 857.1429 | 68.5131 | 3425.656 | 3399.1002 | 26.5558 | 1732 | 1684.8552 | 8.755 | 0 | 0 | 0 | 0 | 0 | 0
2345 | 98 | 4 | 8 | 2380.9524 | 0 | 119.0476 | 0 | 51.0204 | 2551.0204 | 2533.5308 | 17.4896 | 1732 | 814.7645 | 4.2338 | 0 | 0 | 0 | 0 | 0 | 0
2346 | 98 | 4 | 8 | 2380.9524 | 1517.8571 | 119.0476 | 0 | 81.9971 | 4099.8542 | 3446 | 653.8542 | 1732 | 1732 | 632.5501 | 0 | 0 | 0 | 0 | 0 | 0
2347 | 98 | 4 | 8 | 2380.9524 | 3035.7143 | 119.0476 | 0 | 112.9738 | 5648.688 | 3446 | 2202.688 | 1732 | 1732 | 1732 | 0 | 0 | 0 | 0 | 0 | 0
2348 | 98 | 4 | 8 | 2380.9524 | 3035.7143 | 119.0476 | 0 | 112.9738 | 5648.688 | 3446 | 2202.688 | 1732 | 1732 | 1732 | 0 | 0 | 0 | 0 | 0 | 0
2349 | 98 | 4 | 8 | 2380.9524 | 3035.7143 | 119.0476 | 0 | 112.9738 | 5648.688 | 3446 | 2202.688 | 1732 | 1732 | 1732 | 0 | 0 | 0 | 0 | 0 | 0
2350 | 98 | 4 | 8 | 2380.9524 | 1517.8571 | 119.0476 | 0 | 81.9971 | 4099.8542 | 3446 | 653.8542 | 1732 | 1732 | 632.5501 | 0 | 0 | 0 | 0 | 0 | 0
2351 | 98 | 4 | 9 | 2380.9524 | 0 | 119.0476 | 0 | 51.0204 | 2551.0204 | 2533.5308 | 17.4896 | 1732 | 814.7645 | 4.2338 | 0 | 0 | 0 | 0 | 0 | 0
2352 | 99 | 4 | 9 | 2380.9524 | 0 | 119.0476 | 0 | 51.0204 | 2551.0204 | 2533.5308 | 17.4896 | 1732 | 814.7645 | 4.2338 | 238.0952 | 2000 | 62.3897 | 3119.4832 | 62.3897 | 3119.4832
2353 | 99 | 4 | 9 | 2380.9524 | 0 | 119.0476 | 0 | 51.0204 | 2551.0204 | 2533.5308 | 17.4896 | 1732 | 814.7645 | 4.2338 | 238.0952 | 2000 | 62.3897 | 3119.4832 | 62.3897 | 3119.4832
2354 | 99 | 4 | 9 | 2380.9524 | 0 | 119.0476 | 0 | 51.0204 | 2551.0204 | 2533.5308 | 17.4896 | 1732 | 814.7645 | 4.2338 | 238.0952 | 2000 | 62.3897 | 3119.4832 | 62.3897 | 3119.4832
2355 | 99 | 4 | 9 | 2380.9524 | 0 | 119.0476 | 0 | 51.0204 | 2551.0204 | 2533.5308 | 17.4896 | 1732 | 814.7645 | 4.2338 | 238.0952 | 2000 | 62.3897 | 3119.4832 | 62.3897 | 3119.4832
2356 | 99 | 4 | 9 | 2380.9524 | 0 | 119.0476 | 0 | 51.0204 | 2551.0204 | 2533.5308 | 17.4896 | 1732 | 814.7645 | 4.2338 | 238.0952 | 0 | 21.5733 | 1078.6669 | 21.5733 | 1078.6669
2357 | 99 | 4 | 9 | 2380.9524 | 1821.4286 | 119.0476 | 0 | 88.1924 | 4409.621 | 3446 | 963.621 | 1732 | 1732 | 940.7073 | 238.0952 | 0 | 59.4041 | 2970.2066 | 59.4041 | 2970.2066
2358 | 99 | 4 | 9 | 2380.9524 | 3035.7143 | 119.0476 | 0 | 112.9738 | 5648.688 | 3446 | 2202.688 | 1732 | 1732 | 1732 | 238.0952 | 0 | 75.553 | 3777.6482 | 75.553 | 3777.6482
2359 | 99 | 4 | 9 | 2380.9524 | 3035.7143 | 119.0476 | 857.1429 | 130.4665 | 6523.3236 | 3446 | 3077.3236 | 1732 | 1732 | 1732 | 238.0952 | 0 | 75.553 | 3777.6482 | 75.553 | 3777.6482
2360 | 99 | 4 | 9 | 2380.9524 | 3035.7143 | 119.0476 | 857.1429 | 130.4665 | 6523.3236 | 3446 | 3077.3236 | 1732 | 1732 | 1732 | 238.0952 | 0 | 75.553 | 3777.6482 | 75.553 | 3777.6482
2361 | 99 | 4 | 9 | 2380.9524 | 1214.2857 | 119.0476 | 857.1429 | 93.2945 | 4664.723 | 3446 | 1218.723 | 1732 | 1732 | 1194.4837 | 238.0952 | 0 | 64.5832 | 3229.1622 | 64.5832 | 3229.1622
2362 | 99 | 4 | 9 | 2380.9524 | 0 | 119.0476 | 857.1429 | 68.5131 | 3425.656 | 3399.1002 | 26.5558 | 1732 | 1684.8552 | 8.755 | 238.0952 | 0 | 39.4226 | 1971.128 | 39.4226 | 1971.128
2363 | 99 | 4 | 9 | 2380.9524 | 0 | 119.0476 | 857.1429 | 68.5131 | 3425.656 | 3399.1002 | 26.5558 | 1732 | 1684.8552 | 8.755 | 0 | 0 | 0 | 0 | 0 | 0
2364 | 99 | 4 | 9 | 2380.9524 | 0 | 119.0476 | 857.1429 | 68.5131 | 3425.656 | 3399.1002 | 26.5558 | 1732 | 1684.8552 | 8.755 | 0 | 0 | 0 | 0 | 0 | 0
2365 | 99 | 4 | 9 | 2380.9524 | 0 | 119.0476 | 857.1429 | 68.5131 | 3425.656 | 3399.1002 | 26.5558 | 1732 | 1684.8552 | 8.755 | 0 | 0 | 0 | 0 | 0 | 0
2366 | 99 | 4 | 9 | 2380.9524 | 0 | 119.0476 | 857.1429 | 68.5131 | 3425.656 | 3399.1002 | 26.5558 | 1732 | 1684.8552 | 8.755 | 0 | 0 | 0 | 0 | 0 | 0
2367 | 99 | 4 | 9 | 2380.9524 | 0 | 119.0476 | 857.1429 | 68.5131 | 3425.656 | 3399.1002 | 26.5558 | 1732 | 1684.8552 | 8.755 | 0 | 0 | 0 | 0 | 0 | 0
2368 | 99 | 4 | 9 | 2380.9524 | 0 | 119.0476 | 857.1429 | 68.5131 | 3425.656 | 3399.1002 | 26.5558 | 1732 | 1684.8552 | 8.755 | 0 | 0 | 0 | 0 | 0 | 0
2369 | 99 | 4 | 9 | 2380.9524 | 0 | 119.0476 | 0 | 51.0204 | 2551.0204 | 2533.5308 | 17.4896 | 1732 | 814.7645 | 4.2338 | 0 | 0 | 0 | 0 | 0 | 0
2370 | 99 | 4 | 9 | 2380.9524 | 1517.8571 | 119.0476 | 0 | 81.9971 | 4099.8542 | 3446 | 653.8542 | 1732 | 1732 | 632.5501 | 0 | 0 | 0 | 0 | 0 | 0
2371 | 99 | 4 | 9 | 2380.9524 | 3035.7143 | 119.0476 | 0 | 112.9738 | 5648.688 | 3446 | 2202.688 | 1732 | 1732 | 1732 | 0 | 0 | 0 | 0 | 0 | 0
2372 | 99 | 4 | 9 | 2380.9524 | 3035.7143 | 119.0476 | 0 | 112.9738 | 5648.688 | 3446 | 2202.688 | 1732 | 1732 | 1732 | 0 | 0 | 0 | 0 | 0 | 0
2373 | 99 | 4 | 9 | 2380.9524 | 3035.7143 | 119.0476 | 0 | 112.9738 | 5648.688 | 3446 | 2202.688 | 1732 | 1732 | 1732 | 0 | 0 | 0 | 0 | 0 | 0
2374 | 99 | 4 | 9 | 2380.9524 | 1517.8571 | 119.0476 | 0 | 81.9971 | 4099.8542 | 3446 | 653.8542 | 1732 | 1732 | 632.5501 | 0 | 0 | 0 | 0 | 0 | 0
2375 | 99 | 4 | 10 | 2380.9524 | 0 | 119.0476 | 0 | 51.0204 | 2551.0204 | 2533.5308 | 17.4896 | 1732 | 814.7645 | 4.2338 | 0 | 0 | 0 | 0 | 0 | 0
2376 | 100 | 4 | 10 | 2380.9524 | 0 | 119.0476 | 0 | 51.0204 | 2551.0204 | 2533.5308 | 17.4896 | 1732 | 814.7645 | 4.2338 | 238.0952 | 2000 | 62.3897 | 3119.4832 | 62.3897 | 3119.4832
2377 | 100 | 4 | 10 | 2380.9524 | 0 | 119.0476 | 0 | 51.0204 | 2551.0204 | 2533.5308 | 17.4896 | 1732 | 814.7645 | 4.2338 | 238.0952 | 2000 | 62.3897 | 3119.4832 | 62.3897 | 3119.4832
2378 | 100 | 4 | 10 | 2380.9524 | 0 | 119.0476 | 0 | 51.0204 | 2551.0204 | 2533.5308 | 17.4896 | 1732 | 814.7645 | 4.2338 | 238.0952 | 2000 | 62.3897 | 3119.4832 | 62.3897 | 3119.4832
2379 | 100 | 4 | 10 | 2380.9524 | 0 | 119.0476 | 0 | 51.0204 | 2551.0204 | 2533.5308 | 17.4896 | 1732 | 814.7645 | 4.2338 | 238.0952 | 2000 | 62.3897 | 3119.4832 | 62.3897 | 3119.4832
2380 | 100 | 4 | 10 | 2380.9524 | 0 | 119.0476 | 0 | 51.0204 | 2551.0204 | 2533.5308 | 17.4896 | 1732 | 814.7645 | 4.2338 | 238.0952 | 0 | 21.5733 | 1078.6669 | 21.5733 | 1078.6669
2381 | 100 | 4 | 10 | 2380.9524 | 1821.4286 | 119.0476 | 0 | 88.1924 | 4409.621 | 3446 | 963.621 | 1732 | 1732 | 940.7073 | 238.0952 | 0 | 59.4041 | 2970.2066 | 59.4041 | 2970.2066
2382 | 100 | 4 | 10 | 2380.9524 | 3035.7143 | 119.0476 | 0 | 112.9738 | 5648.688 | 3446 | 2202.688 | 1732 | 1732 | 1732 | 238.0952 | 0 | 75.553 | 3777.6482 | 75.553 | 3777.6482
2383 | 100 | 4 | 10 | 2380.9524 | 3035.7143 | 119.0476 | 857.1429 | 130.4665 | 6523.3236 | 3446 | 3077.3236 | 1732 | 1732 | 1732 | 238.0952 | 0 | 75.553 | 3777.6482 | 75.553 | 3777.6482
2384 | 100 | 4 | 10 | 2380.9524 | 3035.7143 | 119.0476 | 857.1429 | 130.4665 | 6523.3236 | 3446 | 3077.3236 | 1732 | 1732 | 1732 | 238.0952 | 0 | 75.553 | 3777.6482 | 75.553 | 3777.6482
2385 | 100 | 4 | 10 | 2380.9524 | 1214.2857 | 119.0476 | 857.1429 | 93.2945 | 4664.723 | 3446 | 1218.723 | 1732 | 1732 | 1194.4837 | 238.0952 | 0 | 64.5832 | 3229.1622 | 64.5832 | 3229.1622
2386 | 100 | 4 | 10 | 2380.9524 | 0 | 119.0476 | 857.1429 | 68.5131 | 3425.656 | 3399.1002 | 26.5558 | 1732 | 1684.8552 | 8.755 | 238.0952 | 0 | 39.4226 | 1971.128 | 39.4226 | 1971.128
2387 | 100 | 4 | 10 | 2380.9524 | 0 | 119.0476 | 857.1429 | 68.5131 | 3425.656 | 3399.1002 | 26.5558 | 1732 | 1684.8552 | 8.755 | 0 | 0 | 0 | 0 | 0 | 0
2388 | 100 | 4 | 10 | 2380.9524 | 0 | 119.0476 | 857.1429 | 68.5131 | 3425.656 | 3399.1002 | 26.5558 | 1732 | 1684.8552 | 8.755 | 0 | 0 | 0 | 0 | 0 | 0
2389 | 100 | 4 | 10 | 2380.9524 | 0 | 119.0476 | 857.1429 | 68.5131 | 3425.656 | 3399.1002 | 26.5558 | 1732 | 1684.8552 | 8.755 | 0 | 0 | 0 | 0 | 0 | 0
2390 | 100 | 4 | 10 | 2380.9524 | 0 | 119.0476 | 857.1429 | 68.5131 | 3425.656 | 3399.1002 | 26.5558 | 1732 | 1684.8552 | 8.755 | 0 | 0 | 0 | 0 | 0 | 0
2391 | 100 | 4 | 10 | 2380.9524 | 0 | 119.0476 | 857.1429 | 68.5131 | 3425.656 | 3399.1002 | 26.5558 | 1732 | 1684.8552 | 8.755 | 0 | 0 | 0 | 0 | 0 | 0
2392 | 100 | 4 | 10 | 2380.9524 | 0 | 119.0476 | 857.1429 | 68.5131 | 3425.656 | 3399.1002 | 26.5558 | 1732 | 1684.8552 | 8.755 | 0 | 0 | 0 | 0 | 0 | 0
2393 | 100 | 4 | 10 | 2380.9524 | 0 | 119.0476 | 0 | 51.0204 | 2551.0204 | 2533.5308 | 17.4896 | 1732 | 814.7645 | 4.2338 | 0 | 0 | 0 | 0 | 0 | 0
2394 | 100 | 4 | 10 | 2380.9524 | 1517.8571 | 119.0476 | 0 | 81.9971 | 4099.8542 | 3446 | 653.8542 | 1732 | 1732 | 632.5501 | 0 | 0 | 0 | 0 | 0 | 0
2395 | 100 | 4 | 10 | 2380.9524 | 3035.7143 | 119.0476 | 0 | 112.9738 | 5648.688 | 3446 | 2202.688 | 1732 | 1732 | 1732 | 0 | 0 | 0 | 0 | 0 | 0
2396 | 100 | 4 | 10 | 2380.9524 | 3035.7143 | 119.0476 | 0 | 112.9738 | 5648.688 | 3446 | 2202.688 | 1732 | 1732 | 1732 | 0 | 0 | 0 | 0 | 0 | 0
2397 | 100 | 4 | 10 | 2380.9524 | 3035.7143 | 119.0476 | 0 | 112.9738 | 5648.688 | 3446 | 2202.688 | 1732 | 1732 | 1732 | 0 | 0 | 0 | 0 | 0 | 0
2398 | 100 | 4 | 10 | 2380.9524 | 1517.8571 | 119.0476 | 0 | 81.9971 | 4099.8542 | 3446 | 653.8542 | 1732 | 1732 | 632.5501 | 0 | 0 | 0 | 0 | 0 | 0
2399 | 100 | 4 | 11 | 2380.9524 | 0 | 119.0476 | 0 | 51.0204 | 2551.0204 | 2533.5308 | 17.4896 | 1732 | 814.7645 | 4.2338 | 0 | 0 | 0 | 0 | 0 | 0
2400 | 101 | 4 | 11 | 2380.9524 | 0 | 119.0476 | 0 | 51.0204 | 2551.0204 | 2533.5308 | 17.4896 | 1732 | 814.7645 | 4.2338 | 238.0952 | 2000 | 62.3897 | 3119.4832 | 62.3897 | 3119.4832
2401 | 101 | 4 | 11 | 2380.9524 | 0 | 119.0476 | 0 | 51.0204 | 2551.0204 | 2533.5308 | 17.4896 | 1732 | 814.7645 | 4.2338 | 238.0952 | 2000 | 62.3897 | 3119.4832 | 62.3897 | 3119.4832
2402 | 101 | 4 | 11 | 2380.9524 | 0 | 119.0476 | 0 | 51.0204 | 2551.0204 | 2533.5308 | 17.4896 | 1732 | 814.7645 | 4.2338 | 238.0952 | 2000 | 62.3897 | 3119.4832 | 62.3897 | 3119.4832
2403 | 101 | 4 | 11 | 2380.9524 | 0 | 119.0476 | 0 | 51.0204 | 2551.0204 | 2533.5308 | 17.4896 | 1732 | 814.7645 | 4.2338 | 238.0952 | 2000 | 62.3897 | 3119.4832 | 62.3897 | 3119.4832
2404 | 101 | 4 | 11 | 2380.9524 | 0 | 119.0476 | 0 | 51.0204 | 2551.0204 | 2533.5308 | 17.4896 | 1732 | 814.7645 | 4.2338 | 238.0952 | 0 | 21.5733 | 1078.6669 | 21.5733 | 1078.6669
2405 | 101 | 4 | 11 | 2380.9524 | 1821.4286 | 119.0476 | 0 | 88.1924 | 4409.621 | 3446 | 963.621 | 1732 | 1732 | 940.7073 | 238.0952 | 0 | 59.4041 | 2970.2066 | 59.4041 | 2970.2066
2406 | 101 | 4 | 11 | 2380.9524 | 3035.7143 | 119.0476 | 0 | 112.9738 | 5648.688 | 3446 | 2202.688 | 1732 | 1732 | 1732 | 238.0952 | 0 | 75.553 | 3777.6482 | 75.553 | 3777.6482
2407 | 101 | 4 | 11 | 2380.9524 | 3035.7143 | 119.0476 | 857.1429 | 130.4665 | 6523.3236 | 3446 | 3077.3236 | 1732 | 1732 | 1732 | 238.0952 | 0 | 75.553 | 3777.6482 | 75.553 | 3777.6482
2408 | 101 | 4 | 11 | 2380.9524 | 3035.7143 | 119.0476 | 857.1429 | 130.4665 | 6523.3236 | 3446 | 3077.3236 | 1732 | 1732 | 1732 | 238.0952 | 0 | 75.553 | 3777.6482 | 75.553 | 3777.6482
2409 | 101 | 4 | 11 | 2380.9524 | 1214.2857 | 119.0476 | 857.1429 | 93.2945 | 4664.723 | 3446 | 1218.723 | 1732 | 1732 | 1194.4837 | 238.0952 | 0 | 64.5832 | 3229.1622 | 64.5832 | 3229.1622
2410 | 101 | 4 | 11 | 2380.9524 | 0 | 119.0476 | 857.1429 | 68.5131 | 3425.656 | 3399.1002 | 26.5558 | 1732 | 1684.8552 | 8.755 | 238.0952 | 0 | 39.4226 | 1971.128 | 39.4226 | 1971.128
2411 | 101 | 4 | 11 | 2380.9524 | 0 | 119.0476 | 857.1429 | 68.5131 | 3425.656 | 3399.1002 | 26.5558 | 1732 | 1684.8552 | 8.755 | 0 | 0 | 0 | 0 | 0 | 0
2412 | 101 | 4 | 11 | 2380.9524 | 0 | 119.0476 | 857.1429 | 68.5131 | 3425.656 | 3399.1002 | 26.5558 | 1732 | 1684.8552 | 8.755 | 0 | 0 | 0 | 0 | 0 | 0
2413 | 101 | 4 | 11 | 2380.9524 | 0 | 119.0476 | 857.1429 | 68.5131 | 3425.656 | 3399.1002 | 26.5558 | 1732 | 1684.8552 | 8.755 | 0 | 0 | 0 | 0 | 0 | 0
2414 | 101 | 4 | 11 | 2380.9524 | 0 | 119.0476 | 857.1429 | 68.5131 | 3425.656 | 3399.1002 | 26.5558 | 1732 | 1684.8552 | 8.755 | 0 | 0 | 0 | 0 | 0 | 0
2415 | 101 | 4 | 11 | 2380.9524 | 0 | 119.0476 | 857.1429 | 68.5131 | 3425.656 | 3399.1002 | 26.5558 | 1732 | 1684.8552 | 8.755 | 0 | 0 | 0 | 0 | 0 | 0
2416 | 101 | 4 | 11 | 2380.9524 | 0 | 119.0476 | 857.1429 | 68.5131 | 3425.656 | 3399.1002 | 26.5558 | 1732 | 1684.8552 | 8.755 | 0 | 0 | 0 | 0 | 0 | 0
2417 | 101 | 4 | 11 | 2380.9524 | 0 | 119.0476 | 0 | 51.0204 | 2551.0204 | 2533.5308 | 17.4896 | 1732 | 814.7645 | 4.2338 | 0 | 0 | 0 | 0 | 0 | 0
2418 | 101 | 4 | 11 | 2380.9524 | 1517.8571 | 119.0476 | 0 | 81.9971 | 4099.8542 | 3446 | 653.8542 | 1732 | 1732 | 632.5501 | 0 | 0 | 0 | 0 | 0 | 0
2419 | 101 | 4 | 11 | 2380.9524 | 3035.7143 | 119.0476 | 0 | 112.9738 | 5648.688 | 3446 | 2202.688 | 1732 | 1732 | 1732 | 0 | 0 | 0 | 0 | 0 | 0
2420 | 101 | 4 | 11 | 2380.9524 | 3035.7143 | 119.0476 | 0 | 112.9738 | 5648.688 | 3446 | 2202.688 | 1732 | 1732 | 1732 | 0 | 0 | 0 | 0 | 0 | 0
2421 | 101 | 4 | 11 | 2380.9524 | 3035.7143 | 119.0476 | 0 | 112.9738 | 5648.688 | 3446 | 2202.688 | 1732 | 1732 | 1732 | 0 | 0 | 0 | 0 | 0 | 0
2422 | 101 | 4 | 11 | 2380.9524 | 1517.8571 | 119.0476 | 0 | 81.9971 | 4099.8542 | 3446 | 653.8542 | 1732 | 1732 | 632.5501 | 0 | 0 | 0 | 0 | 0 | 0
2423 | 101 | 4 | 12 | 2380.9524 | 0 | 119.0476 | 0 | 51.0204 | 2551.0204 | 2533.5308 | 17.4896 | 1732 | 814.7645 | 4.2338 | 0 | 0 | 0 | 0 | 0 | 0
2424 | 102 | 4 | 12 | 2380.9524 | 0 | 119.0476 | 0 | 51.0204 | 2551.0204 | 2533.5308 | 17.4896 | 1732 | 814.7645 | 4.2338 | 238.0952 | 2000 | 62.3897 | 3119.4832 | 62.3897 | 3119.4832
2425 | 102 | 4 | 12 | 2380.9524 | 0 | 119.0476 | 0 | 51.0204 | 2551.0204 | 2533.5308 | 17.4896 | 1732 | 814.7645 | 4.2338 | 238.0952 | 2000 | 62.3897 | 3119.4832 | 62.3897 | 3119.4832
2426 | 102 | 4 | 12 | 2380.9524 | 0 | 119.0476 | 0 | 51.0204 | 2551.0204 | 2533.5308 | 17.4896 | 1732 | 814.7645 | 4.2338 | 238.0952 | 2000 | 62.3897 | 3119.4832 | 62.3897 | 3119.4832
2427 | 102 | 4 | 12 | 2380.9524 | 0 | 119.0476 | 0 | 51.0204 | 2551.0204 | 2533.5308 | 17.4896 | 1732 | 814.7645 | 4.2338 | 238.0952 | 2000 | 62.3897 | 3119.4832 | 62.3897 | 3119.4832
2428 | 102 | 4 | 12 | 2380.9524 | 0 | 119.0476 | 0 | 51.0204 | 2551.0204 | 2533.5308 | 17.4896 | 1732 | 814.7645 | 4.2338 | 238.0952 | 0 | 21.5733 | 1078.6669 | 21.5733 | 1078.6669
2429 | 102 | 4 | 12 | 2380.9524 | 1821.4286 | 119.0476 | 0 | 88.1924 | 4409.621 | 3446 | 963.621 | 1732 | 1732 | 940.7073 | 238.0952 | 0 | 59.4041 | 2970.2066 | 59.4041 | 2970.2066
2430 | 102 | 4 | 12 | 2380.9524 | 3035.7143 | 119.0476 | 0 | 112.9738 | 5648.688 | 3446 | 2202.688 | 1732 | 1732 | 1732 | 238.0952 | 0 | 75.553 | 3777.6482 | 75.553 | 3777.6482
2431 | 102 | 4 | 12 | 2380.9524 | 3035.7143 | 119.0476 | 857.1429 | 130.4665 | 6523.3236 | 3446 | 3077.3236 | 1732 | 1732 | 1732 | 238.0952 | 0 | 75.553 | 3777.6482 | 75.553 | 3777.6482
2432 | 102 | 4 | 12 | 2380.9524 | 3035.7143 | 119.0476 | 857.1429 | 130.4665 | 6523.3236 | 3446 | 3077.3236 | 1732 | 1732 | 1732 | 238.0952 | 0 | 75.553 | 3777.6482 | 75.553 | 3777.6482
2433 | 102 | 4 | 12 | 2380.9524 | 1214.2857 | 119.0476 | 857.1429 | 93.2945 | 4664.723 | 3446 | 1218.723 | 1732 | 1732 | 1194.4837 | 238.0952 | 0 | 64.5832 | 3229.1622 | 64.5832 | 3229.1622
2434 | 102 | 4 | 12 | 2380.9524 | 0 | 119.0476 | 857.1429 | 68.5131 | 3425.656 | 3399.1002 | 26.5558 | 1732 | 1684.8552 | 8.755 | 238.0952 | 0 | 39.4226 | 1971.128 | 39.4226 | 1971.128
2435 | 102 | 4 | 12 | 2380.9524 | 0 | 119.0476 | 857.1429 | 68.5131 | 3425.656 | 3399.1002 | 26.5558 | 1732 | 1684.8552 | 8.755 | 0 | 0 | 0 | 0 | 0 | 0
2436 | 102 | 4 | 12 | 2380.9524 | 0 | 119.0476 | 857.1429 | 68.5131 | 3425.656 | 3399.1002 | 26.5558 | 1732 | 1684.8552 | 8.755 | 0 | 0 | 0 | 0 | 0 | 0
2437 | 102 | 4 | 12 | 2380.9524 | 0 | 119.0476 | 857.1429 | 68.5131 | 3425.656 | 3399.1002 | 26.5558 | 1732 | 1684.8552 | 8.755 | 0 | 0 | 0 | 0 | 0 | 0
2438 | 102 | 4 | 12 | 2380.9524 | 0 | 119.0476 | 857.1429 | 68.5131 | 3425.656 | 3399.1002 | 26.5558 | 1732 | 1684.8552 | 8.755 | 0 | 0 | 0 | 0 | 0 | 0
2439 | 102 | 4 | 12 | 2380.9524 | 0 | 119.0476 | 857.1429 | 68.5131 | 3425.656 | 3399.1002 | 26.5558 | 1732 | 1684.8552 | 8.755 | 0 | 0 | 0 | 0 | 0 | 0
2440 | 102 | 4 | 12 | 2380.9524 | 0 | 119.0476 | 857.1429 | 68.5131 | 3425.656 | 3399.1002 | 26.5558 | 1732 | 1684.8552 | 8.755 | 0 | 0 | 0 | 0 | 0 | 0
2441 | 102 | 4 | 12 | 2380.9524 | 0 | 119.0476 | 0 | 51.0204 | 2551.0204 | 2533.5308 | 17.4896 | 1732 | 814.7645 | 4.2338 | 0 | 0 | 0 | 0 | 0 | 0
2442 | 102 | 4 | 12 | 2380.9524 | 1517.8571 | 119.0476 | 0 | 81.9971 | 4099.8542 | 3446 | 653.8542 | 1732 | 1732 | 632.5501 | 0 | 0 | 0 | 0 | 0 | 0
2443 | 102 | 4 | 12 | 2380.9524 | 3035.7143 | 119.0476 | 0 | 112.9738 | 5648.688 | 3446 | 2202.688 | 1732 | 1732 | 1732 | 0 | 0 | 0 | 0 | 0 | 0
2444 | 102 | 4 | 12 | 2380.9524 | 3035.7143 | 119.0476 | 0 | 112.9738 | 5648.688 | 3446 | 2202.688 | 1732 | 1732 | 1732 | 0 | 0 | 0 | 0 | 0 | 0
2445 | 102 | 4 | 12 | 2380.9524 | 3035.7143 | 119.0476 | 0 | 112.9738 | 5648.688 | 3446 | 2202.688 | 1732 | 1732 | 1732 | 0 | 0 | 0 | 0 | 0 | 0
2446 | 102 | 4 | 12 | 2380.9524 | 1517.8571 | 119.0476 | 0 | 81.9971 | 4099.8542 | 3446 | 653.8542 | 1732 | 1732 | 632.5501 | 0 | 0 | 0 | 0 | 0 | 0
2447 | 102 | 4 | 13 | 2380.9524 | 0 | 119.0476 | 0 | 51.0204 | 2551.0204 | 2533.5308 | 17.4896 | 1732 | 814.7645 | 4.2338 | 0 | 0 | 0 | 0 | 0 | 0
2448 | 103 | 4 | 13 | 2380.9524 | 0 | 119.0476 | 0 | 51.0204 | 2551.0204 | 2533.5308 | 17.4896 | 1732 | 814.7645 | 4.2338 | 238.0952 | 2000 | 62.3897 | 3119.4832 | 62.3897 | 3119.4832
2449 | 103 | 4 | 13 | 2380.9524 | 0 | 119.0476 | 0 | 51.0204 | 2551.0204 | 2533.5308 | 17.4896 | 1732 | 814.7645 | 4.2338 | 238.0952 | 2000 | 62.3897 | 3119.4832 | 62.3897 | 3119.4832
2450 | 103 | 4 | 13 | 2380.9524 | 0 | 119.0476 | 0 | 51.0204 | 2551.0204 | 2533.5308 | 17.4896 | 1732 | 814.7645 | 4.2338 | 238.0952 | 2000 | 62.3897 | 3119.4832 | 62.3897 | 3119.4832
2451 | 103 | 4 | 13 | 2380.9524 | 0 | 119.0476 | 0 | 51.0204 | 2551.0204 | 2533.5308 | 17.4896 | 1732 | 814.7645 | 4.2338 | 238.0952 | 2000 | 62.3897 | 3119.4832 | 62.3897 | 3119.4832
2452 | 103 | 4 | 13 | 2380.9524 | 0 | 119.0476 | 0 | 51.0204 | 2551.0204 | 2533.5308 | 17.4896 | 1732 | 814.7645 | 4.2338 | 238.0952 | 0 | 21.5733 | 1078.6669 | 21.5733 | 1078.6669
2453 | 103 | 4 | 13 | 2380.9524 | 1821.4286 | 119.0476 | 0 | 88.1924 | 4409.621 | 3446 | 963.621 | 1732 | 1732 | 940.7073 | 238.0952 | 0 | 59.4041 | 2970.2066 | 59.4041 | 2970.2066
2454 | 103 | 4 | 13 | 2380.9524 | 3035.7143 | 119.0476 | 0 | 112.9738 | 5648.688 | 3446 | 2202.688 | 1732 | 1732 | 1732 | 238.0952 | 0 | 75.553 | 3777.6482 | 75.553 | 3777.6482
2455 | 103 | 4 | 13 | 2380.9524 | 3035.7143 | 119.0476 | 857.1429 | 130.4665 | 6523.3236 | 3446 | 3077.3236 | 1732 | 1732 | 1732 | 238.0952 | 0 | 75.553 | 3777.6482 | 75.553 | 3777.6482
2456 | 103 | 4 | 13 | 2380.9524 | 3035.7143 | 119.0476 | 857.1429 | 130.4665 | 6523.3236 | 3446 | 3077.3236 | 1732 | 1732 | 1732 | 238.0952 | 0 | 75.553 | 3777.6482 | 75.553 | 3777.6482
2457 | 103 | 4 | 13 | 2380.9524 | 1214.2857 | 119.0476 | 857.1429 | 93.2945 | 4664.723 | 3446 | 1218.723 | 1732 | 1732 | 1194.4837 | 238.0952 | 0 | 64.5832 | 3229.1622 | 64.5832 | 3229.1622
2458 | 103 | 4 | 13 | 2380.9524 | 0 | 119.0476 | 857.1429 | 68.5131 | 3425.656 | 3399.1002 | 26.5558 | 1732 | 1684.8552 | 8.755 | 238.0952 | 0 | 39.4226 | 1971.128 | 39.4226 | 1971.128
2459 | 103 | 4 | 13 | 2380.9524 | 0 | 119.0476 | 857.1429 | 68.5131 | 3425.656 | 3399.1002 | 26.5558 | 1732 | 1684.8552 | 8.755 | 0 | 0 | 0 | 0 | 0 | 0
2460 | 103 | 4 | 13 | 2380.9524 | 0 | 119.0476 | 857.1429 | 68.5131 | 3425.656 | 3399.1002 | 26.5558 | 1732 | 1684.8552 | 8.755 | 0 | 0 | 0 | 0 | 0 | 0
2461 | 103 | 4 | 13 | 2380.9524 | 0 | 119.0476 | 857.1429 | 68.5131 | 3425.656 | 3399.1002 | 26.5558 | 1732 | 1684.8552 | 8.755 | 0 | 0 | 0 | 0 | 0 | 0
2462 | 103 | 4 | 13 | 2380.9524 | 0 | 119.0476 | 857.1429 | 68.5131 | 3425.656 | 3399.1002 | 26.5558 | 1732 | 1684.8552 | 8.755 | 0 | 0 | 0 | 0 | 0 | 0
2463 | 103 | 4 | 13 | 2380.9524 | 0 | 119.0476 | 857.1429 | 68.5131 | 3425.656 | 3399.1002 | 26.5558 | 1732 | 1684.8552 | 8.755 | 0 | 0 | 0 | 0 | 0 | 0
2464 | 103 | 4 | 13 | 2380.9524 | 0 | 119.0476 | 857.1429 | 68.5131 | 3425.656 | 3399.1002 | 26.5558 | 1732 | 1684.8552 | 8.755 | 0 | 0 | 0 | 0 | 0 | 0
2465 | 103 | 4 | 13 | 2380.9524 | 0 | 119.0476 | 0 | 51.0204 | 2551.0204 | 2533.5308 | 17.4896 | 1732 | 814.7645 | 4.2338 | 0 | 0 | 0 | 0 | 0 | 0
2466 | 103 | 4 | 13 | 2380.9524 | 1517.8571 | 119.0476 | 0 | 81.9971 | 4099.8542 | 3446 | 653.8542 | 1732 | 1732 | 632.5501 | 0 | 0 | 0 | 0 | 0 | 0
2467 | 103 | 4 | 13 | 2380.9524 | 3035.7143 | 119.0476 | 0 | 112.9738 | 5648.688 | 3446 | 2202.688 | 1732 | 1732 | 1732 | 0 | 0 | 0 | 0 | 0 | 0
2468 | 103 | 4 | 13 | 2380.9524 | 3035.7143 | 119.0476 | 0 | 112.9738 | 5648.688 | 3446 | 2202.688 | 1732 | 1732 | 1732 | 0 | 0 | 0 | 0 | 0 | 0
2469 | 103 | 4 | 13 | 2380.9524 | 3035.7143 | 119.0476 | 0 | 112.9738 | 5648.688 | 3446 | 2202.688 | 1732 | 1732 | 1732 | 0 | 0 | 0 | 0 | 0 | 0
2470 | 103 | 4 | 13 | 2380.9524 | 1517.8571 | 119.0476 | 0 | 81.9971 | 4099.8542 | 3446 | 653.8542 | 1732 | 1732 | 632.5501 | 0 | 0 | 0 | 0 | 0 | 0
2471 | 103 | 4 | 14 | 2380.9524 | 0 | 119.0476 | 0 | 51.0204 | 2551.0204 | 2533.5308 | 17.4896 | 1732 | 814.7645 | 4.2338 | 0 | 0 | 0 | 0 | 0 | 0
2472 | 104 | 4 | 14 | 2380.9524 | 0 | 119.0476 | 0 | 51.0204 | 2551.0204 | 2533.5308 | 17.4896 | 1732 | 814.7645 | 4.2338 | 238.0952 | 2000 | 62.3897 | 3119.4832 | 62.3897 | 3119.4832
2473 | 104 | 4 | 14 | 2380.9524 | 0 | 119.0476 | 0 | 51.0204 | 2551.0204 | 2533.5308 | 17.4896 | 1732 | 814.7645 | 4.2338 | 238.0952 | 2000 | 62.3897 | 3119.4832 | 62.3897 | 3119.4832
2474 | 104 | 4 | 14 | 2380.9524 | 0 | 119.0476 | 0 | 51.0204 | 2551.0204 | 2533.5308 | 17.4896 | 1732 | 814.7645 | 4.2338 | 238.0952 | 2000 | 62.3897 | 3119.4832 | 62.3897 | 3119.4832
2475 | 104 | 4 | 14 | 2380.9524 | 0 | 119.0476 | 0 | 51.0204 | 2551.0204 | 2533.5308 | 17.4896 | 1732 | 814.7645 | 4.2338 | 238.0952 | 2000 | 62.3897 | 3119.4832 | 62.3897 | 3119.4832
2476 | 104 | 4 | 14 | 2380.9524 | 0 | 119.0476 | 0 | 51.0204 | 2551.0204 | 2533.5308 | 17.4896 | 1732 | 814.7645 | 4.2338 | 238.0952 | 0 | 21.5733 | 1078.6669 | 21.5733 | 1078.6669
2477 | 104 | 4 | 14 | 2380.9524 | 1821.4286 | 119.0476 | 0 | 88.1924 | 4409.621 | 3446 | 963.621 | 1732 | 1732 | 940.7073 | 238.0952 | 0 | 59.4041 | 2970.2066 | 59.4041 | 2970.2066
2478 | 104 | 4 | 14 | 2380.9524 | 3035.7143 | 119.0476 | 0 | 112.9738 | 5648.688 | 3446 | 2202.688 | 1732 | 1732 | 1732 | 238.0952 | 0 | 75.553 | 3777.6482 | 75.553 | 3777.6482
2479 | 104 | 4 | 14 | 2380.9524 | 3035.7143 | 119.0476 | 857.1429 | 130.4665 | 6523.3236 | 3446 | 3077.3236 | 1732 | 1732 | 1732 | 238.0952 | 0 | 75.553 | 3777.6482 | 75.553 | 3777.6482
2480 | 104 | 4 | 14 | 2380.9524 | 3035.7143 | 119.0476 | 857.1429 | 130.4665 | 6523.3236 | 3446 | 3077.3236 | 1732 | 1732 | 1732 | 238.0952 | 0 | 75.553 | 3777.6482 | 75.553 | 3777.6482
2481 | 104 | 4 | 14 | 2380.9524 | 1214.2857 | 119.0476 | 857.1429 | 93.2945 | 4664.723 | 3446 | 1218.723 | 1732 | 1732 | 1194.4837 | 238.0952 | 0 | 64.5832 | 3229.1622 | 64.5832 | 3229.1622
2482 | 104 | 4 | 14 | 2380.9524 | 0 | 119.0476 | 857.1429 | 68.5131 | 3425.656 | 3399.1002 | 26.5558 | 1732 | 1684.8552 | 8.755 | 238.0952 | 0 | 39.4226 | 1971.128 | 39.4226 | 1971.128
2483 | 104 | 4 | 14 | 2380.9524 | 0 | 119.0476 | 857.1429 | 68.5131 | 3425.656 | 3399.1002 | 26.5558 | 1732 | 1684.8552 | 8.755 | 0 | 0 | 0 | 0 | 0 | 0
2484 | 104 | 4 | 14 | 2380.9524 | 0 | 119.0476 | 857.1429 | 68.5131 | 3425.656 | 3399.1002 | 26.5558 | 1732 | 1684.8552 | 8.755 | 0 | 0 | 0 | 0 | 0 | 0
2485 | 104 | 4 | 14 | 2380.9524 | 0 | 119.0476 | 857.1429 | 68.5131 | 3425.656 | 3399.1002 | 26.5558 | 1732 | 1684.8552 | 8.755 | 0 | 0 | 0 | 0 | 0 | 0
2486 | 104 | 4 | 14 | 2380.9524 | 0 | 119.0476 | 857.1429 | 68.5131 | 3425.656 | 3399.1002 | 26.5558 | 1732 | 1684.8552 | 8.755 | 0 | 0 | 0 | 0 | 0 | 0
2487 | 104 | 4 | 14 | 2380.9524 | 0 | 119.0476 | 857.1429 | 68.5131 | 3425.656 | 3399.1002 | 26.5558 | 1732 | 1684.8552 | 8.755 | 0 | 0 | 0 | 0 | 0 | 0
2488 | 104 | 4 | 14 | 2380.9524 | 0 | 119.0476 | 857.1429 | 68.5131 | 3425.656 | 3399.1002 | 26.5558 | 1732 | 1684.8552 | 8.755 | 0 | 0 | 0 | 0 | 0 | 0
2489 | 104 | 4 | 14 | 2380.9524 | 0 | 119.0476 | 0 | 51.0204 | 2551.0204 | 2533.5308 | 17.4896 | 1732 | 814.7645 | 4.2338 | 0 | 0 | 0 | 0 | 0 | 0
2490 | 104 | 4 | 14 | 2380.9524 | 1517.8571 | 119.0476 | 0 | 81.9971 | 4099.8542 | 3446 | 653.8542 | 1732 | 1732 | 632.5501 | 0 | 0 | 0 | 0 | 0 | 0
2491 | 104 | 4 | 14 | 2380.9524 | 3035.7143 | 119.0476 | 0 | 112.9738 | 5648.688 | 3446 | 2202.688 | 1732 | 1732 | 1732 | 0 | 0 | 0 | 0 | 0 | 0
2492 | 104 | 4 | 14 | 2380.9524 | 3035.7143 | 119.0476 | 0 | 112.9738 | 5648.688 | 3446 | 2202.688 | 1732 | 1732 | 1732 | 0 | 0 | 0 | 0 | 0 | 0
2493 | 104 | 4 | 14 | 2380.9524 | 3035.7143 | 119.0476 | 0 | 112.9738 | 5648.688 | 3446 | 2202.688 | 1732 | 1732 | 1732 | 0 | 0 | 0 | 0 | 0 | 0
2494 | 104 | 4 | 14 | 2380.9524 | 1517.8571 | 119.0476 | 0 | 81.9971 | 4099.8542 | 3446 | 653.8542 | 1732 | 1732 | 632.5501 | 0 | 0 | 0 | 0 | 0 | 0
2495 | 104 | 4 | 15 | 2380.9524 | 0 | 119.0476 | 0 | 51.0204 | 2551.0204 | 2533.5308 | 17.4896 | 1732 | 814.7645 | 4.2338 | 0 | 0 | 0 | 0 | 0 | 0
2496 | 105 | 4 | 15 | 2380.9524 | 0 | 119.0476 | 0 | 51.0204 | 2551.0204 | 2533.5308 | 17.4896 | 1732 | 814.7645 | 4.2338 | 238.0952 | 2000 | 62.3897 | 3119.4832 | 62.3897 | 3119.4832
2497 | 105 | 4 | 15 | 2380.9524 | 0 | 119.0476 | 0 | 51.0204 | 2551.0204 | 2533.5308 | 17.4896 | 1732 | 814.7645 | 4.2338 | 238.0952 | 2000 | 62.3897 | 3119.4832 | 62.3897 | 3119.4832
2498 | 105 | 4 | 15 | 2380.9524 | 0 | 119.0476 | 0 | 51.0204 | 2551.0204 | 2533.5308 | 17.4896 | 1732 | 814.7645 | 4.2338 | 238.0952 | 2000 | 62.3897 | 3119.4832 | 62.3897 | 3119.4832
2499 | 105 | 4 | 15 | 2380.9524 | 0 | 119.0476 | 0 | 51.0204 | 2551.0204 | 2533.5308 | 17.4896 | 1732 | 814.7645 | 4.2338 | 238.0952 | 2000 | 62.3897 | 3119.4832 | 62.3897 | 3119.4832
2500 | 105 | 4 | 15 | 2380.9524 | 0 | 119.0476 | 0 | 51.0204 | 2551.0204 | 2533.5308 | 17.4896 | 1732 | 814.7645 | 4.2338 | 238.0952 | 0 | 21.5733 | 1078.6669 | 21.5733 | 1078.6669
2501 | 105 | 4 | 15 | 2380.9524 | 1821.4286 | 119.0476 | 0 | 88.1924 | 4409.621 | 3446 | 963.621 | 1732 | 1732 | 940.7073 | 238.0952 | 0 | 59.4041 | 2970.2066 | 59.4041 | 2970.2066
2502 | 105 | 4 | 15 | 2380.9524 | 3035.7143 | 119.0476 | 0 | 112.9738 | 5648.688 | 3446 | 2202.688 | 1732 | 1732 | 1732 | 238.0952 | 0 | 75.553 | 3777.6482 | 75.553 | 3777.6482
2503 | 105 | 4 | 15 | 2380.9524 | 3035.7143 | 119.0476 | 857.1429 | 130.4665 | 6523.3236 | 3446 | 3077.3236 | 1732 | 1732 | 1732 | 238.0952 | 0 | 75.553 | 3777.6482 | 75.553 | 3777.6482
2504 | 105 | 4 | 15 | 2380.9524 | 3035.7143 | 119.0476 | 857.1429 | 130.4665 | 6523.3236 | 3446 | 3077.3236 | 1732 | 1732 | 1732 | 238.0952 | 0 | 75.553 | 3777.6482 | 75.553 | 3777.6482
2505 | 105 | 4 | 15 | 2380.9524 | 1214.2857 | 119.0476 | 857.1429 | 93.2945 | 4664.723 | 3446 | 1218.723 | 1732 | 1732 | 1194.4837 | 238.0952 | 0 | 64.5832 | 3229.1622 | 64.5832 | 3229.1622
2506 | 105 | 4 | 15 | 2380.9524 | 0 | 119.0476 | 857.1429 | 68.5131 | 3425.656 | 3399.1002 | 26.5558 | 1732 | 1684.8552 | 8.755 | 238.0952 | 0 | 39.4226 | 1971.128 | 39.4226 | 1971.128
2507 | 105 | 4 | 15 | 2380.9524 | 0 | 119.0476 | 857.1429 | 68.5131 | 3425.656 | 3399.1002 | 26.5558 | 1732 | 1684.8552 | 8.755 | 0 | 0 | 0 | 0 | 0 | 0
2508 | 105 | 4 | 15 | 2380.9524 | 0 | 119.0476 | 857.1429 | 68.5131 | 3425.656 | 3399.1002 | 26.5558 | 1732 | 1684.8552 | 8.755 | 0 | 0 | 0 | 0 | 0 | 0
2509 | 105 | 4 | 15 | 2380.9524 | 0 | 119.0476 | 857.1429 | 68.5131 | 3425.656 | 3399.1002 | 26.5558 | 1732 | 1684.8552 | 8.755 | 0 | 0 | 0 | 0 | 0 | 0
2510 | 105 | 4 | 15 | 2380.9524 | 0 | 119.0476 | 857.1429 | 68.5131 | 3425.656 | 3399.1002 | 26.5558 | 1732 | 1684.8552 | 8.755 | 0 | 0 | 0 | 0 | 0 | 0
2511 | 105 | 4 | 15 | 2380.9524 | 0 | 119.0476 | 857.1429 | 68.5131 | 3425.656 | 3399.1002 | 26.5558 | 1732 | 1684.8552 | 8.755 | 0 | 0 | 0 | 0 | 0 | 0
2512 | 105 | 4 | 15 | 2380.9524 | 0 | 119.0476 | 857.1429 | 68.5131 | 3425.656 | 3399.1002 | 26.5558 | 1732 | 1684.8552 | 8.755 | 0 | 0 | 0 | 0 | 0 | 0
2513 | 105 | 4 | 15 | 2380.9524 | 0 | 119.0476 | 0 | 51.0204 | 2551.0204 | 2533.5308 | 17.4896 | 1732 | 814.7645 | 4.2338 | 0 | 0 | 0 | 0 | 0 | 0
2514 | 105 | 4 | 15 | 2380.9524 | 1517.8571 | 119.0476 | 0 | 81.9971 | 4099.8542 | 3446 | 653.8542 | 1732 | 1732 | 632.5501 | 0 | 0 | 0 | 0 | 0 | 0
2515 | 105 | 4 | 15 | 2380.9524 | 3035.7143 | 119.0476 | 0 | 112.9738 | 5648.688 | 3446 | 2202.688 | 1732 | 1732 | 1732 | 0 | 0 | 0 | 0 | 0 | 0
2516 | 105 | 4 | 15 | 2380.9524 | 3035.7143 | 119.0476 | 0 | 112.9738 | 5648.688 | 3446 | 2202.688 | 1732 | 1732 | 1732 | 0 | 0 | 0 | 0 | 0 | 0
2517 | 105 | 4 | 15 | 2380.9524 | 3035.7143 | 119.0476 | 0 | 112.9738 | 5648.688 | 3446 | 2202.688 | 1732 | 1732 | 1732 | 0 | 0 | 0 | 0 | 0 | 0
2518 | 105 | 4 | 15 | 2380.9524 | 1517.8571 | 119.0476 | 0 | 81.9971 | 4099.8542 | 3446 | 653.8542 | 1732 | 1732 | 632.5501 | 0 | 0 | 0 | 0 | 0 | 0
2519 | 105 | 4 | 16 | 2380.9524 | 0 | 119.0476 | 0 | 51.0204 | 2551.0204 | 2533.5308 | 17.4896 | 1732 | 814.7645 | 4.2338 | 0 | 0 | 0 | 0 | 0 | 0
2520 | 106 | 4 | 16 | 2380.9524 | 0 | 119.0476 | 0 | 51.0204 | 2551.0204 | 2533.5308 | 17.4896 | 1732 | 814.7645 | 4.2338 | 238.0952 | 2000 | 62.3897 | 3119.4832 | 62.3897 | 3119.4832
2521 | 106 | 4 | 16 | 2380.9524 | 0 | 119.0476 | 0 | 51.0204 | 2551.0204 | 2533.5308 | 17.4896 | 1732 | 814.7645 | 4.2338 | 238.0952 | 2000 | 62.3897 | 3119.4832 | 62.3897 | 3119.4832
2522 | 106 | 4 | 16 | 2380.9524 | 0 | 119.0476 | 0 | 51.0204 | 2551.0204 | 2533.5308 | 17.4896 | 1732 | 814.7645 | 4.2338 | 238.0952 | 2000 | 62.3897 | 3119.4832 | 62.3897 | 3119.4832
2523 | 106 | 4 | 16 | 2380.9524 | 0 | 119.0476 | 0 | 51.0204 | 2551.0204 | 2533.5308 | 17.4896 | 1732 | 814.7645 | 4.2338 | 238.0952 | 2000 | 62.3897 | 3119.4832 | 62.3897 | 3119.4832
2524 | 106 | 4 | 16 | 2380.9524 | 0 | 119.0476 | 0 | 51.0204 | 2551.0204 | 2533.5308 | 17.4896 | 1732 | 814.7645 | 4.2338 | 238.0952 | 0 | 21.5733 | 1078.6669 | 21.5733 | 1078.6669
2525 | 106 | 4 | 16 | 2380.9524 | 1821.4286 | 119.0476 | 0 | 88.1924 | 4409.621 | 3446 | 963.621 | 1732 | 1732 | 940.7073 | 238.0952 | 0 | 59.4041 | 2970.2066 | 59.4041 | 2970.2066
2526 | 106 | 4 | 16 | 2380.9524 | 3035.7143 | 119.0476 | 0 | 112.9738 | 5648.688 | 3446 | 2202.688 | 1732 | 1732 | 1732 | 238.0952 | 0 | 75.553 | 3777.6482 | 75.553 | 3777.6482
2527 | 106 | 4 | 16 | 2380.9524 | 3035.7143 | 119.0476 | 857.1429 | 130.4665 | 6523.3236 | 3446 | 3077.3236 | 1732 | 1732 | 1732 | 238.0952 | 0 | 75.553 | 3777.6482 | 75.553 | 3777.6482
2528 | 106 | 4 | 16 | 2380.9524 | 3035.7143 | 119.0476 | 857.1429 | 130.4665 | 6523.3236 | 3446 | 3077.3236 | 1732 | 1732 | 1732 | 238.0952 | 0 | 75.553 | 3777.6482 | 75.553 | 3777.6482
2529 | 106 | 4 | 16 | 2380.9524 | 1214.2857 | 119.0476 | 857.1429 | 93.2945 | 4664.723 | 3446 | 1218.723 | 1732 | 1732 | 1194.4837 | 238.0952 | 0 | 64.5832 | 3229.1622 | 64.5832 | 3229.1622
2530 | 106 | 4 | 16 | 2380.9524 | 0 | 119.0476 | 857.1429 | 68.5131 | 3425.656 | 3399.1002 | 26.5558 | 1732 | 1684.8552 | 8.755 | 238.0952 | 0 | 39.4226 | 1971.128 | 39.4226 | 1971.128
2531 | 106 | 4 | 16 | 2380.9524 | 0 | 119.0476 | 857.1429 | 68.5131 | 3425.656 | 3399.1002 | 26.5558 | 1732 | 1684.8552 | 8.755 | 0 | 0 | 0 | 0 | 0 | 0
2532 | 106 | 4 | 16 | 2380.9524 | 0 | 119.0476 | 857.1429 | 68.5131 | 3425.656 | 3399.1002 | 26.5558 | 1732 | 1684.8552 | 8.755 | 0 | 0 | 0 | 0 | 0 | 0
2533 | 106 | 4 | 16 | 2380.9524 | 0 | 119.0476 | 857.1429 | 68.5131 | 3425.656 | 3399.1002 | 26.5558 | 1732 | 1684.8552 | 8.755 | 0 | 0 | 0 | 0 | 0 | 0
2534 | 106 | 4 | 16 | 2380.9524 | 0 | 119.0476 | 857.1429 | 68.5131 | 3425.656 | 3399.1002 | 26.5558 | 1732 | 1684.8552 | 8.755 | 0 | 0 | 0 | 0 | 0 | 0
2535 | 106 | 4 | 16 | 2380.9524 | 0 | 119.0476 | 857.1429 | 68.5131 | 3425.656 | 3399.1002 | 26.5558 | 1732 | 1684.8552 | 8.755 | 0 | 0 | 0 | 0 | 0 | 0
2536 | 106 | 4 | 16 | 2380.9524 | 0 | 119.0476 | 857.1429 | 68.5131 | 3425.656 | 3399.1002 | 26.5558 | 1732 | 1684.8552 | 8.755 | 0 | 0 | 0 | 0 | 0 | 0
2537 | 106 | 4 | 16 | 2380.9524 | 0 | 119.0476 | 0 | 51.0204 | 2551.0204 | 2533.5308 | 17.4896 | 1732 | 814.7645 | 4.2338 | 0 | 0 | 0 | 0 | 0 | 0
2538 | 106 | 4 | 16 | 2380.9524 | 1517.8571 | 119.0476 | 0 | 81.9971 | 4099.8542 | 3446 | 653.8542 | 1732 | 1732 | 632.5501 | 0 | 0 | 0 | 0 | 0 | 0
2539 | 106 | 4 | 16 | 2380.9524 | 3035.7143 | 119.0476 | 0 | 112.9738 | 5648.688 | 3446 | 2202.688 | 1732 | 1732 | 1732 | 0 | 0 | 0 | 0 | 0 | 0
2540 | 106 | 4 | 16 | 2380.9524 | 3035.7143 | 119.0476 | 0 | 112.9738 | 5648.688 | 3446 | 2202.688 | 1732 | 1732 | 1732 | 0 | 0 | 0 | 0 | 0 | 0
2541 | 106 | 4 | 16 | 2380.9524 | 3035.7143 | 119.0476 | 0 | 112.9738 | 5648.688 | 3446 | 2202.688 | 1732 | 1732 | 1732 | 0 | 0 | 0 | 0 | 0 | 0
2542 | 106 | 4 | 16 | 2380.9524 | 1517.8571 | 119.0476 | 0 | 81.9971 | 4099.8542 | 3446 | 653.8542 | 1732 | 1732 | 632.5501 | 0 | 0 | 0 | 0 | 0 | 0
2543 | 106 | 4 | 17 | 2380.9524 | 0 | 119.0476 | 0 | 51.0204 | 2551.0204 | 2533.5308 | 17.4896 | 1732 | 814.7645 | 4.2338 | 0 | 0 | 0 | 0 | 0 | 0
2544 | 107 | 4 | 17 | 2380.9524 | 0 | 119.0476 | 0 | 51.0204 | 2551.0204 | 2533.5308 | 17.4896 | 1732 | 814.7645 | 4.2338 | 238.0952 | 2000 | 62.3897 | 3119.4832 | 62.3897 | 3119.4832
2545 | 107 | 4 | 17 | 2380.9524 | 0 | 119.0476 | 0 | 51.0204 | 2551.0204 | 2533.5308 | 17.4896 | 1732 | 814.7645 | 4.2338 | 238.0952 | 2000 | 62.3897 | 3119.4832 | 62.3897 | 3119.4832
2546 | 107 | 4 | 17 | 2380.9524 | 0 | 119.0476 | 0 | 51.0204 | 2551.0204 | 2533.5308 | 17.4896 | 1732 | 814.7645 | 4.2338 | 238.0952 | 2000 | 62.3897 | 3119.4832 | 62.3897 | 3119.4832
2547 | 107 | 4 | 17 | 2380.9524 | 0 | 119.0476 | 0 | 51.0204 | 2551.0204 | 2533.5308 | 17.4896 | 1732 | 814.7645 | 4.2338 | 238.0952 | 2000 | 62.3897 | 3119.4832 | 62.3897 | 3119.4832
2548 | 107 | 4 | 17 | 2380.9524 | 0 | 119.0476 | 0 | 51.0204 | 2551.0204 | 2533.5308 | 17.4896 | 1732 | 814.7645 | 4.2338 | 238.0952 | 0 | 21.5733 | 1078.6669 | 21.5733 | 1078.6669
2549 | 107 | 4 | 17 | 2380.9524 | 1821.4286 | 119.0476 | 0 | 88.1924 | 4409.621 | 3446 | 963.621 | 1732 | 1732 | 940.7073 | 238.0952 | 0 | 59.4041 | 2970.2066 | 59.4041 | 2970.2066
2550 | 107 | 4 | 17 | 2380.9524 | 3035.7143 | 119.0476 | 0 | 112.9738 | 5648.688 | 3446 | 2202.688 | 1732 | 1732 | 1732 | 238.0952 | 0 | 75.553 | 3777.6482 | 75.553 | 3777.6482
2551 | 107 | 4 | 17 | 2380.9524 | 3035.7143 | 119.0476 | 857.1429 | 130.4665 | 6523.3236 | 3446 | 3077.3236 | 1732 | 1732 | 1732 | 238.0952 | 0 | 75.553 | 3777.6482 | 75.553 | 3777.6482
2552 | 107 | 4 | 17 | 2380.9524 | 3035.7143 | 119.0476 | 857.1429 | 130.4665 | 6523.3236 | 3446 | 3077.3236 | 1732 | 1732 | 1732 | 238.0952 | 0 | 75.553 | 3777.6482 | 75.553 | 3777.6482
2553 | 107 | 4 | 17 | 2380.9524 | 1214.2857 | 119.0476 | 857.1429 | 93.2945 | 4664.723 | 3446 | 1218.723 | 1732 | 1732 | 1194.4837 | 238.0952 | 0 | 64.5832 | 3229.1622 | 64.5832 | 3229.1622
2554 | 107 | 4 | 17 | 2380.9524 | 0 | 119.0476 | 857.1429 | 68.5131 | 3425.656 | 3399.1002 | 26.5558 | 1732 | 1684.8552 | 8.755 | 238.0952 | 0 | 39.4226 | 1971.128 | 39.4226 | 1971.128
2555 | 107 | 4 | 17 | 2380.9524 | 0 | 119.0476 | 857.1429 | 68.5131 | 3425.656 | 3399.1002 | 26.5558 | 1732 | 1684.8552 | 8.755 | 0 | 0 | 0 | 0 | 0 | 0
2556 | 107 | 4 | 17 | 2380.9524 | 0 | 119.0476 | 857.1429 | 68.5131 | 3425.656 | 3399.1002 | 26.5558 | 1732 | 1684.8552 | 8.755 | 0 | 0 | 0 | 0 | 0 | 0
2557 | 107 | 4 | 17 | 2380.9524 | 0 | 119.0476 | 857.1429 | 68.5131 | 3425.656 | 3399.1002 | 26.5558 | 1732 | 1684.8552 | 8.755 | 0 | 0 | 0 | 0 | 0 | 0
2558 | 107 | 4 | 17 | 2380.9524 | 0 | 119.0476 | 857.1429 | 68.5131 | 3425.656 | 3399.1002 | 26.5558 | 1732 | 1684.8552 | 8.755 | 0 | 0 | 0 | 0 | 0 | 0
2559 | 107 | 4 | 17 | 2380.9524 | 0 | 119.0476 | 857.1429 | 68.5131 | 3425.656 | 3399.1002 | 26.5558 | 1732 | 1684.8552 | 8.755 | 0 | 0 | 0 | 0 | 0 | 0
2560 | 107 | 4 | 17 | 2380.9524 | 0 | 119.0476 | 857.1429 | 68.5131 | 3425.656 | 3399.1002 | 26.5558 | 1732 | 1684.8552 | 8.755 | 0 | 0 | 0 | 0 | 0 | 0
2561 | 107 | 4 | 17 | 2380.9524 | 0 | 119.0476 | 0 | 51.0204 | 2551.0204 | 2533.5308 | 17.4896 | 1732 | 814.7645 | 4.2338 | 0 | 0 | 0 | 0 | 0 | 0
2562 | 107 | 4 | 17 | 2380.9524 | 1517.8571 | 119.0476 | 0 | 81.9971 | 4099.8542 | 3446 | 653.8542 | 1732 | 1732 | 632.5501 | 0 | 0 | 0 | 0 | 0 | 0
2563 | 107 | 4 | 17 | 2380.9524 | 3035.7143 | 119.0476 | 0 | 112.9738 | 5648.688 | 3446 | 2202.688 | 1732 | 1732 | 1732 | 0 | 0 | 0 | 0 | 0 | 0
2564 | 107 | 4 | 17 | 2380.9524 | 3035.7143 | 119.0476 | 0 | 112.9738 | 5648.688 | 3446 | 2202.688 | 1732 | 1732 | 1732 | 0 | 0 | 0 | 0 | 0 | 0
2565 | 107 | 4 | 17 | 2380.9524 | 3035.7143 | 119.0476 | 0 | 112.9738 | 5648.688 | 3446 | 2202.688 | 1732 | 1732 | 1732 | 0 | 0 | 0 | 0 | 0 | 0
2566 | 107 | 4 | 17 | 2380.9524 | 1517.8571 | 119.0476 | 0 | 81.9971 | 4099.8542 | 3446 | 653.8542 | 1732 | 1732 | 632.5501 | 0 | 0 | 0 | 0 | 0 | 0
2567 | 107 | 4 | 18 | 2380.9524 | 0 | 119.0476 | 0 | 51.0204 | 2551.0204 | 2533.5308 | 17.4896 | 1732 | 814.7645 | 4.2338 | 0 | 0 | 0 | 0 | 0 | 0
2568 | 108 | 4 | 18 | 2380.9524 | 0 | 119.0476 | 0 | 51.0204 | 2551.0204 | 2533.5308 | 17.4896 | 1732 | 814.7645 | 4.2338 | 238.0952 | 2000 | 62.3897 | 3119.4832 | 62.3897 | 3119.4832
2569 | 108 | 4 | 18 | 2380.9524 | 0 | 119.0476 | 0 | 51.0204 | 2551.0204 | 2533.5308 | 17.4896 | 1732 | 814.7645 | 4.2338 | 238.0952 | 2000 | 62.3897 | 3119.4832 | 62.3897 | 3119.4832
2570 | 108 | 4 | 18 | 2380.9524 | 0 | 119.0476 | 0 | 51.0204 | 2551.0204 | 2533.5308 | 17.4896 | 1732 | 814.7645 | 4.2338 | 238.0952 | 2000 | 62.3897 | 3119.4832 | 62.3897 | 3119.4832
2571 | 108 | 4 | 18 | 2380.9524 | 0 | 119.0476 | 0 | 51.0204 | 2551.0204 | 2533.5308 | 17.4896 | 1732 | 814.7645 | 4.2338 | 238.0952 | 2000 | 62.3897 | 3119.4832 | 62.3897 | 3119.4832
2572 | 108 | 4 | 18 | 2380.9524 | 0 | 119.0476 | 0 | 51.0204 | 2551.0204 | 2533.5308 | 17.4896 | 1732 | 814.7645 | 4.2338 | 238.0952 | 0 | 21.5733 | 1078.6669 | 21.5733 | 1078.6669
2573 | 108 | 4 | 18 | 2380.9524 | 1821.4286 | 119.0476 | 0 | 88.1924 | 4409.621 | 3446 | 963.621 | 1732 | 1732 | 940.7073 | 238.0952 | 0 | 59.4041 | 2970.2066 | 59.4041 | 2970.2066
2574 | 108 | 4 | 18 | 2380.9524 | 3035.7143 | 119.0476 | 0 | 112.9738 | 5648.688 | 3446 | 2202.688 | 1732 | 1732 | 1732 | 238.0952 | 0 | 75.553 | 3777.6482 | 75.553 | 3777.6482
2575 | 108 | 4 | 18 | 2380.9524 | 3035.7143 | 119.0476 | 857.1429 | 130.4665 | 6523.3236 | 3446 | 3077.3236 | 1732 | 1732 | 1732 | 238.0952 | 0 | 75.553 | 3777.6482 | 75.553 | 3777.6482
2576 | 108 | 4 | 18 | 2380.9524 | 3035.7143 | 119.0476 | 857.1429 | 130.4665 | 6523.3236 | 3446 | 3077.3236 | 1732 | 1732 | 1732 | 238.0952 | 0 | 75.553 | 3777.6482 | 75.553 | 3777.6482
2577 | 108 | 4 | 18 | 2380.9524 | 1214.2857 | 119.0476 | 857.1429 | 93.2945 | 4664.723 | 3446 | 1218.723 | 1732 | 1732 | 1194.4837 | 238.0952 | 0 | 64.5832 | 3229.1622 | 64.5832 | 3229.1622
2578 | 108 | 4 | 18 | 2380.9524 | 0 | 119.0476 | 857.1429 | 68.5131 | 3425.656 | 3399.1002 | 26.5558 | 1732 | 1684.8552 | 8.755 | 238.0952 | 0 | 39.4226 | 1971.128 | 39.4226 | 1971.128
2579 | 108 | 4 | 18 | 2380.9524 | 0 | 119.0476 | 857.1429 | 68.5131 | 3425.656 | 3399.1002 | 26.5558 | 1732 | 1684.8552 | 8.755 | 0 | 0 | 0 | 0 | 0 | 0
2580 | 108 | 4 | 18 | 2380.9524 | 0 | 119.0476 | 857.1429 | 68.5131 | 3425.656 | 3399.1002 | 26.5558 | 1732 | 1684.8552 | 8.755 | 0 | 0 | 0 | 0 | 0 | 0
2581 | 108 | 4 | 18 | 2380.9524 | 0 | 119.0476 | 857.1429 | 68.5131 | 3425.656 | 3399.1002 | 26.5558 | 1732 | 1684.8552 | 8.755 | 0 | 0 | 0 | 0 | 0 | 0
2582 | 108 | 4 | 18 | 2380.9524 | 0 | 119.0476 | 857.1429 | 68.5131 | 3425.656 | 3399.1002 | 26.5558 | 1732 | 1684.8552 | 8.755 | 0 | 0 | 0 | 0 | 0 | 0
2583 | 108 | 4 | 18 | 2380.9524 | 0 | 119.0476 | 857.1429 | 68.5131 | 3425.656 | 3399.1002 | 26.5558 | 1732 | 1684.8552 | 8.755 | 0 | 0 | 0 | 0 | 0 | 0
2584 | 108 | 4 | 18 | 2380.9524 | 0 | 119.0476 | 857.1429 | 68.5131 | 3425.656 | 3399.1002 | 26.5558 | 1732 | 1684.8552 | 8.755 | 0 | 0 | 0 | 0 | 0 | 0
2585 | 108 | 4 | 18 | 2380.9524 | 0 | 119.0476 | 0 | 51.0204 | 2551.0204 | 2533.5308 | 17.4896 | 1732 | 814.7645 | 4.2338 | 0 | 0 | 0 | 0 | 0 | 0
2586 | 108 | 4 | 18 | 2380.9524 | 1517.8571 | 119.0476 | 0 | 81.9971 | 4099.8542 | 3446 | 653.8542 | 1732 | 1732 | 632.5501 | 0 | 0 | 0 | 0 | 0 | 0
2587 | 108 | 4 | 18 | 2380.9524 | 3035.7143 | 119.0476 | 0 | 112.9738 | 5648.688 | 3446 | 2202.688 | 1732 | 1732 | 1732 | 0 | 0 | 0 | 0 | 0 | 0
2588 | 108 | 4 | 18 | 2380.9524 | 3035.7143 | 119.0476 | 0 | 112.9738 | 5648.688 | 3446 | 2202.688 | 1732 | 1732 | 1732 | 0 | 0 | 0 | 0 | 0 | 0
2589 | 108 | 4 | 18 | 2380.9524 | 3035.7143 | 119.0476 | 0 | 112.9738 | 5648.688 | 3446 | 2202.688 | 1732 | 1732 | 1732 | 0 | 0 | 0 | 0 | 0 | 0
2590 | 108 | 4 | 18 | 2380.9524 | 1517.8571 | 119.0476 | 0 | 81.9971 | 4099.8542 | 3446 | 653.8542 | 1732 | 1732 | 632.5501 | 0 | 0 | 0 | 0 | 0 | 0
2591 | 108 | 4 | 19 | 2380.9524 | 0 | 119.0476 | 0 | 51.0204 | 2551.0204 | 2533.5308 | 17.4896 | 1732 | 814.7645 | 4.2338 | 0 | 0 | 0 | 0 | 0 | 0
2592 | 109 | 4 | 19 | 2380.9524 | 0 | 119.0476 | 0 | 51.0204 | 2551.0204 | 2533.5308 | 17.4896 | 1732 | 814.7645 | 4.2338 | 238.0952 | 2000 | 62.3897 | 3119.4832 | 62.3897 | 3119.4832
2593 | 109 | 4 | 19 | 2380.9524 | 0 | 119.0476 | 0 | 51.0204 | 2551.0204 | 2533.5308 | 17.4896 | 1732 | 814.7645 | 4.2338 | 238.0952 | 2000 | 62.3897 | 3119.4832 | 62.3897 | 3119.4832
2594 | 109 | 4 | 19 | 2380.9524 | 0 | 119.0476 | 0 | 51.0204 | 2551.0204 | 2533.5308 | 17.4896 | 1732 | 814.7645 | 4.2338 | 238.0952 | 2000 | 62.3897 | 3119.4832 | 62.3897 | 3119.4832
2595 | 109 | 4 | 19 | 2380.9524 | 0 | 119.0476 | 0 | 51.0204 | 2551.0204 | 2533.5308 | 17.4896 | 1732 | 814.7645 | 4.2338 | 238.0952 | 2000 | 62.3897 | 3119.4832 | 62.3897 | 3119.4832
2596 | 109 | 4 | 19 | 2380.9524 | 0 | 119.0476 | 0 | 51.0204 | 2551.0204 | 2533.5308 | 17.4896 | 1732 | 814.7645 | 4.2338 | 238.0952 | 0 | 21.5733 | 1078.6669 | 21.5733 | 1078.6669
2597 | 109 | 4 | 19 | 2380.9524 | 1821.4286 | 119.0476 | 0 | 88.1924 | 4409.621 | 3446 | 963.621 | 1732 | 1732 | 940.7073 | 238.0952 | 0 | 59.4041 | 2970.2066 | 59.4041 | 2970.2066
2598 | 109 | 4 | 19 | 2380.9524 | 3035.7143 | 119.0476 | 0 | 112.9738 | 5648.688 | 3446 | 2202.688 | 1732 | 1732 | 1732 | 238.0952 | 0 | 75.553 | 3777.6482 | 75.553 | 3777.6482
2599 | 109 | 4 | 19 | 2380.9524 | 3035.7143 | 119.0476 | 857.1429 | 130.4665 | 6523.3236 | 3446 | 3077.3236 | 1732 | 1732 | 1732 | 238.0952 | 0 | 75.553 | 3777.6482 | 75.553 | 3777.6482
2600 | 109 | 4 | 19 | 2380.9524 | 3035.7143 | 119.0476 | 857.1429 | 130.4665 | 6523.3236 | 3446 | 3077.3236 | 1732 | 1732 | 1732 | 238.0952 | 0 | 75.553 | 3777.6482 | 75.553 | 3777.6482
2601 | 109 | 4 | 19 | 2380.9524 | 1214.2857 | 119.0476 | 857.1429 | 93.2945 | 4664.723 | 3446 | 1218.723 | 1732 | 1732 | 1194.4837 | 238.0952 | 0 | 64.5832 | 3229.1622 | 64.5832 | 3229.1622
2602 | 109 | 4 | 19 | 2380.9524 | 0 | 119.0476 | 857.1429 | 68.5131 | 3425.656 | 3399.1002 | 26.5558 | 1732 | 1684.8552 | 8.755 | 238.0952 | 0 | 39.4226 | 1971.128 | 39.4226 | 1971.128
2603 | 109 | 4 | 19 | 2380.9524 | 0 | 119.0476 | 857.1429 | 68.5131 | 3425.656 | 3399.1002 | 26.5558 | 1732 | 1684.8552 | 8.755 | 0 | 0 | 0 | 0 | 0 | 0
2604 | 109 | 4 | 19 | 2380.9524 | 0 | 119.0476 | 857.1429 | 68.5131 | 3425.656 | 3399.1002 | 26.5558 | 1732 | 1684.8552 | 8.755 | 0 | 0 | 0 | 0 | 0 | 0
2605 | 109 | 4 | 19 | 2380.9524 | 0 | 119.0476 | 857.1429 | 68.5131 | 3425.656 | 3399.1002 | 26.5558 | 1732 | 1684.8552 | 8.755 | 0 | 0 | 0 | 0 | 0 | 0
2606 | 109 | 4 | 19 | 2380.9524 | 0 | 119.0476 | 857.1429 | 68.5131 | 3425.656 | 3399.1002 | 26.5558 | 1732 | 1684.8552 | 8.755 | 0 | 0 | 0 | 0 | 0 | 0
2607 | 109 | 4 | 19 | 2380.9524 | 0 | 119.0476 | 857.1429 | 68.5131 | 3425.656 | 3399.1002 | 26.5558 | 1732 | 1684.8552 | 8.755 | 0 | 0 | 0 | 0 | 0 | 0
2608 | 109 | 4 | 19 | 2380.9524 | 0 | 119.0476 | 857.1429 | 68.5131 | 3425.656 | 3399.1002 | 26.5558 | 1732 | 1684.8552 | 8.755 | 0 | 0 | 0 | 0 | 0 | 0
2609 | 109 | 4 | 19 | 2380.9524 | 0 | 119.0476 | 0 | 51.0204 | 2551.0204 | 2533.5308 | 17.4896 | 1732 | 814.7645 | 4.2338 | 0 | 0 | 0 | 0 | 0 | 0
2610 | 109 | 4 | 19 | 2380.9524 | 1517.8571 | 119.0476 | 0 | 81.9971 | 4099.8542 | 3446 | 653.8542 | 1732 | 1732 | 632.5501 | 0 | 0 | 0 | 0 | 0 | 0
2611 | 109 | 4 | 19 | 2380.9524 | 3035.7143 | 119.0476 | 0 | 112.9738 | 5648.688 | 3446 | 2202.688 | 1732 | 1732 | 1732 | 0 | 0 | 0 | 0 | 0 | 0
2612 | 109 | 4 | 19 | 2380.9524 | 3035.7143 | 119.0476 | 0 | 112.9738 | 5648.688 | 3446 | 2202.688 | 1732 | 1732 | 1732 | 0 | 0 | 0 | 0 | 0 | 0
2613 | 109 | 4 | 19 | 2380.9524 | 3035.7143 | 119.0476 | 0 | 112.9738 | 5648.688 | 3446 | 2202.688 | 1732 | 1732 | 1732 | 0 | 0 | 0 | 0 | 0 | 0
2614 | 109 | 4 | 19 | 2380.9524 | 1517.8571 | 119.0476 | 0 | 81.9971 | 4099.8542 | 3446 | 653.8542 | 1732 | 1732 | 632.5501 | 0 | 0 | 0 | 0 | 0 | 0
2615 | 109 | 4 | 20 | 2380.9524 | 0 | 119.0476 | 0 | 51.0204 | 2551.0204 | 2533.5308 | 17.4896 | 1732 | 814.7645 | 4.2338 | 0 | 0 | 0 | 0 | 0 | 0
2616 | 110 | 4 | 20 | 2380.9524 | 0 | 119.0476 | 0 | 51.0204 | 2551.0204 | 2533.5308 | 17.4896 | 1732 | 814.7645 | 4.2338 | 238.0952 | 2000 | 62.3897 | 3119.4832 | 62.3897 | 3119.4832
2617 | 110 | 4 | 20 | 2380.9524 | 0 | 119.0476 | 0 | 51.0204 | 2551.0204 | 2533.5308 | 17.4896 | 1732 | 814.7645 | 4.2338 | 238.0952 | 2000 | 62.3897 | 3119.4832 | 62.3897 | 3119.4832
2618 | 110 | 4 | 20 | 2380.9524 | 0 | 119.0476 | 0 | 51.0204 | 2551.0204 | 2533.5308 | 17.4896 | 1732 | 814.7645 | 4.2338 | 238.0952 | 2000 | 62.3897 | 3119.4832 | 62.3897 | 3119.4832
2619 | 110 | 4 | 20 | 2380.9524 | 0 | 119.0476 | 0 | 51.0204 | 2551.0204 | 2533.5308 | 17.4896 | 1732 | 814.7645 | 4.2338 | 238.0952 | 2000 | 62.3897 | 3119.4832 | 62.3897 | 3119.4832
2620 | 110 | 4 | 20 | 2380.9524 | 0 | 119.0476 | 0 | 51.0204 | 2551.0204 | 2533.5308 | 17.4896 | 1732 | 814.7645 | 4.2338 | 238.0952 | 0 | 21.5733 | 1078.6669 | 21.5733 | 1078.6669
2621 | 110 | 4 | 20 | 2380.9524 | 1821.4286 | 119.0476 | 0 | 88.1924 | 4409.621 | 3446 | 963.621 | 1732 | 1732 | 940.7073 | 238.0952 | 0 | 59.4041 | 2970.2066 | 59.4041 | 2970.2066
2622 | 110 | 4 | 20 | 2380.9524 | 3035.7143 | 119.0476 | 0 | 112.9738 | 5648.688 | 3446 | 2202.688 | 1732 | 1732 | 1732 | 238.0952 | 0 | 75.553 | 3777.6482 | 75.553 | 3777.6482
2623 | 110 | 4 | 20 | 2380.9524 | 3035.7143 | 119.0476 | 857.1429 | 130.4665 | 6523.3236 | 3446 | 3077.3236 | 1732 | 1732 | 1732 | 238.0952 | 0 | 75.553 | 3777.6482 | 75.553 | 3777.6482
2624 | 110 | 4 | 20 | 2380.9524 | 3035.7143 | 119.0476 | 857.1429 | 130.4665 | 6523.3236 | 3446 | 3077.3236 | 1732 | 1732 | 1732 | 238.0952 | 0 | 75.553 | 3777.6482 | 75.553 | 3777.6482
2625 | 110 | 4 | 20 | 2380.9524 | 1214.2857 | 119.0476 | 857.1429 | 93.2945 | 4664.723 | 3446 | 1218.723 | 1732 | 1732 | 1194.4837 | 238.0952 | 0 | 64.5832 | 3229.1622 | 64.5832 | 3229.1622
2626 | 110 | 4 | 20 | 2380.9524 | 0 | 119.0476 | 857.1429 | 68.5131 | 3425.656 | 3399.1002 | 26.5558 | 1732 | 1684.8552 | 8.755 | 238.0952 | 0 | 39.4226 | 1971.128 | 39.4226 | 1971.128
2627 | 110 | 4 | 20 | 2380.9524 | 0 | 119.0476 | 857.1429 | 68.5131 | 3425.656 | 3399.1002 | 26.5558 | 1732 | 1684.8552 | 8.755 | 0 | 0 | 0 | 0 | 0 | 0
2628 | 110 | 4 | 20 | 2380.9524 | 0 | 119.0476 | 857.1429 | 68.5131 | 3425.656 | 3399.1002 | 26.5558 | 1732 | 1684.8552 | 8.755 | 0 | 0 | 0 | 0 | 0 | 0
2629 | 110 | 4 | 20 | 2380.9524 | 0 | 119.0476 | 857.1429 | 68.5131 | 3425.656 | 3399.1002 | 26.5558 | 1732 | 1684.8552 | 8.755 | 0 | 0 | 0 | 0 | 0 | 0
2630 | 110 | 4 | 20 | 2380.9524 | 0 | 119.0476 | 857.1429 | 68.5131 | 3425.656 | 3399.1002 | 26.5558 | 1732 | 1684.8552 | 8.755 | 0 | 0 | 0 | 0 | 0 | 0
2631 | 110 | 4 | 20 | 2380.9524 | 0 | 119.0476 | 857.1429 | 68.5131 | 3425.656 | 3399.1002 | 26.5558 | 1732 | 1684.8552 | 8.755 | 0 | 0 | 0 | 0 | 0 | 0
2632 | 110 | 4 | 20 | 2380.9524 | 0 | 119.0476 | 857.1429 | 68.5131 | 3425.656 | 3399.1002 | 26.5558 | 1732 | 1684.8552 | 8.755 | 0 | 0 | 0 | 0 | 0 | 0
2633 | 110 | 4 | 20 | 2380.9524 | 0 | 119.0476 | 0 | 51.0204 | 2551.0204 | 2533.5308 | 17.4896 | 1732 | 814.7645 | 4.2338 | 0 | 0 | 0 | 0 | 0 | 0
2634 | 110 | 4 | 20 | 2380.9524 | 1517.8571 | 119.0476 | 0 | 81.9971 | 4099.8542 | 3446 | 653.8542 | 1732 | 1732 | 632.5501 | 0 | 0 | 0 | 0 | 0 | 0
2635 | 110 | 4 | 20 | 2380.9524 | 3035.7143 | 119.0476 | 0 | 112.9738 | 5648.688 | 3446 | 2202.688 | 1732 | 1732 | 1732 | 0 | 0 | 0 | 0 | 0 | 0
2636 | 110 | 4 | 20 | 2380.9524 | 3035.7143 | 119.0476 | 0 | 112.9738 | 5648.688 | 3446 | 2202.688 | 1732 | 1732 | 1732 | 0 | 0 | 0 | 0 | 0 | 0
2637 | 110 | 4 | 20 | 2380.9524 | 3035.7143 | 119.0476 | 0 | 112.9738 | 5648.688 | 3446 | 2202.688 | 1732 | 1732 | 1732 | 0 | 0 | 0 | 0 | 0 | 0
2638 | 110 | 4 | 20 | 2380.9524 | 1517.8571 | 119.0476 | 0 | 81.9971 | 4099.8542 | 3446 | 653.8542 | 1732 | 1732 | 632.5501 | 0 | 0 | 0 | 0 | 0 | 0
2639 | 110 | 4 | 21 | 2380.9524 | 0 | 119.0476 | 0 | 51.0204 | 2551.0204 | 2533.5308 | 17.4896 | 1732 | 814.7645 | 4.2338 | 0 | 0 | 0 | 0 | 0 | 0
2640 | 111 | 4 | 21 | 2380.9524 | 0 | 119.0476 | 0 | 51.0204 | 2551.0204 | 2533.5308 | 17.4896 | 1732 | 814.7645 | 4.2338 | 238.0952 | 2000 | 62.3897 | 3119.4832 | 62.3897 | 3119.4832
2641 | 111 | 4 | 21 | 2380.9524 | 0 | 119.0476 | 0 | 51.0204 | 2551.0204 | 2533.5308 | 17.4896 | 1732 | 814.7645 | 4.2338 | 238.0952 | 2000 | 62.3897 | 3119.4832 | 62.3897 | 3119.4832
2642 | 111 | 4 | 21 | 2380.9524 | 0 | 119.0476 | 0 | 51.0204 | 2551.0204 | 2533.5308 | 17.4896 | 1732 | 814.7645 | 4.2338 | 238.0952 | 2000 | 62.3897 | 3119.4832 | 62.3897 | 3119.4832
2643 | 111 | 4 | 21 | 2380.9524 | 0 | 119.0476 | 0 | 51.0204 | 2551.0204 | 2533.5308 | 17.4896 | 1732 | 814.7645 | 4.2338 | 238.0952 | 2000 | 62.3897 | 3119.4832 | 62.3897 | 3119.4832
2644 | 111 | 4 | 21 | 2380.9524 | 0 | 119.0476 | 0 | 51.0204 | 2551.0204 | 2533.5308 | 17.4896 | 1732 | 814.7645 | 4.2338 | 238.0952 | 0 | 21.5733 | 1078.6669 | 21.5733 | 1078.6669
2645 | 111 | 4 | 21 | 2380.9524 | 1821.4286 | 119.0476 | 0 | 88.1924 | 4409.621 | 3446 | 963.621 | 1732 | 1732 | 940.7073 | 238.0952 | 0 | 59.4041 | 2970.2066 | 59.4041 | 2970.2066
2646 | 111 | 4 | 21 | 2380.9524 | 3035.7143 | 119.0476 | 0 | 112.9738 | 5648.688 | 3446 | 2202.688 | 1732 | 1732 | 1732 | 238.0952 | 0 | 75.553 | 3777.6482 | 75.553 | 3777.6482
2647 | 111 | 4 | 21 | 2380.9524 | 3035.7143 | 119.0476 | 857.1429 | 130.4665 | 6523.3236 | 3446 | 3077.3236 | 1732 | 1732 | 1732 | 238.0952 | 0 | 75.553 | 3777.6482 | 75.553 | 3777.6482
2648 | 111 | 4 | 21 | 2380.9524 | 3035.7143 | 119.0476 | 857.1429 | 130.4665 | 6523.3236 | 3446 | 3077.3236 | 1732 | 1732 | 1732 | 238.0952 | 0 | 75.553 | 3777.6482 | 75.553 | 3777.6482
2649 | 111 | 4 | 21 | 2380.9524 | 1214.2857 | 119.0476 | 857.1429 | 93.2945 | 4664.723 | 3446 | 1218.723 | 1732 | 1732 | 1194.4837 | 238.0952 | 0 | 64.5832 | 3229.1622 | 64.5832 | 3229.1622
2650 | 111 | 4 | 21 | 2380.9524 | 0 | 119.0476 | 857.1429 | 68.5131 | 3425.656 | 3399.1002 | 26.5558 | 1732 | 1684.8552 | 8.755 | 238.0952 | 0 | 39.4226 | 1971.128 | 39.4226 | 1971.128
2651 | 111 | 4 | 21 | 2380.9524 | 0 | 119.0476 | 857.1429 | 68.5131 | 3425.656 | 3399.1002 | 26.5558 | 1732 | 1684.8552 | 8.755 | 0 | 0 | 0 | 0 | 0 | 0
2652 | 111 | 4 | 21 | 2380.9524 | 0 | 119.0476 | 857.1429 | 68.5131 | 3425.656 | 3399.1002 | 26.5558 | 1732 | 1684.8552 | 8.755 | 0 | 0 | 0 | 0 | 0 | 0
2653 | 111 | 4 | 21 | 2380.9524 | 0 | 119.0476 | 857.1429 | 68.5131 | 3425.656 | 3399.1002 | 26.5558 | 1732 | 1684.8552 | 8.755 | 0 | 0 | 0 | 0 | 0 | 0
2654 | 111 | 4 | 21 | 2380.9524 | 0 | 119.0476 | 857.1429 | 68.5131 | 3425.656 | 3399.1002 | 26.5558 | 1732 | 1684.8552 | 8.755 | 0 | 0 | 0 | 0 | 0 | 0
2655 | 111 | 4 | 21 | 2380.9524 | 0 | 119.0476 | 857.1429 | 68.5131 | 3425.656 | 3399.1002 | 26.5558 | 1732 | 1684.8552 | 8.755 | 0 | 0 | 0 | 0 | 0 | 0
2656 | 111 | 4 | 21 | 2380.9524 | 0 | 119.0476 | 857.1429 | 68.5131 | 3425.656 | 3399.1002 | 26.5558 | 1732 | 1684.8552 | 8.755 | 0 | 0 | 0 | 0 | 0 | 0
2657 | 111 | 4 | 21 | 2380.9524 | 0 | 119.0476 | 0 | 51.0204 | 2551.0204 | 2533.5308 | 17.4896 | 1732 | 814.7645 | 4.2338 | 0 | 0 | 0 | 0 | 0 | 0
2658 | 111 | 4 | 21 | 2380.9524 | 1517.8571 | 119.0476 | 0 | 81.9971 | 4099.8542 | 3446 | 653.8542 | 1732 | 1732 | 632.5501 | 0 | 0 | 0 | 0 | 0 | 0
2659 | 111 | 4 | 21 | 2380.9524 | 3035.7143 | 119.0476 | 0 | 112.9738 | 5648.688 | 3446 | 2202.688 | 1732 | 1732 | 1732 | 0 | 0 | 0 | 0 | 0 | 0
2660 | 111 | 4 | 21 | 2380.9524 | 3035.7143 | 119.0476 | 0 | 112.9738 | 5648.688 | 3446 | 2202.688 | 1732 | 1732 | 1732 | 0 | 0 | 0 | 0 | 0 | 0
2661 | 111 | 4 | 21 | 2380.9524 | 3035.7143 | 119.0476 | 0 | 112.9738 | 5648.688 | 3446 | 2202.688 | 1732 | 1732 | 1732 | 0 | 0 | 0 | 0 | 0 | 0
2662 | 111 | 4 | 21 | 2380.9524 | 1517.8571 | 119.0476 | 0 | 81.9971 | 4099.8542 | 3446 | 653.8542 | 1732 | 1732 | 632.5501 | 0 | 0 | 0 | 0 | 0 | 0
2663 | 111 | 4 | 22 | 2380.9524 | 0 | 119.0476 | 0 | 51.0204 | 2551.0204 | 2533.5308 | 17.4896 | 1732 | 814.7645 | 4.2338 | 0 | 0 | 0 | 0 | 0 | 0
2664 | 112 | 4 | 22 | 2380.9524 | 0 | 119.0476 | 0 | 51.0204 | 2551.0204 | 2533.5308 | 17.4896 | 1732 | 814.7645 | 4.2338 | 238.0952 | 2000 | 62.3897 | 3119.4832 | 62.3897 | 3119.4832
2665 | 112 | 4 | 22 | 2380.9524 | 0 | 119.0476 | 0 | 51.0204 | 2551.0204 | 2533.5308 | 17.4896 | 1732 | 814.7645 | 4.2338 | 238.0952 | 2000 | 62.3897 | 3119.4832 | 62.3897 | 3119.4832
2666 | 112 | 4 | 22 | 2380.9524 | 0 | 119.0476 | 0 | 51.0204 | 2551.0204 | 2533.5308 | 17.4896 | 1732 | 814.7645 | 4.2338 | 238.0952 | 2000 | 62.3897 | 3119.4832 | 62.3897 | 3119.4832
2667 | 112 | 4 | 22 | 2380.9524 | 0 | 119.0476 | 0 | 51.0204 | 2551.0204 | 2533.5308 | 17.4896 | 1732 | 814.7645 | 4.2338 | 238.0952 | 2000 | 62.3897 | 3119.4832 | 62.3897 | 3119.4832
2668 | 112 | 4 | 22 | 2380.9524 | 0 | 119.0476 | 0 | 51.0204 | 2551.0204 | 2533.5308 | 17.4896 | 1732 | 814.7645 | 4.2338 | 238.0952 | 0 | 21.5733 | 1078.6669 | 21.5733 | 1078.6669
2669 | 112 | 4 | 22 | 2380.9524 | 1821.4286 | 119.0476 | 0 | 88.1924 | 4409.621 | 3446 | 963.621 | 1732 | 1732 | 940.7073 | 238.0952 | 0 | 59.4041 | 2970.2066 | 59.4041 | 2970.2066
2670 | 112 | 4 | 22 | 2380.9524 | 3035.7143 | 119.0476 | 0 | 112.9738 | 5648.688 | 3446 | 2202.688 | 1732 | 1732 | 1732 | 238.0952 | 0 | 75.553 | 3777.6482 | 75.553 | 3777.6482
2671 | 112 | 4 | 22 | 2380.9524 | 3035.7143 | 119.0476 | 857.1429 | 130.4665 | 6523.3236 | 3446 | 3077.3236 | 1732 | 1732 | 1732 | 238.0952 | 0 | 75.553 | 3777.6482 | 75.553 | 3777.6482
2672 | 112 | 4 | 22 | 2380.9524 | 3035.7143 | 119.0476 | 857.1429 | 130.4665 | 6523.3236 | 3446 | 3077.3236 | 1732 | 1732 | 1732 | 238.0952 | 0 | 75.553 | 3777.6482 | 75.553 | 3777.6482
2673 | 112 | 4 | 22 | 2380.9524 | 1214.2857 | 119.0476 | 857.1429 | 93.2945 | 4664.723 | 3446 | 1218.723 | 1732 | 1732 | 1194.4837 | 238.0952 | 0 | 64.5832 | 3229.1622 | 64.5832 | 3229.1622
2674 | 112 | 4 | 22 | 2380.9524 | 0 | 119.0476 | 857.1429 | 68.5131 | 3425.656 | 3399.1002 | 26.5558 | 1732 | 1684.8552 | 8.755 | 238.0952 | 0 | 39.4226 | 1971.128 | 39.4226 | 1971.128
2675 | 112 | 4 | 22 | 2380.9524 | 0 | 119.0476 | 857.1429 | 68.5131 | 3425.656 | 3399.1002 | 26.5558 | 1732 | 1684.8552 | 8.755 | 0 | 0 | 0 | 0 | 0 | 0
2676 | 112 | 4 | 22 | 2380.9524 | 0 | 119.0476 | 857.1429 | 68.5131 | 3425.656 | 3399.1002 | 26.5558 | 1732 | 1684.8552 | 8.755 | 0 | 0 | 0 | 0 | 0 | 0
2677 | 112 | 4 | 22 | 2380.9524 | 0 | 119.0476 | 857.1429 | 68.5131 | 3425.656 | 3399.1002 | 26.5558 | 1732 | 1684.8552 | 8.755 | 0 | 0 | 0 | 0 | 0 | 0
2678 | 112 | 4 | 22 | 2380.9524 | 0 | 119.0476 | 857.1429 | 68.5131 | 3425.656 | 3399.1002 | 26.5558 | 1732 | 1684.8552 | 8.755 | 0 | 0 | 0 | 0 | 0 | 0
2679 | 112 | 4 | 22 | 2380.9524 | 0 | 119.0476 | 857.1429 | 68.5131 | 3425.656 | 3399.1002 | 26.5558 | 1732 | 1684.8552 | 8.755 | 0 | 0 | 0 | 0 | 0 | 0
2680 | 112 | 4 | 22 | 2380.9524 | 0 | 119.0476 | 857.1429 | 68.5131 | 3425.656 | 3399.1002 | 26.5558 | 1732 | 1684.8552 | 8.755 | 0 | 0 | 0 | 0 | 0 | 0
2681 | 112 | 4 | 22 | 2380.9524 | 0 | 119.0476 | 0 | 51.0204 | 2551.0204 | 2533.5308 | 17.4896 | 1732 | 814.7645 | 4.2338 | 0 | 0 | 0 | 0 | 0 | 0
2682 | 112 | 4 | 22 | 2380.9524 | 1517.8571 | 119.0476 | 0 | 81.9971 | 4099.8542 | 3446 | 653.8542 | 1732 | 1732 | 632.5501 | 0 | 0 | 0 | 0 | 0 | 0
2683 | 112 | 4 | 22 | 2380.9524 | 3035.7143 | 119.0476 | 0 | 112.9738 | 5648.688 | 3446 | 2202.688 | 1732 | 1732 | 1732 | 0 | 0 | 0 | 0 | 0 | 0
2684 | 112 | 4 | 22 | 2380.9524 | 3035.7143 | 119.0476 | 0 | 112.9738 | 5648.688 | 3446 | 2202.688 | 1732 | 1732 | 1732 | 0 | 0 | 0 | 0 | 0 | 0
2685 | 112 | 4 | 22 | 2380.9524 | 3035.7143 | 119.0476 | 0 | 112.9738 | 5648.688 | 3446 | 2202.688 | 1732 | 1732 | 1732 | 0 | 0 | 0 | 0 | 0 | 0
2686 | 112 | 4 | 22 | 2380.9524 | 1517.8571 | 119.0476 | 0 | 81.9971 | 4099.8542 | 3446 | 653.8542 | 1732 | 1732 | 632.5501 | 0 | 0 | 0 | 0 | 0 | 0
2687 | 112 | 4 | 23 | 2380.9524 | 0 | 119.0476 | 0 | 51.0204 | 2551.0204 | 2533.5308 | 17.4896 | 1732 | 814.7645 | 4.2338 | 0 | 0 | 0 | 0 | 0 | 0
2688 | 113 | 4 | 23 | 2380.9524 | 0 | 119.0476 | 0 | 51.0204 | 2551.0204 | 2533.5308 | 17.4896 | 1732 | 814.7645 | 4.2338 | 238.0952 | 2000 | 62.3897 | 3119.4832 | 62.3897 | 3119.4832
2689 | 113 | 4 | 23 | 2380.9524 | 0 | 119.0476 | 0 | 51.0204 | 2551.0204 | 2533.5308 | 17.4896 | 1732 | 814.7645 | 4.2338 | 238.0952 | 2000 | 62.3897 | 3119.4832 | 62.3897 | 3119.4832
2690 | 113 | 4 | 23 | 2380.9524 | 0 | 119.0476 | 0 | 51.0204 | 2551.0204 | 2533.5308 | 17.4896 | 1732 | 814.7645 | 4.2338 | 238.0952 | 2000 | 62.3897 | 3119.4832 | 62.3897 | 3119.4832
2691 | 113 | 4 | 23 | 2380.9524 | 0 | 119.0476 | 0 | 51.0204 | 2551.0204 | 2533.5308 | 17.4896 | 1732 | 814.7645 | 4.2338 | 238.0952 | 2000 | 62.3897 | 3119.4832 | 62.3897 | 3119.4832
2692 | 113 | 4 | 23 | 2380.9524 | 0 | 119.0476 | 0 | 51.0204 | 2551.0204 | 2533.5308 | 17.4896 | 1732 | 814.7645 | 4.2338 | 238.0952 | 0 | 21.5733 | 1078.6669 | 21.5733 | 1078.6669
2693 | 113 | 4 | 23 | 2380.9524 | 1821.4286 | 119.0476 | 0 | 88.1924 | 4409.621 | 3446 | 963.621 | 1732 | 1732 | 940.7073 | 238.0952 | 0 | 59.4041 | 2970.2066 | 59.4041 | 2970.2066
2694 | 113 | 4 | 23 | 2380.9524 | 3035.7143 | 119.0476 | 0 | 112.9738 | 5648.688 | 3446 | 2202.688 | 1732 | 1732 | 1732 | 238.0952 | 0 | 75.553 | 3777.6482 | 75.553 | 3777.6482
2695 | 113 | 4 | 23 | 2380.9524 | 3035.7143 | 119.0476 | 857.1429 | 130.4665 | 6523.3236 | 3446 | 3077.3236 | 1732 | 1732 | 1732 | 238.0952 | 0 | 75.553 | 3777.6482 | 75.553 | 3777.6482
2696 | 113 | 4 | 23 | 2380.9524 | 3035.7143 | 119.0476 | 857.1429 | 130.4665 | 6523.3236 | 3446 | 3077.3236 | 1732 | 1732 | 1732 | 238.0952 | 0 | 75.553 | 3777.6482 | 75.553 | 3777.6482
2697 | 113 | 4 | 23 | 2380.9524 | 1214.2857 | 119.0476 | 857.1429 | 93.2945 | 4664.723 | 3446 | 1218.723 | 1732 | 1732 | 1194.4837 | 238.0952 | 0 | 64.5832 | 3229.1622 | 64.5832 | 3229.1622
2698 | 113 | 4 | 23 | 2380.9524 | 0 | 119.0476 | 857.1429 | 68.5131 | 3425.656 | 3399.1002 | 26.5558 | 1732 | 1684.8552 | 8.755 | 238.0952 | 0 | 39.4226 | 1971.128 | 39.4226 | 1971.128
2699 | 113 | 4 | 23 | 2380.9524 | 0 | 119.0476 | 857.1429 | 68.5131 | 3425.656 | 3399.1002 | 26.5558 | 1732 | 1684.8552 | 8.755 | 0 | 0 | 0 | 0 | 0 | 0
2700 | 113 | 4 | 23 | 2380.9524 | 0 | 119.0476 | 857.1429 | 68.5131 | 3425.656 | 3399.1002 | 26.5558 | 1732 | 1684.8552 | 8.755 | 0 | 0 | 0 | 0 | 0 | 0
2701 | 113 | 4 | 23 | 2380.9524 | 0 | 119.0476 | 857.1429 | 68.5131 | 3425.656 | 3399.1002 | 26.5558 | 1732 | 1684.8552 | 8.755 | 0 | 0 | 0 | 0 | 0 | 0
2702 | 113 | 4 | 23 | 2380.9524 | 0 | 119.0476 | 857.1429 | 68.5131 | 3425.656 | 3399.1002 | 26.5558 | 1732 | 1684.8552 | 8.755 | 0 | 0 | 0 | 0 | 0 | 0
2703 | 113 | 4 | 23 | 2380.9524 | 0 | 119.0476 | 857.1429 | 68.5131 | 3425.656 | 3399.1002 | 26.5558 | 1732 | 1684.8552 | 8.755 | 0 | 0 | 0 | 0 | 0 | 0
2704 | 113 | 4 | 23 | 2380.9524 | 0 | 119.0476 | 857.1429 | 68.5131 | 3425.656 | 3399.1002 | 26.5558 | 1732 | 1684.8552 | 8.755 | 0 | 0 | 0 | 0 | 0 | 0
2705 | 113 | 4 | 23 | 2380.9524 | 0 | 119.0476 | 0 | 51.0204 | 2551.0204 | 2533.5308 | 17.4896 | 1732 | 814.7645 | 4.2338 | 0 | 0 | 0 | 0 | 0 | 0
2706 | 113 | 4 | 23 | 2380.9524 | 1517.8571 | 119.0476 | 0 | 81.9971 | 4099.8542 | 3446 | 653.8542 | 1732 | 1732 | 632.5501 | 0 | 0 | 0 | 0 | 0 | 0
2707 | 113 | 4 | 23 | 2380.9524 | 3035.7143 | 119.0476 | 0 | 112.9738 | 5648.688 | 3446 | 2202.688 | 1732 | 1732 | 1732 | 0 | 0 | 0 | 0 | 0 | 0
2708 | 113 | 4 | 23 | 2380.9524 | 3035.7143 | 119.0476 | 0 | 112.9738 | 5648.688 | 3446 | 2202.688 | 1732 | 1732 | 1732 | 0 | 0 | 0 | 0 | 0 | 0
2709 | 113 | 4 | 23 | 2380.9524 | 3035.7143 | 119.0476 | 0 | 112.9738 | 5648.688 | 3446 | 2202.688 | 1732 | 1732 | 1732 | 0 | 0 | 0 | 0 | 0 | 0
2710 | 113 | 4 | 23 | 2380.9524 | 1517.8571 | 119.0476 | 0 | 81.9971 | 4099.8542 | 3446 | 653.8542 | 1732 | 1732 | 632.5501 | 0 | 0 | 0 | 0 | 0 | 0
2711 | 113 | 4 | 24 | 2380.9524 | 0 | 119.0476 | 0 | 51.0204 | 2551.0204 | 2533.5308 | 17.4896 | 1732 | 814.7645 | 4.2338 | 0 | 0 | 0 | 0 | 0 | 0
2712 | 114 | 4 | 24 | 2380.9524 | 0 | 119.0476 | 0 | 51.0204 | 2551.0204 | 2533.5308 | 17.4896 | 1732 | 814.7645 | 4.2338 | 238.0952 | 2000 | 62.3897 | 3119.4832 | 62.3897 | 3119.4832
2713 | 114 | 4 | 24 | 2380.9524 | 0 | 119.0476 | 0 | 51.0204 | 2551.0204 | 2533.5308 | 17.4896 | 1732 | 814.7645 | 4.2338 | 238.0952 | 2000 | 62.3897 | 3119.4832 | 62.3897 | 3119.4832
2714 | 114 | 4 | 24 | 2380.9524 | 0 | 119.0476 | 0 | 51.0204 | 2551.0204 | 2533.5308 | 17.4896 | 1732 | 814.7645 | 4.2338 | 238.0952 | 2000 | 62.3897 | 3119.4832 | 62.3897 | 3119.4832
2715 | 114 | 4 | 24 | 2380.9524 | 0 | 119.0476 | 0 | 51.0204 | 2551.0204 | 2533.5308 | 17.4896 | 1732 | 814.7645 | 4.2338 | 238.0952 | 2000 | 62.3897 | 3119.4832 | 62.3897 | 3119.4832
2716 | 114 | 4 | 24 | 2380.9524 | 0 | 119.0476 | 0 | 51.0204 | 2551.0204 | 2533.5308 | 17.4896 | 1732 | 814.7645 | 4.2338 | 238.0952 | 0 | 21.5733 | 1078.6669 | 21.5733 | 1078.6669
2717 | 114 | 4 | 24 | 2380.9524 | 1821.4286 | 119.0476 | 0 | 88.1924 | 4409.621 | 3446 | 963.621 | 1732 | 1732 | 940.7073 | 238.0952 | 0 | 59.4041 | 2970.2066 | 59.4041 | 2970.2066
2718 | 114 | 4 | 24 | 2380.9524 | 3035.7143 | 119.0476 | 0 | 112.9738 | 5648.688 | 3446 | 2202.688 | 1732 | 1732 | 1732 | 238.0952 | 0 | 75.553 | 3777.6482 | 75.553 | 3777.6482
2719 | 114 | 4 | 24 | 2380.9524 | 3035.7143 | 119.0476 | 857.1429 | 130.4665 | 6523.3236 | 3446 | 3077.3236 | 1732 | 1732 | 1732 | 238.0952 | 0 | 75.553 | 3777.6482 | 75.553 | 3777.6482
2720 | 114 | 4 | 24 | 2380.9524 | 3035.7143 | 119.0476 | 857.1429 | 130.4665 | 6523.3236 | 3446 | 3077.3236 | 1732 | 1732 | 1732 | 238.0952 | 0 | 75.553 | 3777.6482 | 75.553 | 3777.6482
2721 | 114 | 4 | 24 | 2380.9524 | 1214.2857 | 119.0476 | 857.1429 | 93.2945 | 4664.723 | 3446 | 1218.723 | 1732 | 1732 | 1194.4837 | 238.0952 | 0 | 64.5832 | 3229.1622 | 64.5832 | 3229.1622
2722 | 114 | 4 | 24 | 2380.9524 | 0 | 119.0476 | 857.1429 | 68.5131 | 3425.656 | 3399.1002 | 26.5558 | 1732 | 1684.8552 | 8.755 | 238.0952 | 0 | 39.4226 | 1971.128 | 39.4226 | 1971.128
2723 | 114 | 4 | 24 | 2380.9524 | 0 | 119.0476 | 857.1429 | 68.5131 | 3425.656 | 3399.1002 | 26.5558 | 1732 | 1684.8552 | 8.755 | 0 | 0 | 0 | 0 | 0 | 0
2724 | 114 | 4 | 24 | 2380.9524 | 0 | 119.0476 | 857.1429 | 68.5131 | 3425.656 | 3399.1002 | 26.5558 | 1732 | 1684.8552 | 8.755 | 0 | 0 | 0 | 0 | 0 | 0
2725 | 114 | 4 | 24 | 2380.9524 | 0 | 119.0476 | 857.1429 | 68.5131 | 3425.656 | 3399.1002 | 26.5558 | 1732 | 1684.8552 | 8.755 | 0 | 0 | 0 | 0 | 0 | 0
2726 | 114 | 4 | 24 | 2380.9524 | 0 | 119.0476 | 857.1429 | 68.5131 | 3425.656 | 3399.1002 | 26.5558 | 1732 | 1684.8552 | 8.755 | 0 | 0 | 0 | 0 | 0 | 0
2727 | 114 | 4 | 24 | 2380.9524 | 0 | 119.0476 | 857.1429 | 68.5131 | 3425.656 | 3399.1002 | 26.5558 | 1732 | 1684.8552 | 8.755 | 0 | 0 | 0 | 0 | 0 | 0
2728 | 114 | 4 | 24 | 2380.9524 | 0 | 119.0476 | 857.1429 | 68.5131 | 3425.656 | 3399.1002 | 26.5558 | 1732 | 1684.8552 | 8.755 | 0 | 0 | 0 | 0 | 0 | 0
2729 | 114 | 4 | 24 | 2380.9524 | 0 | 119.0476 | 0 | 51.0204 | 2551.0204 | 2533.5308 | 17.4896 | 1732 | 814.7645 | 4.2338 | 0 | 0 | 0 | 0 | 0 | 0
2730 | 114 | 4 | 24 | 2380.9524 | 1517.8571 | 119.0476 | 0 | 81.9971 | 4099.8542 | 3446 | 653.8542 | 1732 | 1732 | 632.5501 | 0 | 0 | 0 | 0 | 0 | 0
2731 | 114 | 4 | 24 | 2380.9524 | 3035.7143 | 119.0476 | 0 | 112.9738 | 5648.688 | 3446 | 2202.688 | 1732 | 1732 | 1732 | 0 | 0 | 0 | 0 | 0 | 0
2732 | 114 | 4 | 24 | 2380.9524 | 3035.7143 | 119.0476 | 0 | 112.9738 | 5648.688 | 3446 | 2202.688 | 1732 | 1732 | 1732 | 0 | 0 | 0 | 0 | 0 | 0
2733 | 114 | 4 | 24 | 2380.9524 | 3035.7143 | 119.0476 | 0 | 112.9738 | 5648.688 | 3446 | 2202.688 | 1732 | 1732 | 1732 | 0 | 0 | 0 | 0 | 0 | 0
2734 | 114 | 4 | 24 | 2380.9524 | 1517.8571 | 119.0476 | 0 | 81.9971 | 4099.8542 | 3446 | 653.8542 | 1732 | 1732 | 632.5501 | 0 | 0 | 0 | 0 | 0 | 0
2735 | 114 | 4 | 25 | 2380.9524 | 0 | 119.0476 | 0 | 51.0204 | 2551.0204 | 2533.5308 | 17.4896 | 1732 | 814.7645 | 4.2338 | 0 | 0 | 0 | 0 | 0 | 0
2736 | 115 | 4 | 25 | 2380.9524 | 0 | 119.0476 | 0 | 51.0204 | 2551.0204 | 2533.5308 | 17.4896 | 1732 | 814.7645 | 4.2338 | 238.0952 | 2000 | 62.3897 | 3119.4832 | 62.3897 | 3119.4832
2737 | 115 | 4 | 25 | 2380.9524 | 0 | 119.0476 | 0 | 51.0204 | 2551.0204 | 2533.5308 | 17.4896 | 1732 | 814.7645 | 4.2338 | 238.0952 | 2000 | 62.3897 | 3119.4832 | 62.3897 | 3119.4832
2738 | 115 | 4 | 25 | 2380.9524 | 0 | 119.0476 | 0 | 51.0204 | 2551.0204 | 2533.5308 | 17.4896 | 1732 | 814.7645 | 4.2338 | 238.0952 | 2000 | 62.3897 | 3119.4832 | 62.3897 | 3119.4832
2739 | 115 | 4 | 25 | 2380.9524 | 0 | 119.0476 | 0 | 51.0204 | 2551.0204 | 2533.5308 | 17.4896 | 1732 | 814.7645 | 4.2338 | 238.0952 | 2000 | 62.3897 | 3119.4832 | 62.3897 | 3119.4832
2740 | 115 | 4 | 25 | 2380.9524 | 0 | 119.0476 | 0 | 51.0204 | 2551.0204 | 2533.5308 | 17.4896 | 1732 | 814.7645 | 4.2338 | 238.0952 | 0 | 21.5733 | 1078.6669 | 21.5733 | 1078.6669
2741 | 115 | 4 | 25 | 2380.9524 | 1821.4286 | 119.0476 | 0 | 88.1924 | 4409.621 | 3446 | 963.621 | 1732 | 1732 | 940.7073 | 238.0952 | 0 | 59.4041 | 2970.2066 | 59.4041 | 2970.2066
2742 | 115 | 4 | 25 | 2380.9524 | 3035.7143 | 119.0476 | 0 | 112.9738 | 5648.688 | 3446 | 2202.688 | 1732 | 1732 | 1732 | 238.0952 | 0 | 75.553 | 3777.6482 | 75.553 | 3777.6482
2743 | 115 | 4 | 25 | 2380.9524 | 3035.7143 | 119.0476 | 857.1429 | 130.4665 | 6523.3236 | 3446 | 3077.3236 | 1732 | 1732 | 1732 | 238.0952 | 0 | 75.553 | 3777.6482 | 75.553 | 3777.6482
2744 | 115 | 4 | 25 | 2380.9524 | 3035.7143 | 119.0476 | 857.1429 | 130.4665 | 6523.3236 | 3446 | 3077.3236 | 1732 | 1732 | 1732 | 238.0952 | 0 | 75.553 | 3777.6482 | 75.553 | 3777.6482
2745 | 115 | 4 | 25 | 2380.9524 | 1214.2857 | 119.0476 | 857.1429 | 93.2945 | 4664.723 | 3446 | 1218.723 | 1732 | 1732 | 1194.4837 | 238.0952 | 0 | 64.5832 | 3229.1622 | 64.5832 | 3229.1622
2746 | 115 | 4 | 25 | 2380.9524 | 0 | 119.0476 | 857.1429 | 68.5131 | 3425.656 | 3399.1002 | 26.5558 | 1732 | 1684.8552 | 8.755 | 238.0952 | 0 | 39.4226 | 1971.128 | 39.4226 | 1971.128
2747 | 115 | 4 | 25 | 2380.9524 | 0 | 119.0476 | 857.1429 | 68.5131 | 3425.656 | 3399.1002 | 26.5558 | 1732 | 1684.8552 | 8.755 | 0 | 0 | 0 | 0 | 0 | 0
2748 | 115 | 4 | 25 | 2380.9524 | 0 | 119.0476 | 857.1429 | 68.5131 | 3425.656 | 3399.1002 | 26.5558 | 1732 | 1684.8552 | 8.755 | 0 | 0 | 0 | 0 | 0 | 0
2749 | 115 | 4 | 25 | 2380.9524 | 0 | 119.0476 | 857.1429 | 68.5131 | 3425.656 | 3399.1002 | 26.5558 | 1732 | 1684.8552 | 8.755 | 0 | 0 | 0 | 0 | 0 | 0
2750 | 115 | 4 | 25 | 2380.9524 | 0 | 119.0476 | 857.1429 | 68.5131 | 3425.656 | 3399.1002 | 26.5558 | 1732 | 1684.8552 | 8.755 | 0 | 0 | 0 | 0 | 0 | 0
2751 | 115 | 4 | 25 | 2380.9524 | 0 | 119.0476 | 857.1429 | 68.5131 | 3425.656 | 3399.1002 | 26.5558 | 1732 | 1684.8552 | 8.755 | 0 | 0 | 0 | 0 | 0 | 0
2752 | 115 | 4 | 25 | 2380.9524 | 0 | 119.0476 | 857.1429 | 68.5131 | 3425.656 | 3399.1002 | 26.5558 | 1732 | 1684.8552 | 8.755 | 0 | 0 | 0 | 0 | 0 | 0
2753 | 115 | 4 | 25 | 2380.9524 | 0 | 119.0476 | 0 | 51.0204 | 2551.0204 | 2533.5308 | 17.4896 | 1732 | 814.7645 | 4.2338 | 0 | 0 | 0 | 0 | 0 | 0
2754 | 115 | 4 | 25 | 2380.9524 | 1517.8571 | 119.0476 | 0 | 81.9971 | 4099.8542 | 3446 | 653.8542 | 1732 | 1732 | 632.5501 | 0 | 0 | 0 | 0 | 0 | 0
2755 | 115 | 4 | 25 | 2380.9524 | 3035.7143 | 119.0476 | 0 | 112.9738 | 5648.688 | 3446 | 2202.688 | 1732 | 1732 | 1732 | 0 | 0 | 0 | 0 | 0 | 0
2756 | 115 | 4 | 25 | 2380.9524 | 3035.7143 | 119.0476 | 0 | 112.9738 | 5648.688 | 3446 | 2202.688 | 1732 | 1732 | 1732 | 0 | 0 | 0 | 0 | 0 | 0
2757 | 115 | 4 | 25 | 2380.9524 | 3035.7143 | 119.0476 | 0 | 112.9738 | 5648.688 | 3446 | 2202.688 | 1732 | 1732 | 1732 | 0 | 0 | 0 | 0 | 0 | 0
2758 | 115 | 4 | 25 | 2380.9524 | 1517.8571 | 119.0476 | 0 | 81.9971 | 4099.8542 | 3446 | 653.8542 | 1732 | 1732 | 632.5501 | 0 | 0 | 0 | 0 | 0 | 0
2759 | 115 | 4 | 26 | 2380.9524 | 0 | 119.0476 | 0 | 51.0204 | 2551.0204 | 2533.5308 | 17.4896 | 1732 | 814.7645 | 4.2338 | 0 | 0 | 0 | 0 | 0 | 0
2760 | 116 | 4 | 26 | 2380.9524 | 0 | 119.0476 | 0 | 51.0204 | 2551.0204 | 2533.5308 | 17.4896 | 1732 | 814.7645 | 4.2338 | 238.0952 | 2000 | 62.3897 | 3119.4832 | 62.3897 | 3119.4832
2761 | 116 | 4 | 26 | 2380.9524 | 0 | 119.0476 | 0 | 51.0204 | 2551.0204 | 2533.5308 | 17.4896 | 1732 | 814.7645 | 4.2338 | 238.0952 | 2000 | 62.3897 | 3119.4832 | 62.3897 | 3119.4832
2762 | 116 | 4 | 26 | 2380.9524 | 0 | 119.0476 | 0 | 51.0204 | 2551.0204 | 2533.5308 | 17.4896 | 1732 | 814.7645 | 4.2338 | 238.0952 | 2000 | 62.3897 | 3119.4832 | 62.3897 | 3119.4832
2763 | 116 | 4 | 26 | 2380.9524 | 0 | 119.0476 | 0 | 51.0204 | 2551.0204 | 2533.5308 | 17.4896 | 1732 | 814.7645 | 4.2338 | 238.0952 | 2000 | 62.3897 | 3119.4832 | 62.3897 | 3119.4832
2764 | 116 | 4 | 26 | 2380.9524 | 0 | 119.0476 | 0 | 51.0204 | 2551.0204 | 2533.5308 | 17.4896 | 1732 | 814.7645 | 4.2338 | 238.0952 | 0 | 21.5733 | 1078.6669 | 21.5733 | 1078.6669
2765 | 116 | 4 | 26 | 2380.9524 | 1821.4286 | 119.0476 | 0 | 88.1924 | 4409.621 | 3446 | 963.621 | 1732 | 1732 | 940.7073 | 238.0952 | 0 | 59.4041 | 2970.2066 | 59.4041 | 2970.2066
2766 | 116 | 4 | 26 | 2380.9524 | 3035.7143 | 119.0476 | 0 | 112.9738 | 5648.688 | 3446 | 2202.688 | 1732 | 1732 | 1732 | 238.0952 | 0 | 75.553 | 3777.6482 | 75.553 | 3777.6482
2767 | 116 | 4 | 26 | 2380.9524 | 3035.7143 | 119.0476 | 857.1429 | 130.4665 | 6523.3236 | 3446 | 3077.3236 | 1732 | 1732 | 1732 | 238.0952 | 0 | 75.553 | 3777.6482 | 75.553 | 3777.6482
2768 | 116 | 4 | 26 | 2380.9524 | 3035.7143 | 119.0476 | 857.1429 | 130.4665 | 6523.3236 | 3446 | 3077.3236 | 1732 | 1732 | 1732 | 238.0952 | 0 | 75.553 | 3777.6482 | 75.553 | 3777.6482
2769 | 116 | 4 | 26 | 2380.9524 | 1214.2857 | 119.0476 | 857.1429 | 93.2945 | 4664.723 | 3446 | 1218.723 | 1732 | 1732 | 1194.4837 | 238.0952 | 0 | 64.5832 | 3229.1622 | 64.5832 | 3229.1622
2770 | 116 | 4 | 26 | 2380.9524 | 0 | 119.0476 | 857.1429 | 68.5131 | 3425.656 | 3399.1002 | 26.5558 | 1732 | 1684.8552 | 8.755 | 238.0952 | 0 | 39.4226 | 1971.128 | 39.4226 | 1971.128
2771 | 116 | 4 | 26 | 2380.9524 | 0 | 119.0476 | 857.1429 | 68.5131 | 3425.656 | 3399.1002 | 26.5558 | 1732 | 1684.8552 | 8.755 | 0 | 0 | 0 | 0 | 0 | 0
2772 | 116 | 4 | 26 | 2380.9524 | 0 | 119.0476 | 857.1429 | 68.5131 | 3425.656 | 3399.1002 | 26.5558 | 1732 | 1684.8552 | 8.755 | 0 | 0 | 0 | 0 | 0 | 0
2773 | 116 | 4 | 26 | 2380.9524 | 0 | 119.0476 | 857.1429 | 68.5131 | 3425.656 | 3399.1002 | 26.5558 | 1732 | 1684.8552 | 8.755 | 0 | 0 | 0 | 0 | 0 | 0
2774 | 116 | 4 | 26 | 2380.9524 | 0 | 119.0476 | 857.1429 | 68.5131 | 3425.656 | 3399.1002 | 26.5558 | 1732 | 1684.8552 | 8.755 | 0 | 0 | 0 | 0 | 0 | 0
2775 | 116 | 4 | 26 | 2380.9524 | 0 | 119.0476 | 857.1429 | 68.5131 | 3425.656 | 3399.1002 | 26.5558 | 1732 | 1684.8552 | 8.755 | 0 | 0 | 0 | 0 | 0 | 0
2776 | 116 | 4 | 26 | 2380.9524 | 0 | 119.0476 | 857.1429 | 68.5131 | 3425.656 | 3399.1002 | 26.5558 | 1732 | 1684.8552 | 8.755 | 0 | 0 | 0 | 0 | 0 | 0
2777 | 116 | 4 | 26 | 2380.9524 | 0 | 119.0476 | 0 | 51.0204 | 2551.0204 | 2533.5308 | 17.4896 | 1732 | 814.7645 | 4.2338 | 0 | 0 | 0 | 0 | 0 | 0
2778 | 116 | 4 | 26 | 2380.9524 | 1517.8571 | 119.0476 | 0 | 81.9971 | 4099.8542 | 3446 | 653.8542 | 1732 | 1732 | 632.5501 | 0 | 0 | 0 | 0 | 0 | 0
2779 | 116 | 4 | 26 | 2380.9524 | 3035.7143 | 119.0476 | 0 | 112.9738 | 5648.688 | 3446 | 2202.688 | 1732 | 1732 | 1732 | 0 | 0 | 0 | 0 | 0 | 0
2780 | 116 | 4 | 26 | 2380.9524 | 3035.7143 | 119.0476 | 0 | 112.9738 | 5648.688 | 3446 | 2202.688 | 1732 | 1732 | 1732 | 0 | 0 | 0 | 0 | 0 | 0
2781 | 116 | 4 | 26 | 2380.9524 | 3035.7143 | 119.0476 | 0 | 112.9738 | 5648.688 | 3446 | 2202.688 | 1732 | 1732 | 1732 | 0 | 0 | 0 | 0 | 0 | 0
2782 | 116 | 4 | 26 | 2380.9524 | 1517.8571 | 119.0476 | 0 | 81.9971 | 4099.8542 | 3446 | 653.8542 | 1732 | 1732 | 632.5501 | 0 | 0 | 0 | 0 | 0 | 0
2783 | 116 | 4 | 27 | 2380.9524 | 0 | 119.0476 | 0 | 51.0204 | 2551.0204 | 2533.5308 | 17.4896 | 1732 | 814.7645 | 4.2338 | 0 | 0 | 0 | 0 | 0 | 0
2784 | 117 | 4 | 27 | 2380.9524 | 0 | 119.0476 | 0 | 51.0204 | 2551.0204 | 2533.5308 | 17.4896 | 1732 | 814.7645 | 4.2338 | 238.0952 | 2000 | 62.3897 | 3119.4832 | 62.3897 | 3119.4832
2785 | 117 | 4 | 27 | 2380.9524 | 0 | 119.0476 | 0 | 51.0204 | 2551.0204 | 2533.5308 | 17.4896 | 1732 | 814.7645 | 4.2338 | 238.0952 | 2000 | 62.3897 | 3119.4832 | 62.3897 | 3119.4832
2786 | 117 | 4 | 27 | 2380.9524 | 0 | 119.0476 | 0 | 51.0204 | 2551.0204 | 2533.5308 | 17.4896 | 1732 | 814.7645 | 4.2338 | 238.0952 | 2000 | 62.3897 | 3119.4832 | 62.3897 | 3119.4832
2787 | 117 | 4 | 27 | 2380.9524 | 0 | 119.0476 | 0 | 51.0204 | 2551.0204 | 2533.5308 | 17.4896 | 1732 | 814.7645 | 4.2338 | 238.0952 | 2000 | 62.3897 | 3119.4832 | 62.3897 | 3119.4832
2788 | 117 | 4 | 27 | 2380.9524 | 0 | 119.0476 | 0 | 51.0204 | 2551.0204 | 2533.5308 | 17.4896 | 1732 | 814.7645 | 4.2338 | 238.0952 | 0 | 21.5733 | 1078.6669 | 21.5733 | 1078.6669
2789 | 117 | 4 | 27 | 2380.9524 | 1821.4286 | 119.0476 | 0 | 88.1924 | 4409.621 | 3446 | 963.621 | 1732 | 1732 | 940.7073 | 238.0952 | 0 | 59.4041 | 2970.2066 | 59.4041 | 2970.2066
2790 | 117 | 4 | 27 | 2380.9524 | 3035.7143 | 119.0476 | 0 | 112.9738 | 5648.688 | 3446 | 2202.688 | 1732 | 1732 | 1732 | 238.0952 | 0 | 75.553 | 3777.6482 | 75.553 | 3777.6482
2791 | 117 | 4 | 27 | 2380.9524 | 3035.7143 | 119.0476 | 857.1429 | 130.4665 | 6523.3236 | 3446 | 3077.3236 | 1732 | 1732 | 1732 | 238.0952 | 0 | 75.553 | 3777.6482 | 75.553 | 3777.6482
2792 | 117 | 4 | 27 | 2380.9524 | 3035.7143 | 119.0476 | 857.1429 | 130.4665 | 6523.3236 | 3446 | 3077.3236 | 1732 | 1732 | 1732 | 238.0952 | 0 | 75.553 | 3777.6482 | 75.553 | 3777.6482
2793 | 117 | 4 | 27 | 2380.9524 | 1214.2857 | 119.0476 | 857.1429 | 93.2945 | 4664.723 | 3446 | 1218.723 | 1732 | 1732 | 1194.4837 | 238.0952 | 0 | 64.5832 | 3229.1622 | 64.5832 | 3229.1622
2794 | 117 | 4 | 27 | 2380.9524 | 0 | 119.0476 | 857.1429 | 68.5131 | 3425.656 | 3399.1002 | 26.5558 | 1732 | 1684.8552 | 8.755 | 238.0952 | 0 | 39.4226 | 1971.128 | 39.4226 | 1971.128
2795 | 117 | 4 | 27 | 2380.9524 | 0 | 119.0476 | 857.1429 | 68.5131 | 3425.656 | 3399.1002 | 26.5558 | 1732 | 1684.8552 | 8.755 | 0 | 0 | 0 | 0 | 0 | 0
2796 | 117 | 4 | 27 | 2380.9524 | 0 | 119.0476 | 857.1429 | 68.5131 | 3425.656 | 3399.1002 | 26.5558 | 1732 | 1684.8552 | 8.755 | 0 | 0 | 0 | 0 | 0 | 0
2797 | 117 | 4 | 27 | 2380.9524 | 0 | 119.0476 | 857.1429 | 68.5131 | 3425.656 | 3399.1002 | 26.5558 | 1732 | 1684.8552 | 8.755 | 0 | 0 | 0 | 0 | 0 | 0
2798 | 117 | 4 | 27 | 2380.9524 | 0 | 119.0476 | 857.1429 | 68.5131 | 3425.656 | 3399.1002 | 26.5558 | 1732 | 1684.8552 | 8.755 | 0 | 0 | 0 | 0 | 0 | 0
2799 | 117 | 4 | 27 | 2380.9524 | 0 | 119.0476 | 857.1429 | 68.5131 | 3425.656 | 3399.1002 | 26.5558 | 1732 | 1684.8552 | 8.755 | 0 | 0 | 0 | 0 | 0 | 0
2800 | 117 | 4 | 27 | 2380.9524 | 0 | 119.0476 | 857.1429 | 68.5131 | 3425.656 | 3399.1002 | 26.5558 | 1732 | 1684.8552 | 8.755 | 0 | 0 | 0 | 0 | 0 | 0
2801 | 117 | 4 | 27 | 2380.9524 | 0 | 119.0476 | 0 | 51.0204 | 2551.0204 | 2533.5308 | 17.4896 | 1732 | 814.7645 | 4.2338 | 0 | 0 | 0 | 0 | 0 | 0
2802 | 117 | 4 | 27 | 2380.9524 | 1517.8571 | 119.0476 | 0 | 81.9971 | 4099.8542 | 3446 | 653.8542 | 1732 | 1732 | 632.5501 | 0 | 0 | 0 | 0 | 0 | 0
2803 | 117 | 4 | 27 | 2380.9524 | 3035.7143 | 119.0476 | 0 | 112.9738 | 5648.688 | 3446 | 2202.688 | 1732 | 1732 | 1732 | 0 | 0 | 0 | 0 | 0 | 0
2804 | 117 | 4 | 27 | 2380.9524 | 3035.7143 | 119.0476 | 0 | 112.9738 | 5648.688 | 3446 | 2202.688 | 1732 | 1732 | 1732 | 0 | 0 | 0 | 0 | 0 | 0
2805 | 117 | 4 | 27 | 2380.9524 | 3035.7143 | 119.0476 | 0 | 112.9738 | 5648.688 | 3446 | 2202.688 | 1732 | 1732 | 1732 | 0 | 0 | 0 | 0 | 0 | 0
2806 | 117 | 4 | 27 | 2380.9524 | 1517.8571 | 119.0476 | 0 | 81.9971 | 4099.8542 | 3446 | 653.8542 | 1732 | 1732 | 632.5501 | 0 | 0 | 0 | 0 | 0 | 0
2807 | 117 | 4 | 28 | 2380.9524 | 0 | 119.0476 | 0 | 51.0204 | 2551.0204 | 2533.5308 | 17.4896 | 1732 | 814.7645 | 4.2338 | 0 | 0 | 0 | 0 | 0 | 0
2808 | 118 | 4 | 28 | 2380.9524 | 0 | 119.0476 | 0 | 51.0204 | 2551.0204 | 2533.5308 | 17.4896 | 1732 | 814.7645 | 4.2338 | 238.0952 | 2000 | 62.3897 | 3119.4832 | 62.3897 | 3119.4832
2809 | 118 | 4 | 28 | 2380.9524 | 0 | 119.0476 | 0 | 51.0204 | 2551.0204 | 2533.5308 | 17.4896 | 1732 | 814.7645 | 4.2338 | 238.0952 | 2000 | 62.3897 | 3119.4832 | 62.3897 | 3119.4832
2810 | 118 | 4 | 28 | 2380.9524 | 0 | 119.0476 | 0 | 51.0204 | 2551.0204 | 2533.5308 | 17.4896 | 1732 | 814.7645 | 4.2338 | 238.0952 | 2000 | 62.3897 | 3119.4832 | 62.3897 | 3119.4832
2811 | 118 | 4 | 28 | 2380.9524 | 0 | 119.0476 | 0 | 51.0204 | 2551.0204 | 2533.5308 | 17.4896 | 1732 | 814.7645 | 4.2338 | 238.0952 | 2000 | 62.3897 | 3119.4832 | 62.3897 | 3119.4832
2812 | 118 | 4 | 28 | 2380.9524 | 0 | 119.0476 | 0 | 51.0204 | 2551.0204 | 2533.5308 | 17.4896 | 1732 | 814.7645 | 4.2338 | 238.0952 | 0 | 21.5733 | 1078.6669 | 21.5733 | 1078.6669
2813 | 118 | 4 | 28 | 2380.9524 | 1821.4286 | 119.0476 | 0 | 88.1924 | 4409.621 | 3446 | 963.621 | 1732 | 1732 | 940.7073 | 238.0952 | 0 | 59.4041 | 2970.2066 | 59.4041 | 2970.2066
2814 | 118 | 4 | 28 | 2380.9524 | 3035.7143 | 119.0476 | 0 | 112.9738 | 5648.688 | 3446 | 2202.688 | 1732 | 1732 | 1732 | 238.0952 | 0 | 75.553 | 3777.6482 | 75.553 | 3777.6482
2815 | 118 | 4 | 28 | 2380.9524 | 3035.7143 | 119.0476 | 857.1429 | 130.4665 | 6523.3236 | 3446 | 3077.3236 | 1732 | 1732 | 1732 | 238.0952 | 0 | 75.553 | 3777.6482 | 75.553 | 3777.6482
2816 | 118 | 4 | 28 | 2380.9524 | 3035.7143 | 119.0476 | 857.1429 | 130.4665 | 6523.3236 | 3446 | 3077.3236 | 1732 | 1732 | 1732 | 238.0952 | 0 | 75.553 | 3777.6482 | 75.553 | 3777.6482
2817 | 118 | 4 | 28 | 2380.9524 | 1214.2857 | 119.0476 | 857.1429 | 93.2945 | 4664.723 | 3446 | 1218.723 | 1732 | 1732 | 1194.4837 | 238.0952 | 0 | 64.5832 | 3229.1622 | 64.5832 | 3229.1622
2818 | 118 | 4 | 28 | 2380.9524 | 0 | 119.0476 | 857.1429 | 68.5131 | 3425.656 | 3399.1002 | 26.5558 | 1732 | 1684.8552 | 8.755 | 238.0952 | 0 | 39.4226 | 1971.128 | 39.4226 | 1971.128
2819 | 118 | 4 | 28 | 2380.9524 | 0 | 119.0476 | 857.1429 | 68.5131 | 3425.656 | 3399.1002 | 26.5558 | 1732 | 1684.8552 | 8.755 | 0 | 0 | 0 | 0 | 0 | 0
2820 | 118 | 4 | 28 | 2380.9524 | 0 | 119.0476 | 857.1429 | 68.5131 | 3425.656 | 3399.1002 | 26.5558 | 1732 | 1684.8552 | 8.755 | 0 | 0 | 0 | 0 | 0 | 0
2821 | 118 | 4 | 28 | 2380.9524 | 0 | 119.0476 | 857.1429 | 68.5131 | 3425.656 | 3399.1002 | 26.5558 | 1732 | 1684.8552 | 8.755 | 0 | 0 | 0 | 0 | 0 | 0
2822 | 118 | 4 | 28 | 2380.9524 | 0 | 119.0476 | 857.1429 | 68.5131 | 3425.656 | 3399.1002 | 26.5558 | 1732 | 1684.8552 | 8.755 | 0 | 0 | 0 | 0 | 0 | 0
2823 | 118 | 4 | 28 | 2380.9524 | 0 | 119.0476 | 857.1429 | 68.5131 | 3425.656 | 3399.1002 | 26.5558 | 1732 | 1684.8552 | 8.755 | 0 | 0 | 0 | 0 | 0 | 0
2824 | 118 | 4 | 28 | 2380.9524 | 0 | 119.0476 | 857.1429 | 68.5131 | 3425.656 | 3399.1002 | 26.5558 | 1732 | 1684.8552 | 8.755 | 0 | 0 | 0 | 0 | 0 | 0
2825 | 118 | 4 | 28 | 2380.9524 | 0 | 119.0476 | 0 | 51.0204 | 2551.0204 | 2533.5308 | 17.4896 | 1732 | 814.7645 | 4.2338 | 0 | 0 | 0 | 0 | 0 | 0
2826 | 118 | 4 | 28 | 2380.9524 | 1517.8571 | 119.0476 | 0 | 81.9971 | 4099.8542 | 3446 | 653.8542 | 1732 | 1732 | 632.5501 | 0 | 0 | 0 | 0 | 0 | 0
2827 | 118 | 4 | 28 | 2380.9524 | 3035.7143 | 119.0476 | 0 | 112.9738 | 5648.688 | 3446 | 2202.688 | 1732 | 1732 | 1732 | 0 | 0 | 0 | 0 | 0 | 0
2828 | 118 | 4 | 28 | 2380.9524 | 3035.7143 | 119.0476 | 0 | 112.9738 | 5648.688 | 3446 | 2202.688 | 1732 | 1732 | 1732 | 0 | 0 | 0 | 0 | 0 | 0
2829 | 118 | 4 | 28 | 2380.9524 | 3035.7143 | 119.0476 | 0 | 112.9738 | 5648.688 | 3446 | 2202.688 | 1732 | 1732 | 1732 | 0 | 0 | 0 | 0 | 0 | 0
2830 | 118 | 4 | 28 | 2380.9524 | 1517.8571 | 119.0476 | 0 | 81.9971 | 4099.8542 | 3446 | 653.8542 | 1732 | 1732 | 632.5501 | 0 | 0 | 0 | 0 | 0 | 0
2831 | 118 | 4 | 29 | 2380.9524 | 0 | 119.0476 | 0 | 51.0204 | 2551.0204 | 2533.5308 | 17.4896 | 1732 | 814.7645 | 4.2338 | 0 | 0 | 0 | 0 | 0 | 0
2832 | 119 | 4 | 29 | 2380.9524 | 0 | 119.0476 | 0 | 51.0204 | 2551.0204 | 2533.5308 | 17.4896 | 1732 | 814.7645 | 4.2338 | 238.0952 | 2000 | 62.3897 | 3119.4832 | 62.3897 | 3119.4832
2833 | 119 | 4 | 29 | 2380.9524 | 0 | 119.0476 | 0 | 51.0204 | 2551.0204 | 2533.5308 | 17.4896 | 1732 | 814.7645 | 4.2338 | 238.0952 | 2000 | 62.3897 | 3119.4832 | 62.3897 | 3119.4832
2834 | 119 | 4 | 29 | 2380.9524 | 0 | 119.0476 | 0 | 51.0204 | 2551.0204 | 2533.5308 | 17.4896 | 1732 | 814.7645 | 4.2338 | 238.0952 | 2000 | 62.3897 | 3119.4832 | 62.3897 | 3119.4832
2835 | 119 | 4 | 29 | 2380.9524 | 0 | 119.0476 | 0 | 51.0204 | 2551.0204 | 2533.5308 | 17.4896 | 1732 | 814.7645 | 4.2338 | 238.0952 | 2000 | 62.3897 | 3119.4832 | 62.3897 | 3119.4832
2836 | 119 | 4 | 29 | 2380.9524 | 0 | 119.0476 | 0 | 51.0204 | 2551.0204 | 2533.5308 | 17.4896 | 1732 | 814.7645 | 4.2338 | 238.0952 | 0 | 21.5733 | 1078.6669 | 21.5733 | 1078.6669
2837 | 119 | 4 | 29 | 2380.9524 | 1821.4286 | 119.0476 | 0 | 88.1924 | 4409.621 | 3446 | 963.621 | 1732 | 1732 | 940.7073 | 238.0952 | 0 | 59.4041 | 2970.2066 | 59.4041 | 2970.2066
2838 | 119 | 4 | 29 | 2380.9524 | 3035.7143 | 119.0476 | 0 | 112.9738 | 5648.688 | 3446 | 2202.688 | 1732 | 1732 | 1732 | 238.0952 | 0 | 75.553 | 3777.6482 | 75.553 | 3777.6482
2839 | 119 | 4 | 29 | 2380.9524 | 3035.7143 | 119.0476 | 857.1429 | 130.4665 | 6523.3236 | 3446 | 3077.3236 | 1732 | 1732 | 1732 | 238.0952 | 0 | 75.553 | 3777.6482 | 75.553 | 3777.6482
2840 | 119 | 4 | 29 | 2380.9524 | 3035.7143 | 119.0476 | 857.1429 | 130.4665 | 6523.3236 | 3446 | 3077.3236 | 1732 | 1732 | 1732 | 238.0952 | 0 | 75.553 | 3777.6482 | 75.553 | 3777.6482
2841 | 119 | 4 | 29 | 2380.9524 | 1214.2857 | 119.0476 | 857.1429 | 93.2945 | 4664.723 | 3446 | 1218.723 | 1732 | 1732 | 1194.4837 | 238.0952 | 0 | 64.5832 | 3229.1622 | 64.5832 | 3229.1622
2842 | 119 | 4 | 29 | 2380.9524 | 0 | 119.0476 | 857.1429 | 68.5131 | 3425.656 | 3399.1002 | 26.5558 | 1732 | 1684.8552 | 8.755 | 238.0952 | 0 | 39.4226 | 1971.128 | 39.4226 | 1971.128
2843 | 119 | 4 | 29 | 2380.9524 | 0 | 119.0476 | 857.1429 | 68.5131 | 3425.656 | 3399.1002 | 26.5558 | 1732 | 1684.8552 | 8.755 | 0 | 0 | 0 | 0 | 0 | 0
2844 | 119 | 4 | 29 | 2380.9524 | 0 | 119.0476 | 857.1429 | 68.5131 | 3425.656 | 3399.1002 | 26.5558 | 1732 | 1684.8552 | 8.755 | 0 | 0 | 0 | 0 | 0 | 0
2845 | 119 | 4 | 29 | 2380.9524 | 0 | 119.0476 | 857.1429 | 68.5131 | 3425.656 | 3399.1002 | 26.5558 | 1732 | 1684.8552 | 8.755 | 0 | 0 | 0 | 0 | 0 | 0
2846 | 119 | 4 | 29 | 2380.9524 | 0 | 119.0476 | 857.1429 | 68.5131 | 3425.656 | 3399.1002 | 26.5558 | 1732 | 1684.8552 | 8.755 | 0 | 0 | 0 | 0 | 0 | 0
2847 | 119 | 4 | 29 | 2380.9524 | 0 | 119.0476 | 857.1429 | 68.5131 | 3425.656 | 3399.1002 | 26.5558 | 1732 | 1684.8552 | 8.755 | 0 | 0 | 0 | 0 | 0 | 0
2848 | 119 | 4 | 29 | 2380.9524 | 0 | 119.0476 | 857.1429 | 68.5131 | 3425.656 | 3399.1002 | 26.5558 | 1732 | 1684.8552 | 8.755 | 0 | 0 | 0 | 0 | 0 | 0
2849 | 119 | 4 | 29 | 2380.9524 | 0 | 119.0476 | 0 | 51.0204 | 2551.0204 | 2533.5308 | 17.4896 | 1732 | 814.7645 | 4.2338 | 0 | 0 | 0 | 0 | 0 | 0
2850 | 119 | 4 | 29 | 2380.9524 | 1517.8571 | 119.0476 | 0 | 81.9971 | 4099.8542 | 3446 | 653.8542 | 1732 | 1732 | 632.5501 | 0 | 0 | 0 | 0 | 0 | 0
2851 | 119 | 4 | 29 | 2380.9524 | 3035.7143 | 119.0476 | 0 | 112.9738 | 5648.688 | 3446 | 2202.688 | 1732 | 1732 | 1732 | 0 | 0 | 0 | 0 | 0 | 0
2852 | 119 | 4 | 29 | 2380.9524 | 3035.7143 | 119.0476 | 0 | 112.9738 | 5648.688 | 3446 | 2202.688 | 1732 | 1732 | 1732 | 0 | 0 | 0 | 0 | 0 | 0
2853 | 119 | 4 | 29 | 2380.9524 | 3035.7143 | 119.0476 | 0 | 112.9738 | 5648.688 | 3446 | 2202.688 | 1732 | 1732 | 1732 | 0 | 0 | 0 | 0 | 0 | 0
2854 | 119 | 4 | 29 | 2380.9524 | 1517.8571 | 119.0476 | 0 | 81.9971 | 4099.8542 | 3446 | 653.8542 | 1732 | 1732 | 632.5501 | 0 | 0 | 0 | 0 | 0 | 0
2855 | 119 | 4 | 30 | 2380.9524 | 0 | 119.0476 | 0 | 51.0204 | 2551.0204 | 2533.5308 | 17.4896 | 1732 | 814.7645 | 4.2338 | 0 | 0 | 0 | 0 | 0 | 0
2856 | 120 | 4 | 30 | 2380.9524 | 0 | 119.0476 | 0 | 51.0204 | 2551.0204 | 2533.5308 | 17.4896 | 1732 | 814.7645 | 4.2338 | 238.0952 | 2000 | 62.3897 | 3119.4832 | 62.3897 | 3119.4832
2857 | 120 | 4 | 30 | 2380.9524 | 0 | 119.0476 | 0 | 51.0204 | 2551.0204 | 2533.5308 | 17.4896 | 1732 | 814.7645 | 4.2338 | 238.0952 | 2000 | 62.3897 | 3119.4832 | 62.3897 | 3119.4832
2858 | 120 | 4 | 30 | 2380.9524 | 0 | 119.0476 | 0 | 51.0204 | 2551.0204 | 2533.5308 | 17.4896 | 1732 | 814.7645 | 4.2338 | 238.0952 | 2000 | 62.3897 | 3119.4832 | 62.3897 | 3119.4832
2859 | 120 | 4 | 30 | 2380.9524 | 0 | 119.0476 | 0 | 51.0204 | 2551.0204 | 2533.5308 | 17.4896 | 1732 | 814.7645 | 4.2338 | 238.0952 | 2000 | 62.3897 | 3119.4832 | 62.3897 | 3119.4832
2860 | 120 | 4 | 30 | 2380.9524 | 0 | 119.0476 | 0 | 51.0204 | 2551.0204 | 2533.5308 | 17.4896 | 1732 | 814.7645 | 4.2338 | 238.0952 | 0 | 21.5733 | 1078.6669 | 21.5733 | 1078.6669
2861 | 120 | 4 | 30 | 2380.9524 | 1821.4286 | 119.0476 | 0 | 88.1924 | 4409.621 | 3446 | 963.621 | 1732 | 1732 | 940.7073 | 238.0952 | 0 | 59.4041 | 2970.2066 | 59.4041 | 2970.2066
2862 | 120 | 4 | 30 | 2380.9524 | 3035.7143 | 119.0476 | 0 | 112.9738 | 5648.688 | 3446 | 2202.688 | 1732 | 1732 | 1732 | 238.0952 | 0 | 75.553 | 3777.6482 | 75.553 | 3777.6482
2863 | 120 | 4 | 30 | 2380.9524 | 3035.7143 | 119.0476 | 857.1429 | 130.4665 | 6523.3236 | 3446 | 3077.3236 | 1732 | 1732 | 1732 | 238.0952 | 0 | 75.553 | 3777.6482 | 75.553 | 3777.6482
2864 | 120 | 4 | 30 | 2380.9524 | 3035.7143 | 119.0476 | 857.1429 | 130.4665 | 6523.3236 | 3446 | 3077.3236 | 1732 | 1732 | 1732 | 238.0952 | 0 | 75.553 | 3777.6482 | 75.553 | 3777.6482
2865 | 120 | 4 | 30 | 2380.9524 | 1214.2857 | 119.0476 | 857.1429 | 93.2945 | 4664.723 | 3446 | 1218.723 | 1732 | 1732 | 1194.4837 | 238.0952 | 0 | 64.5832 | 3229.1622 | 64.5832 | 3229.1622
2866 | 120 | 4 | 30 | 2380.9524 | 0 | 119.0476 | 857.1429 | 68.5131 | 3425.656 | 3399.1002 | 26.5558 | 1732 | 1684.8552 | 8.755 | 238.0952 | 0 | 39.4226 | 1971.128 | 39.4226 | 1971.128
2867 | 120 | 4 | 30 | 2380.9524 | 0 | 119.0476 | 857.1429 | 68.5131 | 3425.656 | 3399.1002 | 26.5558 | 1732 | 1684.8552 | 8.755 | 0 | 0 | 0 | 0 | 0 | 0
2868 | 120 | 4 | 30 | 2380.9524 | 0 | 119.0476 | 857.1429 | 68.5131 | 3425.656 | 3399.1002 | 26.5558 | 1732 | 1684.8552 | 8.755 | 0 | 0 | 0 | 0 | 0 | 0
2869 | 120 | 4 | 30 | 2380.9524 | 0 | 119.0476 | 857.1429 | 68.5131 | 3425.656 | 3399.1002 | 26.5558 | 1732 | 1684.8552 | 8.755 | 0 | 0 | 0 | 0 | 0 | 0
2870 | 120 | 4 | 30 | 2380.9524 | 0 | 119.0476 | 857.1429 | 68.5131 | 3425.656 | 3399.1002 | 26.5558 | 1732 | 1684.8552 | 8.755 | 0 | 0 | 0 | 0 | 0 | 0
2871 | 120 | 4 | 30 | 2380.9524 | 0 | 119.0476 | 857.1429 | 68.5131 | 3425.656 | 3399.1002 | 26.5558 | 1732 | 1684.8552 | 8.755 | 0 | 0 | 0 | 0 | 0 | 0
2872 | 120 | 4 | 30 | 2380.9524 | 0 | 119.0476 | 857.1429 | 68.5131 | 3425.656 | 3399.1002 | 26.5558 | 1732 | 1684.8552 | 8.755 | 0 | 0 | 0 | 0 | 0 | 0
2873 | 120 | 4 | 30 | 2380.9524 | 0 | 119.0476 | 0 | 51.0204 | 2551.0204 | 2533.5308 | 17.4896 | 1732 | 814.7645 | 4.2338 | 0 | 0 | 0 | 0 | 0 | 0
2874 | 120 | 4 | 30 | 2380.9524 | 1517.8571 | 119.0476 | 0 | 81.9971 | 4099.8542 | 3446 | 653.8542 | 1732 | 1732 | 632.5501 | 0 | 0 | 0 | 0 | 0 | 0
2875 | 120 | 4 | 30 | 2380.9524 | 3035.7143 | 119.0476 | 0 | 112.9738 | 5648.688 | 3446 | 2202.688 | 1732 | 1732 | 1732 | 0 | 0 | 0 | 0 | 0 | 0
2876 | 120 | 4 | 30 | 2380.9524 | 3035.7143 | 119.0476 | 0 | 112.9738 | 5648.688 | 3446 | 2202.688 | 1732 | 1732 | 1732 | 0 | 0 | 0 | 0 | 0 | 0
2877 | 120 | 4 | 30 | 2380.9524 | 3035.7143 | 119.0476 | 0 | 112.9738 | 5648.688 | 3446 | 2202.688 | 1732 | 1732 | 1732 | 0 | 0 | 0 | 0 | 0 | 0
2878 | 120 | 4 | 30 | 2380.9524 | 1517.8571 | 119.0476 | 0 | 81.9971 | 4099.8542 | 3446 | 653.8542 | 1732 | 1732 | 632.5501 | 0 | 0 | 0 | 0 | 0 | 0
2879 | 120 | 4 | 31 | 2380.9524 | 0 | 119.0476 | 0 | 51.0204 | 2551.0204 | 2533.5308 | 17.4896 | 1732 | 814.7645 | 4.2338 | 0 | 0 | 0 | 0 | 0 | 0
2880 | 121 | 5 | 1 | 952.381 | 0 | 35.7143 | 0 | 20.1652 | 1008.2604 | 1002.9941 | 5.2663 | 1003.0212 | 5.212 | 0.027083 | 0 | 0 | 0 | 0 | 0 | 0
2881 | 121 | 5 | 1 | 952.381 | 0 | 35.7143 | 0 | 20.1652 | 1008.2604 | 1002.9941 | 5.2663 | 1003.0212 | 5.212 | 0.027083 | 0 | 0 | 0 | 0 | 0 | 0
2882 | 121 | 5 | 1 | 952.381 | 0 | 35.7143 | 0 | 20.1652 | 1008.2604 | 1002.9941 | 5.2663 | 1003.0212 | 5.212 | 0.027083 | 0 | 0 | 0 | 0 | 0 | 0
2883 | 121 | 5 | 1 | 952.381 | 0 | 35.7143 | 0 | 20.1652 | 1008.2604 | 1002.9941 | 5.2663 | 1003.0212 | 5.212 | 0.027083 | 0 | 0 | 0 | 0 | 0 | 0
2884 | 121 | 5 | 1 | 952.381 | 0 | 35.7143 | 0 | 20.1652 | 1008.2604 | 1002.9941 | 5.2663 | 1003.0212 | 5.212 | 0.027083 | 0 | 0 | 0 | 0 | 0 | 0
2885 | 121 | 5 | 1 | 952.381 | 750 | 35.7143 | 0 | 35.4713 | 1773.5666 | 1764.1357 | 9.4309 | 1732 | 41.3506 | 0.21487 | 0 | 0 | 0 | 0 | 0 | 0
2886 | 121 | 5 | 1 | 952.381 | 1250 | 35.7143 | 0 | 45.6754 | 2283.7707 | 2269.0512 | 14.7194 | 1732 | 548.9035 | 2.8523 | 0 | 0 | 0 | 0 | 0 | 0
2887 | 121 | 5 | 1 | 952.381 | 1250 | 35.7143 | 342.8571 | 52.6725 | 2633.6249 | 2615.279 | 18.3459 | 1732 | 896.9398 | 4.6608 | 0 | 0 | 0 | 0 | 0 | 0
2888 | 121 | 5 | 1 | 952.381 | 1250 | 35.7143 | 342.8571 | 52.6725 | 2633.6249 | 2615.279 | 18.3459 | 1732 | 896.9398 | 4.6608 | 0 | 0 | 0 | 0 | 0 | 0
2889 | 121 | 5 | 1 | 952.381 | 500 | 35.7143 | 342.8571 | 37.3664 | 1868.3188 | 1857.9057 | 10.413 | 1732 | 135.6104 | 0.70467 | 0 | 0 | 0 | 0 | 0 | 0
2890 | 121 | 5 | 1 | 952.381 | 0 | 35.7143 | 342.8571 | 27.1623 | 1358.1147 | 1351.021 | 7.0937 | 1351.0575 | 7.0205 | 0.036481 | 0 | 0 | 0 | 0 | 0 | 0
2891 | 121 | 5 | 1 | 952.381 | 0 | 35.7143 | 342.8571 | 27.1623 | 1358.1147 | 1351.021 | 7.0937 | 1351.0575 | 7.0205 | 0.036481 | 0 | 0 | 0 | 0 | 0 | 0
2892 | 121 | 5 | 1 | 952.381 | 0 | 35.7143 | 342.8571 | 27.1623 | 1358.1147 | 1351.021 | 7.0937 | 1351.0575 | 7.0205 | 0.036481 | 0 | 0 | 0 | 0 | 0 | 0
2893 | 121 | 5 | 1 | 952.381 | 0 | 35.7143 | 342.8571 | 27.1623 | 1358.1147 | 1351.021 | 7.0937 | 1351.0575 | 7.0205 | 0.036481 | 0 | 0 | 0 | 0 | 0 | 0
2894 | 121 | 5 | 1 | 952.381 | 0 | 35.7143 | 342.8571 | 27.1623 | 1358.1147 | 1351.021 | 7.0937 | 1351.0575 | 7.0205 | 0.036481 | 0 | 0 | 0 | 0 | 0 | 0
2895 | 121 | 5 | 1 | 952.381 | 0 | 35.7143 | 342.8571 | 27.1623 | 1358.1147 | 1351.021 | 7.0937 | 1351.0575 | 7.0205 | 0.036481 | 0 | 0 | 0 | 0 | 0 | 0
2896 | 121 | 5 | 1 | 952.381 | 0 | 35.7143 | 342.8571 | 27.1623 | 1358.1147 | 1351.021 | 7.0937 | 1351.0575 | 7.0205 | 0.036481 | 0 | 0 | 0 | 0 | 0 | 0
2897 | 121 | 5 | 1 | 952.381 | 0 | 35.7143 | 0 | 20.1652 | 1008.2604 | 1002.9941 | 5.2663 | 1003.0212 | 5.212 | 0.027083 | 0 | 0 | 0 | 0 | 0 | 0
2898 | 121 | 5 | 1 | 952.381 | 625 | 35.7143 | 0 | 32.9203 | 1646.0155 | 1637.4181 | 8.5974 | 1637.4624 | 8.5088 | 0.044214 | 0 | 0 | 0 | 0 | 0 | 0
2899 | 121 | 5 | 1 | 952.381 | 1250 | 35.7143 | 0 | 45.6754 | 2283.7707 | 2269.0512 | 14.7194 | 1732 | 548.9035 | 2.8523 | 0 | 0 | 0 | 0 | 0 | 0
2900 | 121 | 5 | 1 | 952.381 | 1250 | 35.7143 | 0 | 45.6754 | 2283.7707 | 2269.0512 | 14.7194 | 1732 | 548.9035 | 2.8523 | 0 | 0 | 0 | 0 | 0 | 0
2901 | 121 | 5 | 1 | 952.381 | 1250 | 35.7143 | 0 | 45.6754 | 2283.7707 | 2269.0512 | 14.7194 | 1732 | 548.9035 | 2.8523 | 0 | 0 | 0 | 0 | 0 | 0
2902 | 121 | 5 | 1 | 952.381 | 625 | 35.7143 | 0 | 32.9203 | 1646.0155 | 1637.4181 | 8.5974 | 1637.4624 | 8.5088 | 0.044214 | 0 | 0 | 0 | 0 | 0 | 0
2903 | 121 | 5 | 2 | 952.381 | 0 | 35.7143 | 0 | 20.1652 | 1008.2604 | 1002.9941 | 5.2663 | 1003.0212 | 5.212 | 0.027083 | 0 | 0 | 0 | 0 | 0 | 0
2904 | 122 | 5 | 2 | 952.381 | 0 | 35.7143 | 0 | 20.1652 | 1008.2604 | 1002.9941 | 5.2663 | 1003.0212 | 5.212 | 0.027083 | 0 | 0 | 0 | 0 | 0 | 0
2905 | 122 | 5 | 2 | 952.381 | 0 | 35.7143 | 0 | 20.1652 | 1008.2604 | 1002.9941 | 5.2663 | 1003.0212 | 5.212 | 0.027083 | 0 | 0 | 0 | 0 | 0 | 0
2906 | 122 | 5 | 2 | 952.381 | 0 | 35.7143 | 0 | 20.1652 | 1008.2604 | 1002.9941 | 5.2663 | 1003.0212 | 5.212 | 0.027083 | 0 | 0 | 0 | 0 | 0 | 0
2907 | 122 | 5 | 2 | 952.381 | 0 | 35.7143 | 0 | 20.1652 | 1008.2604 | 1002.9941 | 5.2663 | 1003.0212 | 5.212 | 0.027083 | 0 | 0 | 0 | 0 | 0 | 0
2908 | 122 | 5 | 2 | 952.381 | 0 | 35.7143 | 0 | 20.1652 | 1008.2604 | 1002.9941 | 5.2663 | 1003.0212 | 5.212 | 0.027083 | 0 | 0 | 0 | 0 | 0 | 0
2909 | 122 | 5 | 2 | 952.381 | 750 | 35.7143 | 0 | 35.4713 | 1773.5666 | 1764.1357 | 9.4309 | 1732 | 41.3506 | 0.21487 | 0 | 0 | 0 | 0 | 0 | 0
2910 | 122 | 5 | 2 | 952.381 | 1250 | 35.7143 | 0 | 45.6754 | 2283.7707 | 2269.0512 | 14.7194 | 1732 | 548.9035 | 2.8523 | 0 | 0 | 0 | 0 | 0 | 0
2911 | 122 | 5 | 2 | 952.381 | 1250 | 35.7143 | 342.8571 | 52.6725 | 2633.6249 | 2615.279 | 18.3459 | 1732 | 896.9398 | 4.6608 | 0 | 0 | 0 | 0 | 0 | 0
2912 | 122 | 5 | 2 | 952.381 | 1250 | 35.7143 | 342.8571 | 52.6725 | 2633.6249 | 2615.279 | 18.3459 | 1732 | 896.9398 | 4.6608 | 0 | 0 | 0 | 0 | 0 | 0
2913 | 122 | 5 | 2 | 952.381 | 500 | 35.7143 | 342.8571 | 37.3664 | 1868.3188 | 1857.9057 | 10.413 | 1732 | 135.6104 | 0.70467 | 0 | 0 | 0 | 0 | 0 | 0
2914 | 122 | 5 | 2 | 952.381 | 0 | 35.7143 | 342.8571 | 27.1623 | 1358.1147 | 1351.021 | 7.0937 | 1351.0575 | 7.0205 | 0.036481 | 0 | 0 | 0 | 0 | 0 | 0
2915 | 122 | 5 | 2 | 952.381 | 0 | 35.7143 | 342.8571 | 27.1623 | 1358.1147 | 1351.021 | 7.0937 | 1351.0575 | 7.0205 | 0.036481 | 0 | 0 | 0 | 0 | 0 | 0
2916 | 122 | 5 | 2 | 952.381 | 0 | 35.7143 | 342.8571 | 27.1623 | 1358.1147 | 1351.021 | 7.0937 | 1351.0575 | 7.0205 | 0.036481 | 0 | 0 | 0 | 0 | 0 | 0
2917 | 122 | 5 | 2 | 952.381 | 0 | 35.7143 | 342.8571 | 27.1623 | 1358.1147 | 1351.021 | 7.0937 | 1351.0575 | 7.0205 | 0.036481 | 0 | 0 | 0 | 0 | 0 | 0
2918 | 122 | 5 | 2 | 952.381 | 0 | 35.7143 | 342.8571 | 27.1623 | 1358.1147 | 1351.021 | 7.0937 | 1351.0575 | 7.0205 | 0.036481 | 0 | 0 | 0 | 0 | 0 | 0
2919 | 122 | 5 | 2 | 952.381 | 0 | 35.7143 | 342.8571 | 27.1623 | 1358.1147 | 1351.021 | 7.0937 | 1351.0575 | 7.0205 | 0.036481 | 0 | 0 | 0 | 0 | 0 | 0
2920 | 122 | 5 | 2 | 952.381 | 0 | 35.7143 | 342.8571 | 27.1623 | 1358.1147 | 1351.021 | 7.0937 | 1351.0575 | 7.0205 | 0.036481 | 0 | 0 | 0 | 0 | 0 | 0
2921 | 122 | 5 | 2 | 952.381 | 0 | 35.7143 | 0 | 20.1652 | 1008.2604 | 1002.9941 | 5.2663 | 1003.0212 | 5.212 | 0.027083 | 0 | 0 | 0 | 0 | 0 | 0
2922 | 122 | 5 | 2 | 952.381 | 625 | 35.7143 | 0 | 32.9203 | 1646.0155 | 1637.4181 | 8.5974 | 1637.4624 | 8.5088 | 0.044214 | 0 | 0 | 0 | 0 | 0 | 0
2923 | 122 | 5 | 2 | 952.381 | 1250 | 35.7143 | 0 | 45.6754 | 2283.7707 | 2269.0512 | 14.7194 | 1732 | 548.9035 | 2.8523 | 0 | 0 | 0 | 0 | 0 | 0
2924 | 122 | 5 | 2 | 952.381 | 1250 | 35.7143 | 0 | 45.6754 | 2283.7707 | 2269.0512 | 14.7194 | 1732 | 548.9035 | 2.8523 | 0 | 0 | 0 | 0 | 0 | 0
2925 | 122 | 5 | 2 | 952.381 | 1250 | 35.7143 | 0 | 45.6754 | 2283.7707 | 2269.0512 | 14.7194 | 1732 | 548.9035 | 2.8523 | 0 | 0 | 0 | 0 | 0 | 0
2926 | 122 | 5 | 2 | 952.381 | 625 | 35.7143 | 0 | 32.9203 | 1646.0155 | 1637.4181 | 8.5974 | 1637.4624 | 8.5088 | 0.044214 | 0 | 0 | 0 | 0 | 0 | 0
2927 | 122 | 5 | 3 | 952.381 | 0 | 35.7143 | 0 | 20.1652 | 1008.2604 | 1002.9941 | 5.2663 | 1003.0212 | 5.212 | 0.027083 | 0 | 0 | 0 | 0 | 0 | 0
2928 | 123 | 5 | 3 | 952.381 | 0 | 35.7143 | 0 | 20.1652 | 1008.2604 | 1002.9941 | 5.2663 | 1003.0212 | 5.212 | 0.027083 | 0 | 0 | 0 | 0 | 0 | 0
2929 | 123 | 5 | 3 | 952.381 | 0 | 35.7143 | 0 | 20.1652 | 1008.2604 | 1002.9941 | 5.2663 | 1003.0212 | 5.212 | 0.027083 | 0 | 0 | 0 | 0 | 0 | 0
2930 | 123 | 5 | 3 | 952.381 | 0 | 35.7143 | 0 | 20.1652 | 1008.2604 | 1002.9941 | 5.2663 | 1003.0212 | 5.212 | 0.027083 | 0 | 0 | 0 | 0 | 0 | 0
2931 | 123 | 5 | 3 | 952.381 | 0 | 35.7143 | 0 | 20.1652 | 1008.2604 | 1002.9941 | 5.2663 | 1003.0212 | 5.212 | 0.027083 | 0 | 0 | 0 | 0 | 0 | 0
2932 | 123 | 5 | 3 | 952.381 | 0 | 35.7143 | 0 | 20.1652 | 1008.2604 | 1002.9941 | 5.2663 | 1003.0212 | 5.212 | 0.027083 | 0 | 0 | 0 | 0 | 0 | 0
2933 | 123 | 5 | 3 | 952.381 | 750 | 35.7143 | 0 | 35.4713 | 1773.5666 | 1764.1357 | 9.4309 | 1732 | 41.3506 | 0.21487 | 0 | 0 | 0 | 0 | 0 | 0
2934 | 123 | 5 | 3 | 952.381 | 1250 | 35.7143 | 0 | 45.6754 | 2283.7707 | 2269.0512 | 14.7194 | 1732 | 548.9035 | 2.8523 | 0 | 0 | 0 | 0 | 0 | 0
2935 | 123 | 5 | 3 | 952.381 | 1250 | 35.7143 | 342.8571 | 52.6725 | 2633.6249 | 2615.279 | 18.3459 | 1732 | 896.9398 | 4.6608 | 0 | 0 | 0 | 0 | 0 | 0
2936 | 123 | 5 | 3 | 952.381 | 1250 | 35.7143 | 342.8571 | 52.6725 | 2633.6249 | 2615.279 | 18.3459 | 1732 | 896.9398 | 4.6608 | 0 | 0 | 0 | 0 | 0 | 0
2937 | 123 | 5 | 3 | 952.381 | 500 | 35.7143 | 342.8571 | 37.3664 | 1868.3188 | 1857.9057 | 10.413 | 1732 | 135.6104 | 0.70467 | 0 | 0 | 0 | 0 | 0 | 0
2938 | 123 | 5 | 3 | 952.381 | 0 | 35.7143 | 342.8571 | 27.1623 | 1358.1147 | 1351.021 | 7.0937 | 1351.0575 | 7.0205 | 0.036481 | 0 | 0 | 0 | 0 | 0 | 0
2939 | 123 | 5 | 3 | 952.381 | 0 | 35.7143 | 342.8571 | 27.1623 | 1358.1147 | 1351.021 | 7.0937 | 1351.0575 | 7.0205 | 0.036481 | 0 | 0 | 0 | 0 | 0 | 0
2940 | 123 | 5 | 3 | 952.381 | 0 | 35.7143 | 342.8571 | 27.1623 | 1358.1147 | 1351.021 | 7.0937 | 1351.0575 | 7.0205 | 0.036481 | 0 | 0 | 0 | 0 | 0 | 0
2941 | 123 | 5 | 3 | 952.381 | 0 | 35.7143 | 342.8571 | 27.1623 | 1358.1147 | 1351.021 | 7.0937 | 1351.0575 | 7.0205 | 0.036481 | 0 | 0 | 0 | 0 | 0 | 0
2942 | 123 | 5 | 3 | 952.381 | 0 | 35.7143 | 342.8571 | 27.1623 | 1358.1147 | 1351.021 | 7.0937 | 1351.0575 | 7.0205 | 0.036481 | 0 | 0 | 0 | 0 | 0 | 0
2943 | 123 | 5 | 3 | 952.381 | 0 | 35.7143 | 342.8571 | 27.1623 | 1358.1147 | 1351.021 | 7.0937 | 1351.0575 | 7.0205 | 0.036481 | 0 | 0 | 0 | 0 | 0 | 0
2944 | 123 | 5 | 3 | 952.381 | 0 | 35.7143 | 342.8571 | 27.1623 | 1358.1147 | 1351.021 | 7.0937 | 1351.0575 | 7.0205 | 0.036481 | 0 | 0 | 0 | 0 | 0 | 0
2945 | 123 | 5 | 3 | 952.381 | 0 | 35.7143 | 0 | 20.1652 | 1008.2604 | 1002.9941 | 5.2663 | 1003.0212 | 5.212 | 0.027083 | 0 | 0 | 0 | 0 | 0 | 0
2946 | 123 | 5 | 3 | 952.381 | 625 | 35.7143 | 0 | 32.9203 | 1646.0155 | 1637.4181 | 8.5974 | 1637.4624 | 8.5088 | 0.044214 | 0 | 0 | 0 | 0 | 0 | 0
2947 | 123 | 5 | 3 | 952.381 | 1250 | 35.7143 | 0 | 45.6754 | 2283.7707 | 2269.0512 | 14.7194 | 1732 | 548.9035 | 2.8523 | 0 | 0 | 0 | 0 | 0 | 0
2948 | 123 | 5 | 3 | 952.381 | 1250 | 35.7143 | 0 | 45.6754 | 2283.7707 | 2269.0512 | 14.7194 | 1732 | 548.9035 | 2.8523 | 0 | 0 | 0 | 0 | 0 | 0
2949 | 123 | 5 | 3 | 952.381 | 1250 | 35.7143 | 0 | 45.6754 | 2283.7707 | 2269.0512 | 14.7194 | 1732 | 548.9035 | 2.8523 | 0 | 0 | 0 | 0 | 0 | 0
2950 | 123 | 5 | 3 | 952.381 | 625 | 35.7143 | 0 | 32.9203 | 1646.0155 | 1637.4181 | 8.5974 | 1637.4624 | 8.5088 | 0.044214 | 0 | 0 | 0 | 0 | 0 | 0
2951 | 123 | 5 | 4 | 952.381 | 0 | 35.7143 | 0 | 20.1652 | 1008.2604 | 1002.9941 | 5.2663 | 1003.0212 | 5.212 | 0.027083 | 0 | 0 | 0 | 0 | 0 | 0
2952 | 124 | 5 | 4 | 952.381 | 0 | 35.7143 | 0 | 20.1652 | 1008.2604 | 1002.9941 | 5.2663 | 1003.0212 | 5.212 | 0.027083 | 0 | 0 | 0 | 0 | 0 | 0
2953 | 124 | 5 | 4 | 952.381 | 0 | 35.7143 | 0 | 20.1652 | 1008.2604 | 1002.9941 | 5.2663 | 1003.0212 | 5.212 | 0.027083 | 0 | 0 | 0 | 0 | 0 | 0
2954 | 124 | 5 | 4 | 952.381 | 0 | 35.7143 | 0 | 20.1652 | 1008.2604 | 1002.9941 | 5.2663 | 1003.0212 | 5.212 | 0.027083 | 0 | 0 | 0 | 0 | 0 | 0
2955 | 124 | 5 | 4 | 952.381 | 0 | 35.7143 | 0 | 20.1652 | 1008.2604 | 1002.9941 | 5.2663 | 1003.0212 | 5.212 | 0.027083 | 0 | 0 | 0 | 0 | 0 | 0
2956 | 124 | 5 | 4 | 952.381 | 0 | 35.7143 | 0 | 20.1652 | 1008.2604 | 1002.9941 | 5.2663 | 1003.0212 | 5.212 | 0.027083 | 0 | 0 | 0 | 0 | 0 | 0
2957 | 124 | 5 | 4 | 952.381 | 750 | 35.7143 | 0 | 35.4713 | 1773.5666 | 1764.1357 | 9.4309 | 1732 | 41.3506 | 0.21487 | 0 | 0 | 0 | 0 | 0 | 0
2958 | 124 | 5 | 4 | 952.381 | 1250 | 35.7143 | 0 | 45.6754 | 2283.7707 | 2269.0512 | 14.7194 | 1732 | 548.9035 | 2.8523 | 0 | 0 | 0 | 0 | 0 | 0
2959 | 124 | 5 | 4 | 952.381 | 1250 | 35.7143 | 342.8571 | 52.6725 | 2633.6249 | 2615.279 | 18.3459 | 1732 | 896.9398 | 4.6608 | 0 | 0 | 0 | 0 | 0 | 0
2960 | 124 | 5 | 4 | 952.381 | 1250 | 35.7143 | 342.8571 | 52.6725 | 2633.6249 | 2615.279 | 18.3459 | 1732 | 896.9398 | 4.6608 | 0 | 0 | 0 | 0 | 0 | 0
2961 | 124 | 5 | 4 | 952.381 | 500 | 35.7143 | 342.8571 | 37.3664 | 1868.3188 | 1857.9057 | 10.413 | 1732 | 135.6104 | 0.70467 | 0 | 0 | 0 | 0 | 0 | 0
2962 | 124 | 5 | 4 | 952.381 | 0 | 35.7143 | 342.8571 | 27.1623 | 1358.1147 | 1351.021 | 7.0937 | 1351.0575 | 7.0205 | 0.036481 | 0 | 0 | 0 | 0 | 0 | 0
2963 | 124 | 5 | 4 | 952.381 | 0 | 35.7143 | 342.8571 | 27.1623 | 1358.1147 | 1351.021 | 7.0937 | 1351.0575 | 7.0205 | 0.036481 | 0 | 0 | 0 | 0 | 0 | 0
2964 | 124 | 5 | 4 | 952.381 | 0 | 35.7143 | 342.8571 | 27.1623 | 1358.1147 | 1351.021 | 7.0937 | 1351.0575 | 7.0205 | 0.036481 | 0 | 0 | 0 | 0 | 0 | 0
2965 | 124 | 5 | 4 | 952.381 | 0 | 35.7143 | 342.8571 | 27.1623 | 1358.1147 | 1351.021 | 7.0937 | 1351.0575 | 7.0205 | 0.036481 | 0 | 0 | 0 | 0 | 0 | 0
2966 | 124 | 5 | 4 | 952.381 | 0 | 35.7143 | 342.8571 | 27.1623 | 1358.1147 | 1351.021 | 7.0937 | 1351.0575 | 7.0205 | 0.036481 | 0 | 0 | 0 | 0 | 0 | 0
2967 | 124 | 5 | 4 | 952.381 | 0 | 35.7143 | 342.8571 | 27.1623 | 1358.1147 | 1351.021 | 7.0937 | 1351.0575 | 7.0205 | 0.036481 | 0 | 0 | 0 | 0 | 0 | 0
2968 | 124 | 5 | 4 | 952.381 | 0 | 35.7143 | 342.8571 | 27.1623 | 1358.1147 | 1351.021 | 7.0937 | 1351.0575 | 7.0205 | 0.036481 | 0 | 0 | 0 | 0 | 0 | 0
2969 | 124 | 5 | 4 | 952.381 | 0 | 35.7143 | 0 | 20.1652 | 1008.2604 | 1002.9941 | 5.2663 | 1003.0212 | 5.212 | 0.027083 | 0 | 0 | 0 | 0 | 0 | 0
2970 | 124 | 5 | 4 | 952.381 | 625 | 35.7143 | 0 | 32.9203 | 1646.0155 | 1637.4181 | 8.5974 | 1637.4624 | 8.5088 | 0.044214 | 0 | 0 | 0 | 0 | 0 | 0
2971 | 124 | 5 | 4 | 952.381 | 1250 | 35.7143 | 0 | 45.6754 | 2283.7707 | 2269.0512 | 14.7194 | 1732 | 548.9035 | 2.8523 | 0 | 0 | 0 | 0 | 0 | 0
2972 | 124 | 5 | 4 | 952.381 | 1250 | 35.7143 | 0 | 45.6754 | 2283.7707 | 2269.0512 | 14.7194 | 1732 | 548.9035 | 2.8523 | 0 | 0 | 0 | 0 | 0 | 0
2973 | 124 | 5 | 4 | 952.381 | 1250 | 35.7143 | 0 | 45.6754 | 2283.7707 | 2269.0512 | 14.7194 | 1732 | 548.9035 | 2.8523 | 0 | 0 | 0 | 0 | 0 | 0
2974 | 124 | 5 | 4 | 952.381 | 625 | 35.7143 | 0 | 32.9203 | 1646.0155 | 1637.4181 | 8.5974 | 1637.4624 | 8.5088 | 0.044214 | 0 | 0 | 0 | 0 | 0 | 0
2975 | 124 | 5 | 5 | 952.381 | 0 | 35.7143 | 0 | 20.1652 | 1008.2604 | 1002.9941 | 5.2663 | 1003.0212 | 5.212 | 0.027083 | 0 | 0 | 0 | 0 | 0 | 0
2976 | 125 | 5 | 5 | 952.381 | 0 | 35.7143 | 0 | 20.1652 | 1008.2604 | 1002.9941 | 5.2663 | 1003.0212 | 5.212 | 0.027083 | 0 | 0 | 0 | 0 | 0 | 0
2977 | 125 | 5 | 5 | 952.381 | 0 | 35.7143 | 0 | 20.1652 | 1008.2604 | 1002.9941 | 5.2663 | 1003.0212 | 5.212 | 0.027083 | 0 | 0 | 0 | 0 | 0 | 0
2978 | 125 | 5 | 5 | 952.381 | 0 | 35.7143 | 0 | 20.1652 | 1008.2604 | 1002.9941 | 5.2663 | 1003.0212 | 5.212 | 0.027083 | 0 | 0 | 0 | 0 | 0 | 0
2979 | 125 | 5 | 5 | 952.381 | 0 | 35.7143 | 0 | 20.1652 | 1008.2604 | 1002.9941 | 5.2663 | 1003.0212 | 5.212 | 0.027083 | 0 | 0 | 0 | 0 | 0 | 0
2980 | 125 | 5 | 5 | 952.381 | 0 | 35.7143 | 0 | 20.1652 | 1008.2604 | 1002.9941 | 5.2663 | 1003.0212 | 5.212 | 0.027083 | 0 | 0 | 0 | 0 | 0 | 0
2981 | 125 | 5 | 5 | 952.381 | 750 | 35.7143 | 0 | 35.4713 | 1773.5666 | 1764.1357 | 9.4309 | 1732 | 41.3506 | 0.21487 | 0 | 0 | 0 | 0 | 0 | 0
2982 | 125 | 5 | 5 | 952.381 | 1250 | 35.7143 | 0 | 45.6754 | 2283.7707 | 2269.0512 | 14.7194 | 1732 | 548.9035 | 2.8523 | 0 | 0 | 0 | 0 | 0 | 0
2983 | 125 | 5 | 5 | 952.381 | 1250 | 35.7143 | 342.8571 | 52.6725 | 2633.6249 | 2615.279 | 18.3459 | 1732 | 896.9398 | 4.6608 | 0 | 0 | 0 | 0 | 0 | 0
2984 | 125 | 5 | 5 | 952.381 | 1250 | 35.7143 | 342.8571 | 52.6725 | 2633.6249 | 2615.279 | 18.3459 | 1732 | 896.9398 | 4.6608 | 0 | 0 | 0 | 0 | 0 | 0
2985 | 125 | 5 | 5 | 952.381 | 500 | 35.7143 | 342.8571 | 37.3664 | 1868.3188 | 1857.9057 | 10.413 | 1732 | 135.6104 | 0.70467 | 0 | 0 | 0 | 0 | 0 | 0
2986 | 125 | 5 | 5 | 952.381 | 0 | 35.7143 | 342.8571 | 27.1623 | 1358.1147 | 1351.021 | 7.0937 | 1351.0575 | 7.0205 | 0.036481 | 0 | 0 | 0 | 0 | 0 | 0
2987 | 125 | 5 | 5 | 952.381 | 0 | 35.7143 | 342.8571 | 27.1623 | 1358.1147 | 1351.021 | 7.0937 | 1351.0575 | 7.0205 | 0.036481 | 0 | 0 | 0 | 0 | 0 | 0
2988 | 125 | 5 | 5 | 952.381 | 0 | 35.7143 | 342.8571 | 27.1623 | 1358.1147 | 1351.021 | 7.0937 | 1351.0575 | 7.0205 | 0.036481 | 0 | 0 | 0 | 0 | 0 | 0
2989 | 125 | 5 | 5 | 952.381 | 0 | 35.7143 | 342.8571 | 27.1623 | 1358.1147 | 1351.021 | 7.0937 | 1351.0575 | 7.0205 | 0.036481 | 0 | 0 | 0 | 0 | 0 | 0
2990 | 125 | 5 | 5 | 952.381 | 0 | 35.7143 | 342.8571 | 27.1623 | 1358.1147 | 1351.021 | 7.0937 | 1351.0575 | 7.0205 | 0.036481 | 0 | 0 | 0 | 0 | 0 | 0
2991 | 125 | 5 | 5 | 952.381 | 0 | 35.7143 | 342.8571 | 27.1623 | 1358.1147 | 1351.021 | 7.0937 | 1351.0575 | 7.0205 | 0.036481 | 0 | 0 | 0 | 0 | 0 | 0
2992 | 125 | 5 | 5 | 952.381 | 0 | 35.7143 | 342.8571 | 27.1623 | 1358.1147 | 1351.021 | 7.0937 | 1351.0575 | 7.0205 | 0.036481 | 0 | 0 | 0 | 0 | 0 | 0
2993 | 125 | 5 | 5 | 952.381 | 0 | 35.7143 | 0 | 20.1652 | 1008.2604 | 1002.9941 | 5.2663 | 1003.0212 | 5.212 | 0.027083 | 0 | 0 | 0 | 0 | 0 | 0
2994 | 125 | 5 | 5 | 952.381 | 625 | 35.7143 | 0 | 32.9203 | 1646.0155 | 1637.4181 | 8.5974 | 1637.4624 | 8.5088 | 0.044214 | 0 | 0 | 0 | 0 | 0 | 0
2995 | 125 | 5 | 5 | 952.381 | 1250 | 35.7143 | 0 | 45.6754 | 2283.7707 | 2269.0512 | 14.7194 | 1732 | 548.9035 | 2.8523 | 0 | 0 | 0 | 0 | 0 | 0
2996 | 125 | 5 | 5 | 952.381 | 1250 | 35.7143 | 0 | 45.6754 | 2283.7707 | 2269.0512 | 14.7194 | 1732 | 548.9035 | 2.8523 | 0 | 0 | 0 | 0 | 0 | 0
2997 | 125 | 5 | 5 | 952.381 | 1250 | 35.7143 | 0 | 45.6754 | 2283.7707 | 2269.0512 | 14.7194 | 1732 | 548.9035 | 2.8523 | 0 | 0 | 0 | 0 | 0 | 0
2998 | 125 | 5 | 5 | 952.381 | 625 | 35.7143 | 0 | 32.9203 | 1646.0155 | 1637.4181 | 8.5974 | 1637.4624 | 8.5088 | 0.044214 | 0 | 0 | 0 | 0 | 0 | 0
2999 | 125 | 5 | 6 | 952.381 | 0 | 35.7143 | 0 | 20.1652 | 1008.2604 | 1002.9941 | 5.2663 | 1003.0212 | 5.212 | 0.027083 | 0 | 0 | 0 | 0 | 0 | 0
3000 | 126 | 5 | 6 | 952.381 | 0 | 35.7143 | 0 | 20.1652 | 1008.2604 | 1002.9941 | 5.2663 | 1003.0212 | 5.212 | 0.027083 | 0 | 0 | 0 | 0 | 0 | 0
3001 | 126 | 5 | 6 | 952.381 | 0 | 35.7143 | 0 | 20.1652 | 1008.2604 | 1002.9941 | 5.2663 | 1003.0212 | 5.212 | 0.027083 | 0 | 0 | 0 | 0 | 0 | 0
3002 | 126 | 5 | 6 | 952.381 | 0 | 35.7143 | 0 | 20.1652 | 1008.2604 | 1002.9941 | 5.2663 | 1003.0212 | 5.212 | 0.027083 | 0 | 0 | 0 | 0 | 0 | 0
3003 | 126 | 5 | 6 | 952.381 | 0 | 35.7143 | 0 | 20.1652 | 1008.2604 | 1002.9941 | 5.2663 | 1003.0212 | 5.212 | 0.027083 | 0 | 0 | 0 | 0 | 0 | 0
3004 | 126 | 5 | 6 | 952.381 | 0 | 35.7143 | 0 | 20.1652 | 1008.2604 | 1002.9941 | 5.2663 | 1003.0212 | 5.212 | 0.027083 | 0 | 0 | 0 | 0 | 0 | 0
3005 | 126 | 5 | 6 | 952.381 | 750 | 35.7143 | 0 | 35.4713 | 1773.5666 | 1764.1357 | 9.4309 | 1732 | 41.3506 | 0.21487 | 0 | 0 | 0 | 0 | 0 | 0
3006 | 126 | 5 | 6 | 952.381 | 1250 | 35.7143 | 0 | 45.6754 | 2283.7707 | 2269.0512 | 14.7194 | 1732 | 548.9035 | 2.8523 | 0 | 0 | 0 | 0 | 0 | 0
3007 | 126 | 5 | 6 | 952.381 | 1250 | 35.7143 | 342.8571 | 52.6725 | 2633.6249 | 2615.279 | 18.3459 | 1732 | 896.9398 | 4.6608 | 0 | 0 | 0 | 0 | 0 | 0
3008 | 126 | 5 | 6 | 952.381 | 1250 | 35.7143 | 342.8571 | 52.6725 | 2633.6249 | 2615.279 | 18.3459 | 1732 | 896.9398 | 4.6608 | 0 | 0 | 0 | 0 | 0 | 0
3009 | 126 | 5 | 6 | 952.381 | 500 | 35.7143 | 342.8571 | 37.3664 | 1868.3188 | 1857.9057 | 10.413 | 1732 | 135.6104 | 0.70467 | 0 | 0 | 0 | 0 | 0 | 0
3010 | 126 | 5 | 6 | 952.381 | 0 | 35.7143 | 342.8571 | 27.1623 | 1358.1147 | 1351.021 | 7.0937 | 1351.0575 | 7.0205 | 0.036481 | 0 | 0 | 0 | 0 | 0 | 0
3011 | 126 | 5 | 6 | 952.381 | 0 | 35.7143 | 342.8571 | 27.1623 | 1358.1147 | 1351.021 | 7.0937 | 1351.0575 | 7.0205 | 0.036481 | 0 | 0 | 0 | 0 | 0 | 0
3012 | 126 | 5 | 6 | 952.381 | 0 | 35.7143 | 342.8571 | 27.1623 | 1358.1147 | 1351.021 | 7.0937 | 1351.0575 | 7.0205 | 0.036481 | 0 | 0 | 0 | 0 | 0 | 0
3013 | 126 | 5 | 6 | 952.381 | 0 | 35.7143 | 342.8571 | 27.1623 | 1358.1147 | 1351.021 | 7.0937 | 1351.0575 | 7.0205 | 0.036481 | 0 | 0 | 0 | 0 | 0 | 0
3014 | 126 | 5 | 6 | 952.381 | 0 | 35.7143 | 342.8571 | 27.1623 | 1358.1147 | 1351.021 | 7.0937 | 1351.0575 | 7.0205 | 0.036481 | 0 | 0 | 0 | 0 | 0 | 0
3015 | 126 | 5 | 6 | 952.381 | 0 | 35.7143 | 342.8571 | 27.1623 | 1358.1147 | 1351.021 | 7.0937 | 1351.0575 | 7.0205 | 0.036481 | 0 | 0 | 0 | 0 | 0 | 0
3016 | 126 | 5 | 6 | 952.381 | 0 | 35.7143 | 342.8571 | 27.1623 | 1358.1147 | 1351.021 | 7.0937 | 1351.0575 | 7.0205 | 0.036481 | 0 | 0 | 0 | 0 | 0 | 0
3017 | 126 | 5 | 6 | 952.381 | 0 | 35.7143 | 0 | 20.1652 | 1008.2604 | 1002.9941 | 5.2663 | 1003.0212 | 5.212 | 0.027083 | 0 | 0 | 0 | 0 | 0 | 0
3018 | 126 | 5 | 6 | 952.381 | 625 | 35.7143 | 0 | 32.9203 | 1646.0155 | 1637.4181 | 8.5974 | 1637.4624 | 8.5088 | 0.044214 | 0 | 0 | 0 | 0 | 0 | 0
3019 | 126 | 5 | 6 | 952.381 | 1250 | 35.7143 | 0 | 45.6754 | 2283.7707 | 2269.0512 | 14.7194 | 1732 | 548.9035 | 2.8523 | 0 | 0 | 0 | 0 | 0 | 0
3020 | 126 | 5 | 6 | 952.381 | 1250 | 35.7143 | 0 | 45.6754 | 2283.7707 | 2269.0512 | 14.7194 | 1732 | 548.9035 | 2.8523 | 0 | 0 | 0 | 0 | 0 | 0
3021 | 126 | 5 | 6 | 952.381 | 1250 | 35.7143 | 0 | 45.6754 | 2283.7707 | 2269.0512 | 14.7194 | 1732 | 548.9035 | 2.8523 | 0 | 0 | 0 | 0 | 0 | 0
3022 | 126 | 5 | 6 | 952.381 | 625 | 35.7143 | 0 | 32.9203 | 1646.0155 | 1637.4181 | 8.5974 | 1637.4624 | 8.5088 | 0.044214 | 0 | 0 | 0 | 0 | 0 | 0
3023 | 126 | 5 | 7 | 952.381 | 0 | 35.7143 | 0 | 20.1652 | 1008.2604 | 1002.9941 | 5.2663 | 1003.0212 | 5.212 | 0.027083 | 0 | 0 | 0 | 0 | 0 | 0
3024 | 127 | 5 | 7 | 952.381 | 0 | 35.7143 | 0 | 20.1652 | 1008.2604 | 1002.9941 | 5.2663 | 1003.0212 | 5.212 | 0.027083 | 0 | 0 | 0 | 0 | 0 | 0
3025 | 127 | 5 | 7 | 952.381 | 0 | 35.7143 | 0 | 20.1652 | 1008.2604 | 1002.9941 | 5.2663 | 1003.0212 | 5.212 | 0.027083 | 0 | 0 | 0 | 0 | 0 | 0
3026 | 127 | 5 | 7 | 952.381 | 0 | 35.7143 | 0 | 20.1652 | 1008.2604 | 1002.9941 | 5.2663 | 1003.0212 | 5.212 | 0.027083 | 0 | 0 | 0 | 0 | 0 | 0
3027 | 127 | 5 | 7 | 952.381 | 0 | 35.7143 | 0 | 20.1652 | 1008.2604 | 1002.9941 | 5.2663 | 1003.0212 | 5.212 | 0.027083 | 0 | 0 | 0 | 0 | 0 | 0
3028 | 127 | 5 | 7 | 952.381 | 0 | 35.7143 | 0 | 20.1652 | 1008.2604 | 1002.9941 | 5.2663 | 1003.0212 | 5.212 | 0.027083 | 0 | 0 | 0 | 0 | 0 | 0
3029 | 127 | 5 | 7 | 952.381 | 750 | 35.7143 | 0 | 35.4713 | 1773.5666 | 1764.1357 | 9.4309 | 1732 | 41.3506 | 0.21487 | 0 | 0 | 0 | 0 | 0 | 0
3030 | 127 | 5 | 7 | 952.381 | 1250 | 35.7143 | 0 | 45.6754 | 2283.7707 | 2269.0512 | 14.7194 | 1732 | 548.9035 | 2.8523 | 0 | 0 | 0 | 0 | 0 | 0
3031 | 127 | 5 | 7 | 952.381 | 1250 | 35.7143 | 342.8571 | 52.6725 | 2633.6249 | 2615.279 | 18.3459 | 1732 | 896.9398 | 4.6608 | 0 | 0 | 0 | 0 | 0 | 0
3032 | 127 | 5 | 7 | 952.381 | 1250 | 35.7143 | 342.8571 | 52.6725 | 2633.6249 | 2615.279 | 18.3459 | 1732 | 896.9398 | 4.6608 | 0 | 0 | 0 | 0 | 0 | 0
3033 | 127 | 5 | 7 | 952.381 | 500 | 35.7143 | 342.8571 | 37.3664 | 1868.3188 | 1857.9057 | 10.413 | 1732 | 135.6104 | 0.70467 | 0 | 0 | 0 | 0 | 0 | 0
3034 | 127 | 5 | 7 | 952.381 | 0 | 35.7143 | 342.8571 | 27.1623 | 1358.1147 | 1351.021 | 7.0937 | 1351.0575 | 7.0205 | 0.036481 | 0 | 0 | 0 | 0 | 0 | 0
3035 | 127 | 5 | 7 | 952.381 | 0 | 35.7143 | 342.8571 | 27.1623 | 1358.1147 | 1351.021 | 7.0937 | 1351.0575 | 7.0205 | 0.036481 | 0 | 0 | 0 | 0 | 0 | 0
3036 | 127 | 5 | 7 | 952.381 | 0 | 35.7143 | 342.8571 | 27.1623 | 1358.1147 | 1351.021 | 7.0937 | 1351.0575 | 7.0205 | 0.036481 | 0 | 0 | 0 | 0 | 0 | 0
3037 | 127 | 5 | 7 | 952.381 | 0 | 35.7143 | 342.8571 | 27.1623 | 1358.1147 | 1351.021 | 7.0937 | 1351.0575 | 7.0205 | 0.036481 | 0 | 0 | 0 | 0 | 0 | 0
3038 | 127 | 5 | 7 | 952.381 | 0 | 35.7143 | 342.8571 | 27.1623 | 1358.1147 | 1351.021 | 7.0937 | 1351.0575 | 7.0205 | 0.036481 | 0 | 0 | 0 | 0 | 0 | 0
3039 | 127 | 5 | 7 | 952.381 | 0 | 35.7143 | 342.8571 | 27.1623 | 1358.1147 | 1351.021 | 7.0937 | 1351.0575 | 7.0205 | 0.036481 | 0 | 0 | 0 | 0 | 0 | 0
3040 | 127 | 5 | 7 | 952.381 | 0 | 35.7143 | 342.8571 | 27.1623 | 1358.1147 | 1351.021 | 7.0937 | 1351.0575 | 7.0205 | 0.036481 | 0 | 0 | 0 | 0 | 0 | 0
3041 | 127 | 5 | 7 | 952.381 | 0 | 35.7143 | 0 | 20.1652 | 1008.2604 | 1002.9941 | 5.2663 | 1003.0212 | 5.212 | 0.027083 | 0 | 0 | 0 | 0 | 0 | 0
3042 | 127 | 5 | 7 | 952.381 | 625 | 35.7143 | 0 | 32.9203 | 1646.0155 | 1637.4181 | 8.5974 | 1637.4624 | 8.5088 | 0.044214 | 0 | 0 | 0 | 0 | 0 | 0
3043 | 127 | 5 | 7 | 952.381 | 1250 | 35.7143 | 0 | 45.6754 | 2283.7707 | 2269.0512 | 14.7194 | 1732 | 548.9035 | 2.8523 | 0 | 0 | 0 | 0 | 0 | 0
3044 | 127 | 5 | 7 | 952.381 | 1250 | 35.7143 | 0 | 45.6754 | 2283.7707 | 2269.0512 | 14.7194 | 1732 | 548.9035 | 2.8523 | 0 | 0 | 0 | 0 | 0 | 0
3045 | 127 | 5 | 7 | 952.381 | 1250 | 35.7143 | 0 | 45.6754 | 2283.7707 | 2269.0512 | 14.7194 | 1732 | 548.9035 | 2.8523 | 0 | 0 | 0 | 0 | 0 | 0
3046 | 127 | 5 | 7 | 952.381 | 625 | 35.7143 | 0 | 32.9203 | 1646.0155 | 1637.4181 | 8.5974 | 1637.4624 | 8.5088 | 0.044214 | 0 | 0 | 0 | 0 | 0 | 0
3047 | 127 | 5 | 8 | 952.381 | 0 | 35.7143 | 0 | 20.1652 | 1008.2604 | 1002.9941 | 5.2663 | 1003.0212 | 5.212 | 0.027083 | 0 | 0 | 0 | 0 | 0 | 0
3048 | 128 | 5 | 8 | 952.381 | 0 | 35.7143 | 0 | 20.1652 | 1008.2604 | 1002.9941 | 5.2663 | 1003.0212 | 5.212 | 0.027083 | 0 | 0 | 0 | 0 | 0 | 0
3049 | 128 | 5 | 8 | 952.381 | 0 | 35.7143 | 0 | 20.1652 | 1008.2604 | 1002.9941 | 5.2663 | 1003.0212 | 5.212 | 0.027083 | 0 | 0 | 0 | 0 | 0 | 0
3050 | 128 | 5 | 8 | 952.381 | 0 | 35.7143 | 0 | 20.1652 | 1008.2604 | 1002.9941 | 5.2663 | 1003.0212 | 5.212 | 0.027083 | 0 | 0 | 0 | 0 | 0 | 0
3051 | 128 | 5 | 8 | 952.381 | 0 | 35.7143 | 0 | 20.1652 | 1008.2604 | 1002.9941 | 5.2663 | 1003.0212 | 5.212 | 0.027083 | 0 | 0 | 0 | 0 | 0 | 0
3052 | 128 | 5 | 8 | 952.381 | 0 | 35.7143 | 0 | 20.1652 | 1008.2604 | 1002.9941 | 5.2663 | 1003.0212 | 5.212 | 0.027083 | 0 | 0 | 0 | 0 | 0 | 0
3053 | 128 | 5 | 8 | 952.381 | 750 | 35.7143 | 0 | 35.4713 | 1773.5666 | 1764.1357 | 9.4309 | 1732 | 41.3506 | 0.21487 | 0 | 0 | 0 | 0 | 0 | 0
3054 | 128 | 5 | 8 | 952.381 | 1250 | 35.7143 | 0 | 45.6754 | 2283.7707 | 2269.0512 | 14.7194 | 1732 | 548.9035 | 2.8523 | 0 | 0 | 0 | 0 | 0 | 0
3055 | 128 | 5 | 8 | 952.381 | 1250 | 35.7143 | 342.8571 | 52.6725 | 2633.6249 | 2615.279 | 18.3459 | 1732 | 896.9398 | 4.6608 | 0 | 0 | 0 | 0 | 0 | 0
3056 | 128 | 5 | 8 | 952.381 | 1250 | 35.7143 | 342.8571 | 52.6725 | 2633.6249 | 2615.279 | 18.3459 | 1732 | 896.9398 | 4.6608 | 0 | 0 | 0 | 0 | 0 | 0
3057 | 128 | 5 | 8 | 952.381 | 500 | 35.7143 | 342.8571 | 37.3664 | 1868.3188 | 1857.9057 | 10.413 | 1732 | 135.6104 | 0.70467 | 0 | 0 | 0 | 0 | 0 | 0
3058 | 128 | 5 | 8 | 952.381 | 0 | 35.7143 | 342.8571 | 27.1623 | 1358.1147 | 1351.021 | 7.0937 | 1351.0575 | 7.0205 | 0.036481 | 0 | 0 | 0 | 0 | 0 | 0
3059 | 128 | 5 | 8 | 952.381 | 0 | 35.7143 | 342.8571 | 27.1623 | 1358.1147 | 1351.021 | 7.0937 | 1351.0575 | 7.0205 | 0.036481 | 0 | 0 | 0 | 0 | 0 | 0
3060 | 128 | 5 | 8 | 952.381 | 0 | 35.7143 | 342.8571 | 27.1623 | 1358.1147 | 1351.021 | 7.0937 | 1351.0575 | 7.0205 | 0.036481 | 0 | 0 | 0 | 0 | 0 | 0
3061 | 128 | 5 | 8 | 952.381 | 0 | 35.7143 | 342.8571 | 27.1623 | 1358.1147 | 1351.021 | 7.0937 | 1351.0575 | 7.0205 | 0.036481 | 0 | 0 | 0 | 0 | 0 | 0
3062 | 128 | 5 | 8 | 952.381 | 0 | 35.7143 | 342.8571 | 27.1623 | 1358.1147 | 1351.021 | 7.0937 | 1351.0575 | 7.0205 | 0.036481 | 0 | 0 | 0 | 0 | 0 | 0
3063 | 128 | 5 | 8 | 952.381 | 0 | 35.7143 | 342.8571 | 27.1623 | 1358.1147 | 1351.021 | 7.0937 | 1351.0575 | 7.0205 | 0.036481 | 0 | 0 | 0 | 0 | 0 | 0
3064 | 128 | 5 | 8 | 952.381 | 0 | 35.7143 | 342.8571 | 27.1623 | 1358.1147 | 1351.021 | 7.0937 | 1351.0575 | 7.0205 | 0.036481 | 0 | 0 | 0 | 0 | 0 | 0
3065 | 128 | 5 | 8 | 952.381 | 0 | 35.7143 | 0 | 20.1652 | 1008.2604 | 1002.9941 | 5.2663 | 1003.0212 | 5.212 | 0.027083 | 0 | 0 | 0 | 0 | 0 | 0
3066 | 128 | 5 | 8 | 952.381 | 625 | 35.7143 | 0 | 32.9203 | 1646.0155 | 1637.4181 | 8.5974 | 1637.4624 | 8.5088 | 0.044214 | 0 | 0 | 0 | 0 | 0 | 0
3067 | 128 | 5 | 8 | 952.381 | 1250 | 35.7143 | 0 | 45.6754 | 2283.7707 | 2269.0512 | 14.7194 | 1732 | 548.9035 | 2.8523 | 0 | 0 | 0 | 0 | 0 | 0
3068 | 128 | 5 | 8 | 952.381 | 1250 | 35.7143 | 0 | 45.6754 | 2283.7707 | 2269.0512 | 14.7194 | 1732 | 548.9035 | 2.8523 | 0 | 0 | 0 | 0 | 0 | 0
3069 | 128 | 5 | 8 | 952.381 | 1250 | 35.7143 | 0 | 45.6754 | 2283.7707 | 2269.0512 | 14.7194 | 1732 | 548.9035 | 2.8523 | 0 | 0 | 0 | 0 | 0 | 0
3070 | 128 | 5 | 8 | 952.381 | 625 | 35.7143 | 0 | 32.9203 | 1646.0155 | 1637.4181 | 8.5974 | 1637.4624 | 8.5088 | 0.044214 | 0 | 0 | 0 | 0 | 0 | 0
3071 | 128 | 5 | 9 | 952.381 | 0 | 35.7143 | 0 | 20.1652 | 1008.2604 | 1002.9941 | 5.2663 | 1003.0212 | 5.212 | 0.027083 | 0 | 0 | 0 | 0 | 0 | 0
3072 | 129 | 5 | 9 | 952.381 | 0 | 35.7143 | 0 | 20.1652 | 1008.2604 | 1002.9941 | 5.2663 | 1003.0212 | 5.212 | 0.027083 | 0 | 0 | 0 | 0 | 0 | 0
3073 | 129 | 5 | 9 | 952.381 | 0 | 35.7143 | 0 | 20.1652 | 1008.2604 | 1002.9941 | 5.2663 | 1003.0212 | 5.212 | 0.027083 | 0 | 0 | 0 | 0 | 0 | 0
3074 | 129 | 5 | 9 | 952.381 | 0 | 35.7143 | 0 | 20.1652 | 1008.2604 | 1002.9941 | 5.2663 | 1003.0212 | 5.212 | 0.027083 | 0 | 0 | 0 | 0 | 0 | 0
3075 | 129 | 5 | 9 | 952.381 | 0 | 35.7143 | 0 | 20.1652 | 1008.2604 | 1002.9941 | 5.2663 | 1003.0212 | 5.212 | 0.027083 | 0 | 0 | 0 | 0 | 0 | 0
3076 | 129 | 5 | 9 | 952.381 | 0 | 35.7143 | 0 | 20.1652 | 1008.2604 | 1002.9941 | 5.2663 | 1003.0212 | 5.212 | 0.027083 | 0 | 0 | 0 | 0 | 0 | 0
3077 | 129 | 5 | 9 | 952.381 | 750 | 35.7143 | 0 | 35.4713 | 1773.5666 | 1764.1357 | 9.4309 | 1732 | 41.3506 | 0.21487 | 0 | 0 | 0 | 0 | 0 | 0
3078 | 129 | 5 | 9 | 952.381 | 1250 | 35.7143 | 0 | 45.6754 | 2283.7707 | 2269.0512 | 14.7194 | 1732 | 548.9035 | 2.8523 | 0 | 0 | 0 | 0 | 0 | 0
3079 | 129 | 5 | 9 | 952.381 | 1250 | 35.7143 | 342.8571 | 52.6725 | 2633.6249 | 2615.279 | 18.3459 | 1732 | 896.9398 | 4.6608 | 0 | 0 | 0 | 0 | 0 | 0
3080 | 129 | 5 | 9 | 952.381 | 1250 | 35.7143 | 342.8571 | 52.6725 | 2633.6249 | 2615.279 | 18.3459 | 1732 | 896.9398 | 4.6608 | 0 | 0 | 0 | 0 | 0 | 0
3081 | 129 | 5 | 9 | 952.381 | 500 | 35.7143 | 342.8571 | 37.3664 | 1868.3188 | 1857.9057 | 10.413 | 1732 | 135.6104 | 0.70467 | 0 | 0 | 0 | 0 | 0 | 0
3082 | 129 | 5 | 9 | 952.381 | 0 | 35.7143 | 342.8571 | 27.1623 | 1358.1147 | 1351.021 | 7.0937 | 1351.0575 | 7.0205 | 0.036481 | 0 | 0 | 0 | 0 | 0 | 0
3083 | 129 | 5 | 9 | 952.381 | 0 | 35.7143 | 342.8571 | 27.1623 | 1358.1147 | 1351.021 | 7.0937 | 1351.0575 | 7.0205 | 0.036481 | 0 | 0 | 0 | 0 | 0 | 0
3084 | 129 | 5 | 9 | 952.381 | 0 | 35.7143 | 342.8571 | 27.1623 | 1358.1147 | 1351.021 | 7.0937 | 1351.0575 | 7.0205 | 0.036481 | 0 | 0 | 0 | 0 | 0 | 0
3085 | 129 | 5 | 9 | 952.381 | 0 | 35.7143 | 342.8571 | 27.1623 | 1358.1147 | 1351.021 | 7.0937 | 1351.0575 | 7.0205 | 0.036481 | 0 | 0 | 0 | 0 | 0 | 0
3086 | 129 | 5 | 9 | 952.381 | 0 | 35.7143 | 342.8571 | 27.1623 | 1358.1147 | 1351.021 | 7.0937 | 1351.0575 | 7.0205 | 0.036481 | 0 | 0 | 0 | 0 | 0 | 0
3087 | 129 | 5 | 9 | 952.381 | 0 | 35.7143 | 342.8571 | 27.1623 | 1358.1147 | 1351.021 | 7.0937 | 1351.0575 | 7.0205 | 0.036481 | 0 | 0 | 0 | 0 | 0 | 0
3088 | 129 | 5 | 9 | 952.381 | 0 | 35.7143 | 342.8571 | 27.1623 | 1358.1147 | 1351.021 | 7.0937 | 1351.0575 | 7.0205 | 0.036481 | 0 | 0 | 0 | 0 | 0 | 0
3089 | 129 | 5 | 9 | 952.381 | 0 | 35.7143 | 0 | 20.1652 | 1008.2604 | 1002.9941 | 5.2663 | 1003.0212 | 5.212 | 0.027083 | 0 | 0 | 0 | 0 | 0 | 0
3090 | 129 | 5 | 9 | 952.381 | 625 | 35.7143 | 0 | 32.9203 | 1646.0155 | 1637.4181 | 8.5974 | 1637.4624 | 8.5088 | 0.044214 | 0 | 0 | 0 | 0 | 0 | 0
3091 | 129 | 5 | 9 | 952.381 | 1250 | 35.7143 | 0 | 45.6754 | 2283.7707 | 2269.0512 | 14.7194 | 1732 | 548.9035 | 2.8523 | 0 | 0 | 0 | 0 | 0 | 0
3092 | 129 | 5 | 9 | 952.381 | 1250 | 35.7143 | 0 | 45.6754 | 2283.7707 | 2269.0512 | 14.7194 | 1732 | 548.9035 | 2.8523 | 0 | 0 | 0 | 0 | 0 | 0
3093 | 129 | 5 | 9 | 952.381 | 1250 | 35.7143 | 0 | 45.6754 | 2283.7707 | 2269.0512 | 14.7194 | 1732 | 548.9035 | 2.8523 | 0 | 0 | 0 | 0 | 0 | 0
3094 | 129 | 5 | 9 | 952.381 | 625 | 35.7143 | 0 | 32.9203 | 1646.0155 | 1637.4181 | 8.5974 | 1637.4624 | 8.5088 | 0.044214 | 0 | 0 | 0 | 0 | 0 | 0
3095 | 129 | 5 | 10 | 952.381 | 0 | 35.7143 | 0 | 20.1652 | 1008.2604 | 1002.9941 | 5.2663 | 1003.0212 | 5.212 | 0.027083 | 0 | 0 | 0 | 0 | 0 | 0
3096 | 130 | 5 | 10 | 952.381 | 0 | 35.7143 | 0 | 20.1652 | 1008.2604 | 1002.9941 | 5.2663 | 1003.0212 | 5.212 | 0.027083 | 0 | 0 | 0 | 0 | 0 | 0
3097 | 130 | 5 | 10 | 952.381 | 0 | 35.7143 | 0 | 20.1652 | 1008.2604 | 1002.9941 | 5.2663 | 1003.0212 | 5.212 | 0.027083 | 0 | 0 | 0 | 0 | 0 | 0
3098 | 130 | 5 | 10 | 952.381 | 0 | 35.7143 | 0 | 20.1652 | 1008.2604 | 1002.9941 | 5.2663 | 1003.0212 | 5.212 | 0.027083 | 0 | 0 | 0 | 0 | 0 | 0
3099 | 130 | 5 | 10 | 952.381 | 0 | 35.7143 | 0 | 20.1652 | 1008.2604 | 1002.9941 | 5.2663 | 1003.0212 | 5.212 | 0.027083 | 0 | 0 | 0 | 0 | 0 | 0
3100 | 130 | 5 | 10 | 952.381 | 0 | 35.7143 | 0 | 20.1652 | 1008.2604 | 1002.9941 | 5.2663 | 1003.0212 | 5.212 | 0.027083 | 0 | 0 | 0 | 0 | 0 | 0
3101 | 130 | 5 | 10 | 952.381 | 750 | 35.7143 | 0 | 35.4713 | 1773.5666 | 1764.1357 | 9.4309 | 1732 | 41.3506 | 0.21487 | 0 | 0 | 0 | 0 | 0 | 0
3102 | 130 | 5 | 10 | 952.381 | 1250 | 35.7143 | 0 | 45.6754 | 2283.7707 | 2269.0512 | 14.7194 | 1732 | 548.9035 | 2.8523 | 0 | 0 | 0 | 0 | 0 | 0
3103 | 130 | 5 | 10 | 952.381 | 1250 | 35.7143 | 342.8571 | 52.6725 | 2633.6249 | 2615.279 | 18.3459 | 1732 | 896.9398 | 4.6608 | 0 | 0 | 0 | 0 | 0 | 0
3104 | 130 | 5 | 10 | 952.381 | 1250 | 35.7143 | 342.8571 | 52.6725 | 2633.6249 | 2615.279 | 18.3459 | 1732 | 896.9398 | 4.6608 | 0 | 0 | 0 | 0 | 0 | 0
3105 | 130 | 5 | 10 | 952.381 | 500 | 35.7143 | 342.8571 | 37.3664 | 1868.3188 | 1857.9057 | 10.413 | 1732 | 135.6104 | 0.70467 | 0 | 0 | 0 | 0 | 0 | 0
3106 | 130 | 5 | 10 | 952.381 | 0 | 35.7143 | 342.8571 | 27.1623 | 1358.1147 | 1351.021 | 7.0937 | 1351.0575 | 7.0205 | 0.036481 | 0 | 0 | 0 | 0 | 0 | 0
3107 | 130 | 5 | 10 | 952.381 | 0 | 35.7143 | 342.8571 | 27.1623 | 1358.1147 | 1351.021 | 7.0937 | 1351.0575 | 7.0205 | 0.036481 | 0 | 0 | 0 | 0 | 0 | 0
3108 | 130 | 5 | 10 | 952.381 | 0 | 35.7143 | 342.8571 | 27.1623 | 1358.1147 | 1351.021 | 7.0937 | 1351.0575 | 7.0205 | 0.036481 | 0 | 0 | 0 | 0 | 0 | 0
3109 | 130 | 5 | 10 | 952.381 | 0 | 35.7143 | 342.8571 | 27.1623 | 1358.1147 | 1351.021 | 7.0937 | 1351.0575 | 7.0205 | 0.036481 | 0 | 0 | 0 | 0 | 0 | 0
3110 | 130 | 5 | 10 | 952.381 | 0 | 35.7143 | 342.8571 | 27.1623 | 1358.1147 | 1351.021 | 7.0937 | 1351.0575 | 7.0205 | 0.036481 | 0 | 0 | 0 | 0 | 0 | 0
3111 | 130 | 5 | 10 | 952.381 | 0 | 35.7143 | 342.8571 | 27.1623 | 1358.1147 | 1351.021 | 7.0937 | 1351.0575 | 7.0205 | 0.036481 | 0 | 0 | 0 | 0 | 0 | 0
3112 | 130 | 5 | 10 | 952.381 | 0 | 35.7143 | 342.8571 | 27.1623 | 1358.1147 | 1351.021 | 7.0937 | 1351.0575 | 7.0205 | 0.036481 | 0 | 0 | 0 | 0 | 0 | 0
3113 | 130 | 5 | 10 | 952.381 | 0 | 35.7143 | 0 | 20.1652 | 1008.2604 | 1002.9941 | 5.2663 | 1003.0212 | 5.212 | 0.027083 | 0 | 0 | 0 | 0 | 0 | 0
3114 | 130 | 5 | 10 | 952.381 | 625 | 35.7143 | 0 | 32.9203 | 1646.0155 | 1637.4181 | 8.5974 | 1637.4624 | 8.5088 | 0.044214 | 0 | 0 | 0 | 0 | 0 | 0
3115 | 130 | 5 | 10 | 952.381 | 1250 | 35.7143 | 0 | 45.6754 | 2283.7707 | 2269.0512 | 14.7194 | 1732 | 548.9035 | 2.8523 | 0 | 0 | 0 | 0 | 0 | 0
3116 | 130 | 5 | 10 | 952.381 | 1250 | 35.7143 | 0 | 45.6754 | 2283.7707 | 2269.0512 | 14.7194 | 1732 | 548.9035 | 2.8523 | 0 | 0 | 0 | 0 | 0 | 0
3117 | 130 | 5 | 10 | 952.381 | 1250 | 35.7143 | 0 | 45.6754 | 2283.7707 | 2269.0512 | 14.7194 | 1732 | 548.9035 | 2.8523 | 0 | 0 | 0 | 0 | 0 | 0
3118 | 130 | 5 | 10 | 952.381 | 625 | 35.7143 | 0 | 32.9203 | 1646.0155 | 1637.4181 | 8.5974 | 1637.4624 | 8.5088 | 0.044214 | 0 | 0 | 0 | 0 | 0 | 0
3119 | 130 | 5 | 11 | 952.381 | 0 | 35.7143 | 0 | 20.1652 | 1008.2604 | 1002.9941 | 5.2663 | 1003.0212 | 5.212 | 0.027083 | 0 | 0 | 0 | 0 | 0 | 0
3120 | 131 | 5 | 11 | 952.381 | 0 | 35.7143 | 0 | 20.1652 | 1008.2604 | 1002.9941 | 5.2663 | 1003.0212 | 5.212 | 0.027083 | 0 | 0 | 0 | 0 | 0 | 0
3121 | 131 | 5 | 11 | 952.381 | 0 | 35.7143 | 0 | 20.1652 | 1008.2604 | 1002.9941 | 5.2663 | 1003.0212 | 5.212 | 0.027083 | 0 | 0 | 0 | 0 | 0 | 0
3122 | 131 | 5 | 11 | 952.381 | 0 | 35.7143 | 0 | 20.1652 | 1008.2604 | 1002.9941 | 5.2663 | 1003.0212 | 5.212 | 0.027083 | 0 | 0 | 0 | 0 | 0 | 0
3123 | 131 | 5 | 11 | 952.381 | 0 | 35.7143 | 0 | 20.1652 | 1008.2604 | 1002.9941 | 5.2663 | 1003.0212 | 5.212 | 0.027083 | 0 | 0 | 0 | 0 | 0 | 0
3124 | 131 | 5 | 11 | 952.381 | 0 | 35.7143 | 0 | 20.1652 | 1008.2604 | 1002.9941 | 5.2663 | 1003.0212 | 5.212 | 0.027083 | 0 | 0 | 0 | 0 | 0 | 0
3125 | 131 | 5 | 11 | 952.381 | 750 | 35.7143 | 0 | 35.4713 | 1773.5666 | 1764.1357 | 9.4309 | 1732 | 41.3506 | 0.21487 | 0 | 0 | 0 | 0 | 0 | 0
3126 | 131 | 5 | 11 | 952.381 | 1250 | 35.7143 | 0 | 45.6754 | 2283.7707 | 2269.0512 | 14.7194 | 1732 | 548.9035 | 2.8523 | 0 | 0 | 0 | 0 | 0 | 0
3127 | 131 | 5 | 11 | 952.381 | 1250 | 35.7143 | 342.8571 | 52.6725 | 2633.6249 | 2615.279 | 18.3459 | 1732 | 896.9398 | 4.6608 | 0 | 0 | 0 | 0 | 0 | 0
3128 | 131 | 5 | 11 | 952.381 | 1250 | 35.7143 | 342.8571 | 52.6725 | 2633.6249 | 2615.279 | 18.3459 | 1732 | 896.9398 | 4.6608 | 0 | 0 | 0 | 0 | 0 | 0
3129 | 131 | 5 | 11 | 952.381 | 500 | 35.7143 | 342.8571 | 37.3664 | 1868.3188 | 1857.9057 | 10.413 | 1732 | 135.6104 | 0.70467 | 0 | 0 | 0 | 0 | 0 | 0
3130 | 131 | 5 | 11 | 952.381 | 0 | 35.7143 | 342.8571 | 27.1623 | 1358.1147 | 1351.021 | 7.0937 | 1351.0575 | 7.0205 | 0.036481 | 0 | 0 | 0 | 0 | 0 | 0
3131 | 131 | 5 | 11 | 952.381 | 0 | 35.7143 | 342.8571 | 27.1623 | 1358.1147 | 1351.021 | 7.0937 | 1351.0575 | 7.0205 | 0.036481 | 0 | 0 | 0 | 0 | 0 | 0
3132 | 131 | 5 | 11 | 952.381 | 0 | 35.7143 | 342.8571 | 27.1623 | 1358.1147 | 1351.021 | 7.0937 | 1351.0575 | 7.0205 | 0.036481 | 0 | 0 | 0 | 0 | 0 | 0
3133 | 131 | 5 | 11 | 952.381 | 0 | 35.7143 | 342.8571 | 27.1623 | 1358.1147 | 1351.021 | 7.0937 | 1351.0575 | 7.0205 | 0.036481 | 0 | 0 | 0 | 0 | 0 | 0
3134 | 131 | 5 | 11 | 952.381 | 0 | 35.7143 | 342.8571 | 27.1623 | 1358.1147 | 1351.021 | 7.0937 | 1351.0575 | 7.0205 | 0.036481 | 0 | 0 | 0 | 0 | 0 | 0
3135 | 131 | 5 | 11 | 952.381 | 0 | 35.7143 | 342.8571 | 27.1623 | 1358.1147 | 1351.021 | 7.0937 | 1351.0575 | 7.0205 | 0.036481 | 0 | 0 | 0 | 0 | 0 | 0
3136 | 131 | 5 | 11 | 952.381 | 0 | 35.7143 | 342.8571 | 27.1623 | 1358.1147 | 1351.021 | 7.0937 | 1351.0575 | 7.0205 | 0.036481 | 0 | 0 | 0 | 0 | 0 | 0
3137 | 131 | 5 | 11 | 952.381 | 0 | 35.7143 | 0 | 20.1652 | 1008.2604 | 1002.9941 | 5.2663 | 1003.0212 | 5.212 | 0.027083 | 0 | 0 | 0 | 0 | 0 | 0
3138 | 131 | 5 | 11 | 952.381 | 625 | 35.7143 | 0 | 32.9203 | 1646.0155 | 1637.4181 | 8.5974 | 1637.4624 | 8.5088 | 0.044214 | 0 | 0 | 0 | 0 | 0 | 0
3139 | 131 | 5 | 11 | 952.381 | 1250 | 35.7143 | 0 | 45.6754 | 2283.7707 | 2269.0512 | 14.7194 | 1732 | 548.9035 | 2.8523 | 0 | 0 | 0 | 0 | 0 | 0
3140 | 131 | 5 | 11 | 952.381 | 1250 | 35.7143 | 0 | 45.6754 | 2283.7707 | 2269.0512 | 14.7194 | 1732 | 548.9035 | 2.8523 | 0 | 0 | 0 | 0 | 0 | 0
3141 | 131 | 5 | 11 | 952.381 | 1250 | 35.7143 | 0 | 45.6754 | 2283.7707 | 2269.0512 | 14.7194 | 1732 | 548.9035 | 2.8523 | 0 | 0 | 0 | 0 | 0 | 0
3142 | 131 | 5 | 11 | 952.381 | 625 | 35.7143 | 0 | 32.9203 | 1646.0155 | 1637.4181 | 8.5974 | 1637.4624 | 8.5088 | 0.044214 | 0 | 0 | 0 | 0 | 0 | 0
3143 | 131 | 5 | 12 | 952.381 | 0 | 35.7143 | 0 | 20.1652 | 1008.2604 | 1002.9941 | 5.2663 | 1003.0212 | 5.212 | 0.027083 | 0 | 0 | 0 | 0 | 0 | 0
3144 | 132 | 5 | 12 | 952.381 | 0 | 35.7143 | 0 | 20.1652 | 1008.2604 | 1002.9941 | 5.2663 | 1003.0212 | 5.212 | 0.027083 | 0 | 0 | 0 | 0 | 0 | 0
3145 | 132 | 5 | 12 | 952.381 | 0 | 35.7143 | 0 | 20.1652 | 1008.2604 | 1002.9941 | 5.2663 | 1003.0212 | 5.212 | 0.027083 | 0 | 0 | 0 | 0 | 0 | 0
3146 | 132 | 5 | 12 | 952.381 | 0 | 35.7143 | 0 | 20.1652 | 1008.2604 | 1002.9941 | 5.2663 | 1003.0212 | 5.212 | 0.027083 | 0 | 0 | 0 | 0 | 0 | 0
3147 | 132 | 5 | 12 | 952.381 | 0 | 35.7143 | 0 | 20.1652 | 1008.2604 | 1002.9941 | 5.2663 | 1003.0212 | 5.212 | 0.027083 | 0 | 0 | 0 | 0 | 0 | 0
3148 | 132 | 5 | 12 | 952.381 | 0 | 35.7143 | 0 | 20.1652 | 1008.2604 | 1002.9941 | 5.2663 | 1003.0212 | 5.212 | 0.027083 | 0 | 0 | 0 | 0 | 0 | 0
3149 | 132 | 5 | 12 | 952.381 | 750 | 35.7143 | 0 | 35.4713 | 1773.5666 | 1764.1357 | 9.4309 | 1732 | 41.3506 | 0.21487 | 0 | 0 | 0 | 0 | 0 | 0
3150 | 132 | 5 | 12 | 952.381 | 1250 | 35.7143 | 0 | 45.6754 | 2283.7707 | 2269.0512 | 14.7194 | 1732 | 548.9035 | 2.8523 | 0 | 0 | 0 | 0 | 0 | 0
3151 | 132 | 5 | 12 | 952.381 | 1250 | 35.7143 | 342.8571 | 52.6725 | 2633.6249 | 2615.279 | 18.3459 | 1732 | 896.9398 | 4.6608 | 0 | 0 | 0 | 0 | 0 | 0
3152 | 132 | 5 | 12 | 952.381 | 1250 | 35.7143 | 342.8571 | 52.6725 | 2633.6249 | 2615.279 | 18.3459 | 1732 | 896.9398 | 4.6608 | 0 | 0 | 0 | 0 | 0 | 0
3153 | 132 | 5 | 12 | 952.381 | 500 | 35.7143 | 342.8571 | 37.3664 | 1868.3188 | 1857.9057 | 10.413 | 1732 | 135.6104 | 0.70467 | 0 | 0 | 0 | 0 | 0 | 0
3154 | 132 | 5 | 12 | 952.381 | 0 | 35.7143 | 342.8571 | 27.1623 | 1358.1147 | 1351.021 | 7.0937 | 1351.0575 | 7.0205 | 0.036481 | 0 | 0 | 0 | 0 | 0 | 0
3155 | 132 | 5 | 12 | 952.381 | 0 | 35.7143 | 342.8571 | 27.1623 | 1358.1147 | 1351.021 | 7.0937 | 1351.0575 | 7.0205 | 0.036481 | 0 | 0 | 0 | 0 | 0 | 0
3156 | 132 | 5 | 12 | 952.381 | 0 | 35.7143 | 342.8571 | 27.1623 | 1358.1147 | 1351.021 | 7.0937 | 1351.0575 | 7.0205 | 0.036481 | 0 | 0 | 0 | 0 | 0 | 0
3157 | 132 | 5 | 12 | 952.381 | 0 | 35.7143 | 342.8571 | 27.1623 | 1358.1147 | 1351.021 | 7.0937 | 1351.0575 | 7.0205 | 0.036481 | 0 | 0 | 0 | 0 | 0 | 0
3158 | 132 | 5 | 12 | 952.381 | 0 | 35.7143 | 342.8571 | 27.1623 | 1358.1147 | 1351.021 | 7.0937 | 1351.0575 | 7.0205 | 0.036481 | 0 | 0 | 0 | 0 | 0 | 0
3159 | 132 | 5 | 12 | 952.381 | 0 | 35.7143 | 342.8571 | 27.1623 | 1358.1147 | 1351.021 | 7.0937 | 1351.0575 | 7.0205 | 0.036481 | 0 | 0 | 0 | 0 | 0 | 0
3160 | 132 | 5 | 12 | 952.381 | 0 | 35.7143 | 342.8571 | 27.1623 | 1358.1147 | 1351.021 | 7.0937 | 1351.0575 | 7.0205 | 0.036481 | 0 | 0 | 0 | 0 | 0 | 0
3161 | 132 | 5 | 12 | 952.381 | 0 | 35.7143 | 0 | 20.1652 | 1008.2604 | 1002.9941 | 5.2663 | 1003.0212 | 5.212 | 0.027083 | 0 | 0 | 0 | 0 | 0 | 0
3162 | 132 | 5 | 12 | 952.381 | 625 | 35.7143 | 0 | 32.9203 | 1646.0155 | 1637.4181 | 8.5974 | 1637.4624 | 8.5088 | 0.044214 | 0 | 0 | 0 | 0 | 0 | 0
3163 | 132 | 5 | 12 | 952.381 | 1250 | 35.7143 | 0 | 45.6754 | 2283.7707 | 2269.0512 | 14.7194 | 1732 | 548.9035 | 2.8523 | 0 | 0 | 0 | 0 | 0 | 0
3164 | 132 | 5 | 12 | 952.381 | 1250 | 35.7143 | 0 | 45.6754 | 2283.7707 | 2269.0512 | 14.7194 | 1732 | 548.9035 | 2.8523 | 0 | 0 | 0 | 0 | 0 | 0
3165 | 132 | 5 | 12 | 952.381 | 1250 | 35.7143 | 0 | 45.6754 | 2283.7707 | 2269.0512 | 14.7194 | 1732 | 548.9035 | 2.8523 | 0 | 0 | 0 | 0 | 0 | 0
3166 | 132 | 5 | 12 | 952.381 | 625 | 35.7143 | 0 | 32.9203 | 1646.0155 | 1637.4181 | 8.5974 | 1637.4624 | 8.5088 | 0.044214 | 0 | 0 | 0 | 0 | 0 | 0
3167 | 132 | 5 | 13 | 952.381 | 0 | 35.7143 | 0 | 20.1652 | 1008.2604 | 1002.9941 | 5.2663 | 1003.0212 | 5.212 | 0.027083 | 0 | 0 | 0 | 0 | 0 | 0
3168 | 133 | 5 | 13 | 952.381 | 0 | 35.7143 | 0 | 20.1652 | 1008.2604 | 1002.9941 | 5.2663 | 1003.0212 | 5.212 | 0.027083 | 0 | 0 | 0 | 0 | 0 | 0
3169 | 133 | 5 | 13 | 952.381 | 0 | 35.7143 | 0 | 20.1652 | 1008.2604 | 1002.9941 | 5.2663 | 1003.0212 | 5.212 | 0.027083 | 0 | 0 | 0 | 0 | 0 | 0
3170 | 133 | 5 | 13 | 952.381 | 0 | 35.7143 | 0 | 20.1652 | 1008.2604 | 1002.9941 | 5.2663 | 1003.0212 | 5.212 | 0.027083 | 0 | 0 | 0 | 0 | 0 | 0
3171 | 133 | 5 | 13 | 952.381 | 0 | 35.7143 | 0 | 20.1652 | 1008.2604 | 1002.9941 | 5.2663 | 1003.0212 | 5.212 | 0.027083 | 0 | 0 | 0 | 0 | 0 | 0
3172 | 133 | 5 | 13 | 952.381 | 0 | 35.7143 | 0 | 20.1652 | 1008.2604 | 1002.9941 | 5.2663 | 1003.0212 | 5.212 | 0.027083 | 0 | 0 | 0 | 0 | 0 | 0
3173 | 133 | 5 | 13 | 952.381 | 750 | 35.7143 | 0 | 35.4713 | 1773.5666 | 1764.1357 | 9.4309 | 1732 | 41.3506 | 0.21487 | 0 | 0 | 0 | 0 | 0 | 0
3174 | 133 | 5 | 13 | 952.381 | 1250 | 35.7143 | 0 | 45.6754 | 2283.7707 | 2269.0512 | 14.7194 | 1732 | 548.9035 | 2.8523 | 0 | 0 | 0 | 0 | 0 | 0
3175 | 133 | 5 | 13 | 952.381 | 1250 | 35.7143 | 342.8571 | 52.6725 | 2633.6249 | 2615.279 | 18.3459 | 1732 | 896.9398 | 4.6608 | 0 | 0 | 0 | 0 | 0 | 0
3176 | 133 | 5 | 13 | 952.381 | 1250 | 35.7143 | 342.8571 | 52.6725 | 2633.6249 | 2615.279 | 18.3459 | 1732 | 896.9398 | 4.6608 | 0 | 0 | 0 | 0 | 0 | 0
3177 | 133 | 5 | 13 | 952.381 | 500 | 35.7143 | 342.8571 | 37.3664 | 1868.3188 | 1857.9057 | 10.413 | 1732 | 135.6104 | 0.70467 | 0 | 0 | 0 | 0 | 0 | 0
3178 | 133 | 5 | 13 | 952.381 | 0 | 35.7143 | 342.8571 | 27.1623 | 1358.1147 | 1351.021 | 7.0937 | 1351.0575 | 7.0205 | 0.036481 | 0 | 0 | 0 | 0 | 0 | 0
3179 | 133 | 5 | 13 | 952.381 | 0 | 35.7143 | 342.8571 | 27.1623 | 1358.1147 | 1351.021 | 7.0937 | 1351.0575 | 7.0205 | 0.036481 | 0 | 0 | 0 | 0 | 0 | 0
3180 | 133 | 5 | 13 | 952.381 | 0 | 35.7143 | 342.8571 | 27.1623 | 1358.1147 | 1351.021 | 7.0937 | 1351.0575 | 7.0205 | 0.036481 | 0 | 0 | 0 | 0 | 0 | 0
3181 | 133 | 5 | 13 | 952.381 | 0 | 35.7143 | 342.8571 | 27.1623 | 1358.1147 | 1351.021 | 7.0937 | 1351.0575 | 7.0205 | 0.036481 | 0 | 0 | 0 | 0 | 0 | 0
3182 | 133 | 5 | 13 | 952.381 | 0 | 35.7143 | 342.8571 | 27.1623 | 1358.1147 | 1351.021 | 7.0937 | 1351.0575 | 7.0205 | 0.036481 | 0 | 0 | 0 | 0 | 0 | 0
3183 | 133 | 5 | 13 | 952.381 | 0 | 35.7143 | 342.8571 | 27.1623 | 1358.1147 | 1351.021 | 7.0937 | 1351.0575 | 7.0205 | 0.036481 | 0 | 0 | 0 | 0 | 0 | 0
3184 | 133 | 5 | 13 | 952.381 | 0 | 35.7143 | 342.8571 | 27.1623 | 1358.1147 | 1351.021 | 7.0937 | 1351.0575 | 7.0205 | 0.036481 | 0 | 0 | 0 | 0 | 0 | 0
3185 | 133 | 5 | 13 | 952.381 | 0 | 35.7143 | 0 | 20.1652 | 1008.2604 | 1002.9941 | 5.2663 | 1003.0212 | 5.212 | 0.027083 | 0 | 0 | 0 | 0 | 0 | 0
3186 | 133 | 5 | 13 | 952.381 | 625 | 35.7143 | 0 | 32.9203 | 1646.0155 | 1637.4181 | 8.5974 | 1637.4624 | 8.5088 | 0.044214 | 0 | 0 | 0 | 0 | 0 | 0
3187 | 133 | 5 | 13 | 952.381 | 1250 | 35.7143 | 0 | 45.6754 | 2283.7707 | 2269.0512 | 14.7194 | 1732 | 548.9035 | 2.8523 | 0 | 0 | 0 | 0 | 0 | 0
3188 | 133 | 5 | 13 | 952.381 | 1250 | 35.7143 | 0 | 45.6754 | 2283.7707 | 2269.0512 | 14.7194 | 1732 | 548.9035 | 2.8523 | 0 | 0 | 0 | 0 | 0 | 0
3189 | 133 | 5 | 13 | 952.381 | 1250 | 35.7143 | 0 | 45.6754 | 2283.7707 | 2269.0512 | 14.7194 | 1732 | 548.9035 | 2.8523 | 0 | 0 | 0 | 0 | 0 | 0
3190 | 133 | 5 | 13 | 952.381 | 625 | 35.7143 | 0 | 32.9203 | 1646.0155 | 1637.4181 | 8.5974 | 1637.4624 | 8.5088 | 0.044214 | 0 | 0 | 0 | 0 | 0 | 0
3191 | 133 | 5 | 14 | 952.381 | 0 | 35.7143 | 0 | 20.1652 | 1008.2604 | 1002.9941 | 5.2663 | 1003.0212 | 5.212 | 0.027083 | 0 | 0 | 0 | 0 | 0 | 0
3192 | 134 | 5 | 14 | 952.381 | 0 | 35.7143 | 0 | 20.1652 | 1008.2604 | 1002.9941 | 5.2663 | 1003.0212 | 5.212 | 0.027083 | 0 | 0 | 0 | 0 | 0 | 0
3193 | 134 | 5 | 14 | 952.381 | 0 | 35.7143 | 0 | 20.1652 | 1008.2604 | 1002.9941 | 5.2663 | 1003.0212 | 5.212 | 0.027083 | 0 | 0 | 0 | 0 | 0 | 0
3194 | 134 | 5 | 14 | 952.381 | 0 | 35.7143 | 0 | 20.1652 | 1008.2604 | 1002.9941 | 5.2663 | 1003.0212 | 5.212 | 0.027083 | 0 | 0 | 0 | 0 | 0 | 0
3195 | 134 | 5 | 14 | 952.381 | 0 | 35.7143 | 0 | 20.1652 | 1008.2604 | 1002.9941 | 5.2663 | 1003.0212 | 5.212 | 0.027083 | 0 | 0 | 0 | 0 | 0 | 0
3196 | 134 | 5 | 14 | 952.381 | 0 | 35.7143 | 0 | 20.1652 | 1008.2604 | 1002.9941 | 5.2663 | 1003.0212 | 5.212 | 0.027083 | 0 | 0 | 0 | 0 | 0 | 0
3197 | 134 | 5 | 14 | 952.381 | 750 | 35.7143 | 0 | 35.4713 | 1773.5666 | 1764.1357 | 9.4309 | 1732 | 41.3506 | 0.21487 | 0 | 0 | 0 | 0 | 0 | 0
3198 | 134 | 5 | 14 | 952.381 | 1250 | 35.7143 | 0 | 45.6754 | 2283.7707 | 2269.0512 | 14.7194 | 1732 | 548.9035 | 2.8523 | 0 | 0 | 0 | 0 | 0 | 0
3199 | 134 | 5 | 14 | 952.381 | 1250 | 35.7143 | 342.8571 | 52.6725 | 2633.6249 | 2615.279 | 18.3459 | 1732 | 896.9398 | 4.6608 | 0 | 0 | 0 | 0 | 0 | 0
3200 | 134 | 5 | 14 | 952.381 | 1250 | 35.7143 | 342.8571 | 52.6725 | 2633.6249 | 2615.279 | 18.3459 | 1732 | 896.9398 | 4.6608 | 0 | 0 | 0 | 0 | 0 | 0
3201 | 134 | 5 | 14 | 952.381 | 500 | 35.7143 | 342.8571 | 37.3664 | 1868.3188 | 1857.9057 | 10.413 | 1732 | 135.6104 | 0.70467 | 0 | 0 | 0 | 0 | 0 | 0
3202 | 134 | 5 | 14 | 952.381 | 0 | 35.7143 | 342.8571 | 27.1623 | 1358.1147 | 1351.021 | 7.0937 | 1351.0575 | 7.0205 | 0.036481 | 0 | 0 | 0 | 0 | 0 | 0
3203 | 134 | 5 | 14 | 952.381 | 0 | 35.7143 | 342.8571 | 27.1623 | 1358.1147 | 1351.021 | 7.0937 | 1351.0575 | 7.0205 | 0.036481 | 0 | 0 | 0 | 0 | 0 | 0
3204 | 134 | 5 | 14 | 952.381 | 0 | 35.7143 | 342.8571 | 27.1623 | 1358.1147 | 1351.021 | 7.0937 | 1351.0575 | 7.0205 | 0.036481 | 0 | 0 | 0 | 0 | 0 | 0
3205 | 134 | 5 | 14 | 952.381 | 0 | 35.7143 | 342.8571 | 27.1623 | 1358.1147 | 1351.021 | 7.0937 | 1351.0575 | 7.0205 | 0.036481 | 0 | 0 | 0 | 0 | 0 | 0
3206 | 134 | 5 | 14 | 952.381 | 0 | 35.7143 | 342.8571 | 27.1623 | 1358.1147 | 1351.021 | 7.0937 | 1351.0575 | 7.0205 | 0.036481 | 0 | 0 | 0 | 0 | 0 | 0
3207 | 134 | 5 | 14 | 952.381 | 0 | 35.7143 | 342.8571 | 27.1623 | 1358.1147 | 1351.021 | 7.0937 | 1351.0575 | 7.0205 | 0.036481 | 0 | 0 | 0 | 0 | 0 | 0
3208 | 134 | 5 | 14 | 952.381 | 0 | 35.7143 | 342.8571 | 27.1623 | 1358.1147 | 1351.021 | 7.0937 | 1351.0575 | 7.0205 | 0.036481 | 0 | 0 | 0 | 0 | 0 | 0
3209 | 134 | 5 | 14 | 952.381 | 0 | 35.7143 | 0 | 20.1652 | 1008.2604 | 1002.9941 | 5.2663 | 1003.0212 | 5.212 | 0.027083 | 0 | 0 | 0 | 0 | 0 | 0
3210 | 134 | 5 | 14 | 952.381 | 625 | 35.7143 | 0 | 32.9203 | 1646.0155 | 1637.4181 | 8.5974 | 1637.4624 | 8.5088 | 0.044214 | 0 | 0 | 0 | 0 | 0 | 0
3211 | 134 | 5 | 14 | 952.381 | 1250 | 35.7143 | 0 | 45.6754 | 2283.7707 | 2269.0512 | 14.7194 | 1732 | 548.9035 | 2.8523 | 0 | 0 | 0 | 0 | 0 | 0
3212 | 134 | 5 | 14 | 952.381 | 1250 | 35.7143 | 0 | 45.6754 | 2283.7707 | 2269.0512 | 14.7194 | 1732 | 548.9035 | 2.8523 | 0 | 0 | 0 | 0 | 0 | 0
3213 | 134 | 5 | 14 | 952.381 | 1250 | 35.7143 | 0 | 45.6754 | 2283.7707 | 2269.0512 | 14.7194 | 1732 | 548.9035 | 2.8523 | 0 | 0 | 0 | 0 | 0 | 0
3214 | 134 | 5 | 14 | 952.381 | 625 | 35.7143 | 0 | 32.9203 | 1646.0155 | 1637.4181 | 8.5974 | 1637.4624 | 8.5088 | 0.044214 | 0 | 0 | 0 | 0 | 0 | 0
3215 | 134 | 5 | 15 | 952.381 | 0 | 35.7143 | 0 | 20.1652 | 1008.2604 | 1002.9941 | 5.2663 | 1003.0212 | 5.212 | 0.027083 | 0 | 0 | 0 | 0 | 0 | 0
3216 | 135 | 5 | 15 | 952.381 | 0 | 35.7143 | 0 | 20.1652 | 1008.2604 | 1002.9941 | 5.2663 | 1003.0212 | 5.212 | 0.027083 | 0 | 0 | 0 | 0 | 0 | 0
3217 | 135 | 5 | 15 | 952.381 | 0 | 35.7143 | 0 | 20.1652 | 1008.2604 | 1002.9941 | 5.2663 | 1003.0212 | 5.212 | 0.027083 | 0 | 0 | 0 | 0 | 0 | 0
3218 | 135 | 5 | 15 | 952.381 | 0 | 35.7143 | 0 | 20.1652 | 1008.2604 | 1002.9941 | 5.2663 | 1003.0212 | 5.212 | 0.027083 | 0 | 0 | 0 | 0 | 0 | 0
3219 | 135 | 5 | 15 | 952.381 | 0 | 35.7143 | 0 | 20.1652 | 1008.2604 | 1002.9941 | 5.2663 | 1003.0212 | 5.212 | 0.027083 | 0 | 0 | 0 | 0 | 0 | 0
3220 | 135 | 5 | 15 | 952.381 | 0 | 35.7143 | 0 | 20.1652 | 1008.2604 | 1002.9941 | 5.2663 | 1003.0212 | 5.212 | 0.027083 | 0 | 0 | 0 | 0 | 0 | 0
3221 | 135 | 5 | 15 | 952.381 | 750 | 35.7143 | 0 | 35.4713 | 1773.5666 | 1764.1357 | 9.4309 | 1732 | 41.3506 | 0.21487 | 0 | 0 | 0 | 0 | 0 | 0
3222 | 135 | 5 | 15 | 952.381 | 1250 | 35.7143 | 0 | 45.6754 | 2283.7707 | 2269.0512 | 14.7194 | 1732 | 548.9035 | 2.8523 | 0 | 0 | 0 | 0 | 0 | 0
3223 | 135 | 5 | 15 | 952.381 | 1250 | 35.7143 | 342.8571 | 52.6725 | 2633.6249 | 2615.279 | 18.3459 | 1732 | 896.9398 | 4.6608 | 0 | 0 | 0 | 0 | 0 | 0
3224 | 135 | 5 | 15 | 952.381 | 1250 | 35.7143 | 342.8571 | 52.6725 | 2633.6249 | 2615.279 | 18.3459 | 1732 | 896.9398 | 4.6608 | 0 | 0 | 0 | 0 | 0 | 0
3225 | 135 | 5 | 15 | 952.381 | 500 | 35.7143 | 342.8571 | 37.3664 | 1868.3188 | 1857.9057 | 10.413 | 1732 | 135.6104 | 0.70467 | 0 | 0 | 0 | 0 | 0 | 0
3226 | 135 | 5 | 15 | 952.381 | 0 | 35.7143 | 342.8571 | 27.1623 | 1358.1147 | 1351.021 | 7.0937 | 1351.0575 | 7.0205 | 0.036481 | 0 | 0 | 0 | 0 | 0 | 0
3227 | 135 | 5 | 15 | 952.381 | 0 | 35.7143 | 342.8571 | 27.1623 | 1358.1147 | 1351.021 | 7.0937 | 1351.0575 | 7.0205 | 0.036481 | 0 | 0 | 0 | 0 | 0 | 0
3228 | 135 | 5 | 15 | 952.381 | 0 | 35.7143 | 342.8571 | 27.1623 | 1358.1147 | 1351.021 | 7.0937 | 1351.0575 | 7.0205 | 0.036481 | 0 | 0 | 0 | 0 | 0 | 0
3229 | 135 | 5 | 15 | 952.381 | 0 | 35.7143 | 342.8571 | 27.1623 | 1358.1147 | 1351.021 | 7.0937 | 1351.0575 | 7.0205 | 0.036481 | 0 | 0 | 0 | 0 | 0 | 0
3230 | 135 | 5 | 15 | 952.381 | 0 | 35.7143 | 342.8571 | 27.1623 | 1358.1147 | 1351.021 | 7.0937 | 1351.0575 | 7.0205 | 0.036481 | 0 | 0 | 0 | 0 | 0 | 0
3231 | 135 | 5 | 15 | 952.381 | 0 | 35.7143 | 342.8571 | 27.1623 | 1358.1147 | 1351.021 | 7.0937 | 1351.0575 | 7.0205 | 0.036481 | 0 | 0 | 0 | 0 | 0 | 0
3232 | 135 | 5 | 15 | 952.381 | 0 | 35.7143 | 342.8571 | 27.1623 | 1358.1147 | 1351.021 | 7.0937 | 1351.0575 | 7.0205 | 0.036481 | 0 | 0 | 0 | 0 | 0 | 0
3233 | 135 | 5 | 15 | 952.381 | 0 | 35.7143 | 0 | 20.1652 | 1008.2604 | 1002.9941 | 5.2663 | 1003.0212 | 5.212 | 0.027083 | 0 | 0 | 0 | 0 | 0 | 0
3234 | 135 | 5 | 15 | 952.381 | 625 | 35.7143 | 0 | 32.9203 | 1646.0155 | 1637.4181 | 8.5974 | 1637.4624 | 8.5088 | 0.044214 | 0 | 0 | 0 | 0 | 0 | 0
3235 | 135 | 5 | 15 | 952.381 | 1250 | 35.7143 | 0 | 45.6754 | 2283.7707 | 2269.0512 | 14.7194 | 1732 | 548.9035 | 2.8523 | 0 | 0 | 0 | 0 | 0 | 0
3236 | 135 | 5 | 15 | 952.381 | 1250 | 35.7143 | 0 | 45.6754 | 2283.7707 | 2269.0512 | 14.7194 | 1732 | 548.9035 | 2.8523 | 0 | 0 | 0 | 0 | 0 | 0
3237 | 135 | 5 | 15 | 952.381 | 1250 | 35.7143 | 0 | 45.6754 | 2283.7707 | 2269.0512 | 14.7194 | 1732 | 548.9035 | 2.8523 | 0 | 0 | 0 | 0 | 0 | 0
3238 | 135 | 5 | 15 | 952.381 | 625 | 35.7143 | 0 | 32.9203 | 1646.0155 | 1637.4181 | 8.5974 | 1637.4624 | 8.5088 | 0.044214 | 0 | 0 | 0 | 0 | 0 | 0
3239 | 135 | 5 | 16 | 952.381 | 0 | 35.7143 | 0 | 20.1652 | 1008.2604 | 1002.9941 | 5.2663 | 1003.0212 | 5.212 | 0.027083 | 0 | 0 | 0 | 0 | 0 | 0
3240 | 136 | 5 | 16 | 952.381 | 0 | 35.7143 | 0 | 20.1652 | 1008.2604 | 1002.9941 | 5.2663 | 1003.0212 | 5.212 | 0.027083 | 0 | 0 | 0 | 0 | 0 | 0
3241 | 136 | 5 | 16 | 952.381 | 0 | 35.7143 | 0 | 20.1652 | 1008.2604 | 1002.9941 | 5.2663 | 1003.0212 | 5.212 | 0.027083 | 0 | 0 | 0 | 0 | 0 | 0
3242 | 136 | 5 | 16 | 952.381 | 0 | 35.7143 | 0 | 20.1652 | 1008.2604 | 1002.9941 | 5.2663 | 1003.0212 | 5.212 | 0.027083 | 0 | 0 | 0 | 0 | 0 | 0
3243 | 136 | 5 | 16 | 952.381 | 0 | 35.7143 | 0 | 20.1652 | 1008.2604 | 1002.9941 | 5.2663 | 1003.0212 | 5.212 | 0.027083 | 0 | 0 | 0 | 0 | 0 | 0
3244 | 136 | 5 | 16 | 952.381 | 0 | 35.7143 | 0 | 20.1652 | 1008.2604 | 1002.9941 | 5.2663 | 1003.0212 | 5.212 | 0.027083 | 0 | 0 | 0 | 0 | 0 | 0
3245 | 136 | 5 | 16 | 952.381 | 750 | 35.7143 | 0 | 35.4713 | 1773.5666 | 1764.1357 | 9.4309 | 1732 | 41.3506 | 0.21487 | 0 | 0 | 0 | 0 | 0 | 0
3246 | 136 | 5 | 16 | 952.381 | 1250 | 35.7143 | 0 | 45.6754 | 2283.7707 | 2269.0512 | 14.7194 | 1732 | 548.9035 | 2.8523 | 0 | 0 | 0 | 0 | 0 | 0
3247 | 136 | 5 | 16 | 952.381 | 1250 | 35.7143 | 342.8571 | 52.6725 | 2633.6249 | 2615.279 | 18.3459 | 1732 | 896.9398 | 4.6608 | 0 | 0 | 0 | 0 | 0 | 0
3248 | 136 | 5 | 16 | 952.381 | 1250 | 35.7143 | 342.8571 | 52.6725 | 2633.6249 | 2615.279 | 18.3459 | 1732 | 896.9398 | 4.6608 | 0 | 0 | 0 | 0 | 0 | 0
3249 | 136 | 5 | 16 | 952.381 | 500 | 35.7143 | 342.8571 | 37.3664 | 1868.3188 | 1857.9057 | 10.413 | 1732 | 135.6104 | 0.70467 | 0 | 0 | 0 | 0 | 0 | 0
3250 | 136 | 5 | 16 | 952.381 | 0 | 35.7143 | 342.8571 | 27.1623 | 1358.1147 | 1351.021 | 7.0937 | 1351.0575 | 7.0205 | 0.036481 | 0 | 0 | 0 | 0 | 0 | 0
3251 | 136 | 5 | 16 | 952.381 | 0 | 35.7143 | 342.8571 | 27.1623 | 1358.1147 | 1351.021 | 7.0937 | 1351.0575 | 7.0205 | 0.036481 | 0 | 0 | 0 | 0 | 0 | 0
3252 | 136 | 5 | 16 | 952.381 | 0 | 35.7143 | 342.8571 | 27.1623 | 1358.1147 | 1351.021 | 7.0937 | 1351.0575 | 7.0205 | 0.036481 | 0 | 0 | 0 | 0 | 0 | 0
3253 | 136 | 5 | 16 | 952.381 | 0 | 35.7143 | 342.8571 | 27.1623 | 1358.1147 | 1351.021 | 7.0937 | 1351.0575 | 7.0205 | 0.036481 | 0 | 0 | 0 | 0 | 0 | 0
3254 | 136 | 5 | 16 | 952.381 | 0 | 35.7143 | 342.8571 | 27.1623 | 1358.1147 | 1351.021 | 7.0937 | 1351.0575 | 7.0205 | 0.036481 | 0 | 0 | 0 | 0 | 0 | 0
3255 | 136 | 5 | 16 | 952.381 | 0 | 35.7143 | 342.8571 | 27.1623 | 1358.1147 | 1351.021 | 7.0937 | 1351.0575 | 7.0205 | 0.036481 | 0 | 0 | 0 | 0 | 0 | 0
3256 | 136 | 5 | 16 | 952.381 | 0 | 35.7143 | 342.8571 | 27.1623 | 1358.1147 | 1351.021 | 7.0937 | 1351.0575 | 7.0205 | 0.036481 | 0 | 0 | 0 | 0 | 0 | 0
3257 | 136 | 5 | 16 | 952.381 | 0 | 35.7143 | 0 | 20.1652 | 1008.2604 | 1002.9941 | 5.2663 | 1003.0212 | 5.212 | 0.027083 | 0 | 0 | 0 | 0 | 0 | 0
3258 | 136 | 5 | 16 | 952.381 | 625 | 35.7143 | 0 | 32.9203 | 1646.0155 | 1637.4181 | 8.5974 | 1637.4624 | 8.5088 | 0.044214 | 0 | 0 | 0 | 0 | 0 | 0
3259 | 136 | 5 | 16 | 952.381 | 1250 | 35.7143 | 0 | 45.6754 | 2283.7707 | 2269.0512 | 14.7194 | 1732 | 548.9035 | 2.8523 | 0 | 0 | 0 | 0 | 0 | 0
3260 | 136 | 5 | 16 | 952.381 | 1250 | 35.7143 | 0 | 45.6754 | 2283.7707 | 2269.0512 | 14.7194 | 1732 | 548.9035 | 2.8523 | 0 | 0 | 0 | 0 | 0 | 0
3261 | 136 | 5 | 16 | 952.381 | 1250 | 35.7143 | 0 | 45.6754 | 2283.7707 | 2269.0512 | 14.7194 | 1732 | 548.9035 | 2.8523 | 0 | 0 | 0 | 0 | 0 | 0
3262 | 136 | 5 | 16 | 952.381 | 625 | 35.7143 | 0 | 32.9203 | 1646.0155 | 1637.4181 | 8.5974 | 1637.4624 | 8.5088 | 0.044214 | 0 | 0 | 0 | 0 | 0 | 0
3263 | 136 | 5 | 17 | 952.381 | 0 | 35.7143 | 0 | 20.1652 | 1008.2604 | 1002.9941 | 5.2663 | 1003.0212 | 5.212 | 0.027083 | 0 | 0 | 0 | 0 | 0 | 0
3264 | 137 | 5 | 17 | 952.381 | 0 | 35.7143 | 0 | 20.1652 | 1008.2604 | 1002.9941 | 5.2663 | 1003.0212 | 5.212 | 0.027083 | 0 | 0 | 0 | 0 | 0 | 0
3265 | 137 | 5 | 17 | 952.381 | 0 | 35.7143 | 0 | 20.1652 | 1008.2604 | 1002.9941 | 5.2663 | 1003.0212 | 5.212 | 0.027083 | 0 | 0 | 0 | 0 | 0 | 0
3266 | 137 | 5 | 17 | 952.381 | 0 | 35.7143 | 0 | 20.1652 | 1008.2604 | 1002.9941 | 5.2663 | 1003.0212 | 5.212 | 0.027083 | 0 | 0 | 0 | 0 | 0 | 0
3267 | 137 | 5 | 17 | 952.381 | 0 | 35.7143 | 0 | 20.1652 | 1008.2604 | 1002.9941 | 5.2663 | 1003.0212 | 5.212 | 0.027083 | 0 | 0 | 0 | 0 | 0 | 0
3268 | 137 | 5 | 17 | 952.381 | 0 | 35.7143 | 0 | 20.1652 | 1008.2604 | 1002.9941 | 5.2663 | 1003.0212 | 5.212 | 0.027083 | 0 | 0 | 0 | 0 | 0 | 0
3269 | 137 | 5 | 17 | 952.381 | 750 | 35.7143 | 0 | 35.4713 | 1773.5666 | 1764.1357 | 9.4309 | 1732 | 41.3506 | 0.21487 | 0 | 0 | 0 | 0 | 0 | 0
3270 | 137 | 5 | 17 | 952.381 | 1250 | 35.7143 | 0 | 45.6754 | 2283.7707 | 2269.0512 | 14.7194 | 1732 | 548.9035 | 2.8523 | 0 | 0 | 0 | 0 | 0 | 0
3271 | 137 | 5 | 17 | 952.381 | 1250 | 35.7143 | 342.8571 | 52.6725 | 2633.6249 | 2615.279 | 18.3459 | 1732 | 896.9398 | 4.6608 | 0 | 0 | 0 | 0 | 0 | 0
3272 | 137 | 5 | 17 | 952.381 | 1250 | 35.7143 | 342.8571 | 52.6725 | 2633.6249 | 2615.279 | 18.3459 | 1732 | 896.9398 | 4.6608 | 0 | 0 | 0 | 0 | 0 | 0
3273 | 137 | 5 | 17 | 952.381 | 500 | 35.7143 | 342.8571 | 37.3664 | 1868.3188 | 1857.9057 | 10.413 | 1732 | 135.6104 | 0.70467 | 0 | 0 | 0 | 0 | 0 | 0
3274 | 137 | 5 | 17 | 952.381 | 0 | 35.7143 | 342.8571 | 27.1623 | 1358.1147 | 1351.021 | 7.0937 | 1351.0575 | 7.0205 | 0.036481 | 0 | 0 | 0 | 0 | 0 | 0
3275 | 137 | 5 | 17 | 952.381 | 0 | 35.7143 | 342.8571 | 27.1623 | 1358.1147 | 1351.021 | 7.0937 | 1351.0575 | 7.0205 | 0.036481 | 0 | 0 | 0 | 0 | 0 | 0
3276 | 137 | 5 | 17 | 952.381 | 0 | 35.7143 | 342.8571 | 27.1623 | 1358.1147 | 1351.021 | 7.0937 | 1351.0575 | 7.0205 | 0.036481 | 0 | 0 | 0 | 0 | 0 | 0
3277 | 137 | 5 | 17 | 952.381 | 0 | 35.7143 | 342.8571 | 27.1623 | 1358.1147 | 1351.021 | 7.0937 | 1351.0575 | 7.0205 | 0.036481 | 0 | 0 | 0 | 0 | 0 | 0
3278 | 137 | 5 | 17 | 952.381 | 0 | 35.7143 | 342.8571 | 27.1623 | 1358.1147 | 1351.021 | 7.0937 | 1351.0575 | 7.0205 | 0.036481 | 0 | 0 | 0 | 0 | 0 | 0
3279 | 137 | 5 | 17 | 952.381 | 0 | 35.7143 | 342.8571 | 27.1623 | 1358.1147 | 1351.021 | 7.0937 | 1351.0575 | 7.0205 | 0.036481 | 0 | 0 | 0 | 0 | 0 | 0
3280 | 137 | 5 | 17 | 952.381 | 0 | 35.7143 | 342.8571 | 27.1623 | 1358.1147 | 1351.021 | 7.0937 | 1351.0575 | 7.0205 | 0.036481 | 0 | 0 | 0 | 0 | 0 | 0
3281 | 137 | 5 | 17 | 952.381 | 0 | 35.7143 | 0 | 20.1652 | 1008.2604 | 1002.9941 | 5.2663 | 1003.0212 | 5.212 | 0.027083 | 0 | 0 | 0 | 0 | 0 | 0
3282 | 137 | 5 | 17 | 952.381 | 625 | 35.7143 | 0 | 32.9203 | 1646.0155 | 1637.4181 | 8.5974 | 1637.4624 | 8.5088 | 0.044214 | 0 | 0 | 0 | 0 | 0 | 0
3283 | 137 | 5 | 17 | 952.381 | 1250 | 35.7143 | 0 | 45.6754 | 2283.7707 | 2269.0512 | 14.7194 | 1732 | 548.9035 | 2.8523 | 0 | 0 | 0 | 0 | 0 | 0
3284 | 137 | 5 | 17 | 952.381 | 1250 | 35.7143 | 0 | 45.6754 | 2283.7707 | 2269.0512 | 14.7194 | 1732 | 548.9035 | 2.8523 | 0 | 0 | 0 | 0 | 0 | 0
3285 | 137 | 5 | 17 | 952.381 | 1250 | 35.7143 | 0 | 45.6754 | 2283.7707 | 2269.0512 | 14.7194 | 1732 | 548.9035 | 2.8523 | 0 | 0 | 0 | 0 | 0 | 0
3286 | 137 | 5 | 17 | 952.381 | 625 | 35.7143 | 0 | 32.9203 | 1646.0155 | 1637.4181 | 8.5974 | 1637.4624 | 8.5088 | 0.044214 | 0 | 0 | 0 | 0 | 0 | 0
3287 | 137 | 5 | 18 | 952.381 | 0 | 35.7143 | 0 | 20.1652 | 1008.2604 | 1002.9941 | 5.2663 | 1003.0212 | 5.212 | 0.027083 | 0 | 0 | 0 | 0 | 0 | 0
3288 | 138 | 5 | 18 | 952.381 | 0 | 35.7143 | 0 | 20.1652 | 1008.2604 | 1002.9941 | 5.2663 | 1003.0212 | 5.212 | 0.027083 | 0 | 0 | 0 | 0 | 0 | 0
3289 | 138 | 5 | 18 | 952.381 | 0 | 35.7143 | 0 | 20.1652 | 1008.2604 | 1002.9941 | 5.2663 | 1003.0212 | 5.212 | 0.027083 | 0 | 0 | 0 | 0 | 0 | 0
3290 | 138 | 5 | 18 | 952.381 | 0 | 35.7143 | 0 | 20.1652 | 1008.2604 | 1002.9941 | 5.2663 | 1003.0212 | 5.212 | 0.027083 | 0 | 0 | 0 | 0 | 0 | 0
3291 | 138 | 5 | 18 | 952.381 | 0 | 35.7143 | 0 | 20.1652 | 1008.2604 | 1002.9941 | 5.2663 | 1003.0212 | 5.212 | 0.027083 | 0 | 0 | 0 | 0 | 0 | 0
3292 | 138 | 5 | 18 | 952.381 | 0 | 35.7143 | 0 | 20.1652 | 1008.2604 | 1002.9941 | 5.2663 | 1003.0212 | 5.212 | 0.027083 | 0 | 0 | 0 | 0 | 0 | 0
3293 | 138 | 5 | 18 | 952.381 | 750 | 35.7143 | 0 | 35.4713 | 1773.5666 | 1764.1357 | 9.4309 | 1732 | 41.3506 | 0.21487 | 0 | 0 | 0 | 0 | 0 | 0
3294 | 138 | 5 | 18 | 952.381 | 1250 | 35.7143 | 0 | 45.6754 | 2283.7707 | 2269.0512 | 14.7194 | 1732 | 548.9035 | 2.8523 | 0 | 0 | 0 | 0 | 0 | 0
3295 | 138 | 5 | 18 | 952.381 | 1250 | 35.7143 | 342.8571 | 52.6725 | 2633.6249 | 2615.279 | 18.3459 | 1732 | 896.9398 | 4.6608 | 0 | 0 | 0 | 0 | 0 | 0
3296 | 138 | 5 | 18 | 952.381 | 1250 | 35.7143 | 342.8571 | 52.6725 | 2633.6249 | 2615.279 | 18.3459 | 1732 | 896.9398 | 4.6608 | 0 | 0 | 0 | 0 | 0 | 0
3297 | 138 | 5 | 18 | 952.381 | 500 | 35.7143 | 342.8571 | 37.3664 | 1868.3188 | 1857.9057 | 10.413 | 1732 | 135.6104 | 0.70467 | 0 | 0 | 0 | 0 | 0 | 0
3298 | 138 | 5 | 18 | 952.381 | 0 | 35.7143 | 342.8571 | 27.1623 | 1358.1147 | 1351.021 | 7.0937 | 1351.0575 | 7.0205 | 0.036481 | 0 | 0 | 0 | 0 | 0 | 0
3299 | 138 | 5 | 18 | 952.381 | 0 | 35.7143 | 342.8571 | 27.1623 | 1358.1147 | 1351.021 | 7.0937 | 1351.0575 | 7.0205 | 0.036481 | 0 | 0 | 0 | 0 | 0 | 0
3300 | 138 | 5 | 18 | 952.381 | 0 | 35.7143 | 342.8571 | 27.1623 | 1358.1147 | 1351.021 | 7.0937 | 1351.0575 | 7.0205 | 0.036481 | 0 | 0 | 0 | 0 | 0 | 0
3301 | 138 | 5 | 18 | 952.381 | 0 | 35.7143 | 342.8571 | 27.1623 | 1358.1147 | 1351.021 | 7.0937 | 1351.0575 | 7.0205 | 0.036481 | 0 | 0 | 0 | 0 | 0 | 0
3302 | 138 | 5 | 18 | 952.381 | 0 | 35.7143 | 342.8571 | 27.1623 | 1358.1147 | 1351.021 | 7.0937 | 1351.0575 | 7.0205 | 0.036481 | 0 | 0 | 0 | 0 | 0 | 0
3303 | 138 | 5 | 18 | 952.381 | 0 | 35.7143 | 342.8571 | 27.1623 | 1358.1147 | 1351.021 | 7.0937 | 1351.0575 | 7.0205 | 0.036481 | 0 | 0 | 0 | 0 | 0 | 0
3304 | 138 | 5 | 18 | 952.381 | 0 | 35.7143 | 342.8571 | 27.1623 | 1358.1147 | 1351.021 | 7.0937 | 1351.0575 | 7.0205 | 0.036481 | 0 | 0 | 0 | 0 | 0 | 0
3305 | 138 | 5 | 18 | 952.381 | 0 | 35.7143 | 0 | 20.1652 | 1008.2604 | 1002.9941 | 5.2663 | 1003.0212 | 5.212 | 0.027083 | 0 | 0 | 0 | 0 | 0 | 0
3306 | 138 | 5 | 18 | 952.381 | 625 | 35.7143 | 0 | 32.9203 | 1646.0155 | 1637.4181 | 8.5974 | 1637.4624 | 8.5088 | 0.044214 | 0 | 0 | 0 | 0 | 0 | 0
3307 | 138 | 5 | 18 | 952.381 | 1250 | 35.7143 | 0 | 45.6754 | 2283.7707 | 2269.0512 | 14.7194 | 1732 | 548.9035 | 2.8523 | 0 | 0 | 0 | 0 | 0 | 0
3308 | 138 | 5 | 18 | 952.381 | 1250 | 35.7143 | 0 | 45.6754 | 2283.7707 | 2269.0512 | 14.7194 | 1732 | 548.9035 | 2.8523 | 0 | 0 | 0 | 0 | 0 | 0
3309 | 138 | 5 | 18 | 952.381 | 1250 | 35.7143 | 0 | 45.6754 | 2283.7707 | 2269.0512 | 14.7194 | 1732 | 548.9035 | 2.8523 | 0 | 0 | 0 | 0 | 0 | 0
3310 | 138 | 5 | 18 | 952.381 | 625 | 35.7143 | 0 | 32.9203 | 1646.0155 | 1637.4181 | 8.5974 | 1637.4624 | 8.5088 | 0.044214 | 0 | 0 | 0 | 0 | 0 | 0
3311 | 138 | 5 | 19 | 952.381 | 0 | 35.7143 | 0 | 20.1652 | 1008.2604 | 1002.9941 | 5.2663 | 1003.0212 | 5.212 | 0.027083 | 0 | 0 | 0 | 0 | 0 | 0
3312 | 139 | 5 | 19 | 952.381 | 0 | 35.7143 | 0 | 20.1652 | 1008.2604 | 1002.9941 | 5.2663 | 1003.0212 | 5.212 | 0.027083 | 0 | 0 | 0 | 0 | 0 | 0
3313 | 139 | 5 | 19 | 952.381 | 0 | 35.7143 | 0 | 20.1652 | 1008.2604 | 1002.9941 | 5.2663 | 1003.0212 | 5.212 | 0.027083 | 0 | 0 | 0 | 0 | 0 | 0
3314 | 139 | 5 | 19 | 952.381 | 0 | 35.7143 | 0 | 20.1652 | 1008.2604 | 1002.9941 | 5.2663 | 1003.0212 | 5.212 | 0.027083 | 0 | 0 | 0 | 0 | 0 | 0
3315 | 139 | 5 | 19 | 952.381 | 0 | 35.7143 | 0 | 20.1652 | 1008.2604 | 1002.9941 | 5.2663 | 1003.0212 | 5.212 | 0.027083 | 0 | 0 | 0 | 0 | 0 | 0
3316 | 139 | 5 | 19 | 952.381 | 0 | 35.7143 | 0 | 20.1652 | 1008.2604 | 1002.9941 | 5.2663 | 1003.0212 | 5.212 | 0.027083 | 0 | 0 | 0 | 0 | 0 | 0
3317 | 139 | 5 | 19 | 952.381 | 750 | 35.7143 | 0 | 35.4713 | 1773.5666 | 1764.1357 | 9.4309 | 1732 | 41.3506 | 0.21487 | 0 | 0 | 0 | 0 | 0 | 0
3318 | 139 | 5 | 19 | 952.381 | 1250 | 35.7143 | 0 | 45.6754 | 2283.7707 | 2269.0512 | 14.7194 | 1732 | 548.9035 | 2.8523 | 0 | 0 | 0 | 0 | 0 | 0
3319 | 139 | 5 | 19 | 952.381 | 1250 | 35.7143 | 342.8571 | 52.6725 | 2633.6249 | 2615.279 | 18.3459 | 1732 | 896.9398 | 4.6608 | 0 | 0 | 0 | 0 | 0 | 0
3320 | 139 | 5 | 19 | 952.381 | 1250 | 35.7143 | 342.8571 | 52.6725 | 2633.6249 | 2615.279 | 18.3459 | 1732 | 896.9398 | 4.6608 | 0 | 0 | 0 | 0 | 0 | 0
3321 | 139 | 5 | 19 | 952.381 | 500 | 35.7143 | 342.8571 | 37.3664 | 1868.3188 | 1857.9057 | 10.413 | 1732 | 135.6104 | 0.70467 | 0 | 0 | 0 | 0 | 0 | 0
3322 | 139 | 5 | 19 | 952.381 | 0 | 35.7143 | 342.8571 | 27.1623 | 1358.1147 | 1351.021 | 7.0937 | 1351.0575 | 7.0205 | 0.036481 | 0 | 0 | 0 | 0 | 0 | 0
3323 | 139 | 5 | 19 | 952.381 | 0 | 35.7143 | 342.8571 | 27.1623 | 1358.1147 | 1351.021 | 7.0937 | 1351.0575 | 7.0205 | 0.036481 | 0 | 0 | 0 | 0 | 0 | 0
3324 | 139 | 5 | 19 | 952.381 | 0 | 35.7143 | 342.8571 | 27.1623 | 1358.1147 | 1351.021 | 7.0937 | 1351.0575 | 7.0205 | 0.036481 | 0 | 0 | 0 | 0 | 0 | 0
3325 | 139 | 5 | 19 | 952.381 | 0 | 35.7143 | 342.8571 | 27.1623 | 1358.1147 | 1351.021 | 7.0937 | 1351.0575 | 7.0205 | 0.036481 | 0 | 0 | 0 | 0 | 0 | 0
3326 | 139 | 5 | 19 | 952.381 | 0 | 35.7143 | 342.8571 | 27.1623 | 1358.1147 | 1351.021 | 7.0937 | 1351.0575 | 7.0205 | 0.036481 | 0 | 0 | 0 | 0 | 0 | 0
3327 | 139 | 5 | 19 | 952.381 | 0 | 35.7143 | 342.8571 | 27.1623 | 1358.1147 | 1351.021 | 7.0937 | 1351.0575 | 7.0205 | 0.036481 | 0 | 0 | 0 | 0 | 0 | 0
3328 | 139 | 5 | 19 | 952.381 | 0 | 35.7143 | 342.8571 | 27.1623 | 1358.1147 | 1351.021 | 7.0937 | 1351.0575 | 7.0205 | 0.036481 | 0 | 0 | 0 | 0 | 0 | 0
3329 | 139 | 5 | 19 | 952.381 | 0 | 35.7143 | 0 | 20.1652 | 1008.2604 | 1002.9941 | 5.2663 | 1003.0212 | 5.212 | 0.027083 | 0 | 0 | 0 | 0 | 0 | 0
3330 | 139 | 5 | 19 | 952.381 | 625 | 35.7143 | 0 | 32.9203 | 1646.0155 | 1637.4181 | 8.5974 | 1637.4624 | 8.5088 | 0.044214 | 0 | 0 | 0 | 0 | 0 | 0
3331 | 139 | 5 | 19 | 952.381 | 1250 | 35.7143 | 0 | 45.6754 | 2283.7707 | 2269.0512 | 14.7194 | 1732 | 548.9035 | 2.8523 | 0 | 0 | 0 | 0 | 0 | 0
3332 | 139 | 5 | 19 | 952.381 | 1250 | 35.7143 | 0 | 45.6754 | 2283.7707 | 2269.0512 | 14.7194 | 1732 | 548.9035 | 2.8523 | 0 | 0 | 0 | 0 | 0 | 0
3333 | 139 | 5 | 19 | 952.381 | 1250 | 35.7143 | 0 | 45.6754 | 2283.7707 | 2269.0512 | 14.7194 | 1732 | 548.9035 | 2.8523 | 0 | 0 | 0 | 0 | 0 | 0
3334 | 139 | 5 | 19 | 952.381 | 625 | 35.7143 | 0 | 32.9203 | 1646.0155 | 1637.4181 | 8.5974 | 1637.4624 | 8.5088 | 0.044214 | 0 | 0 | 0 | 0 | 0 | 0
3335 | 139 | 5 | 20 | 952.381 | 0 | 35.7143 | 0 | 20.1652 | 1008.2604 | 1002.9941 | 5.2663 | 1003.0212 | 5.212 | 0.027083 | 0 | 0 | 0 | 0 | 0 | 0
3336 | 140 | 5 | 20 | 952.381 | 0 | 35.7143 | 0 | 20.1652 | 1008.2604 | 1002.9941 | 5.2663 | 1003.0212 | 5.212 | 0.027083 | 0 | 0 | 0 | 0 | 0 | 0
3337 | 140 | 5 | 20 | 952.381 | 0 | 35.7143 | 0 | 20.1652 | 1008.2604 | 1002.9941 | 5.2663 | 1003.0212 | 5.212 | 0.027083 | 0 | 0 | 0 | 0 | 0 | 0
3338 | 140 | 5 | 20 | 952.381 | 0 | 35.7143 | 0 | 20.1652 | 1008.2604 | 1002.9941 | 5.2663 | 1003.0212 | 5.212 | 0.027083 | 0 | 0 | 0 | 0 | 0 | 0
3339 | 140 | 5 | 20 | 952.381 | 0 | 35.7143 | 0 | 20.1652 | 1008.2604 | 1002.9941 | 5.2663 | 1003.0212 | 5.212 | 0.027083 | 0 | 0 | 0 | 0 | 0 | 0
3340 | 140 | 5 | 20 | 952.381 | 0 | 35.7143 | 0 | 20.1652 | 1008.2604 | 1002.9941 | 5.2663 | 1003.0212 | 5.212 | 0.027083 | 0 | 0 | 0 | 0 | 0 | 0
3341 | 140 | 5 | 20 | 952.381 | 750 | 35.7143 | 0 | 35.4713 | 1773.5666 | 1764.1357 | 9.4309 | 1732 | 41.3506 | 0.21487 | 0 | 0 | 0 | 0 | 0 | 0
3342 | 140 | 5 | 20 | 952.381 | 1250 | 35.7143 | 0 | 45.6754 | 2283.7707 | 2269.0512 | 14.7194 | 1732 | 548.9035 | 2.8523 | 0 | 0 | 0 | 0 | 0 | 0
3343 | 140 | 5 | 20 | 952.381 | 1250 | 35.7143 | 342.8571 | 52.6725 | 2633.6249 | 2615.279 | 18.3459 | 1732 | 896.9398 | 4.6608 | 0 | 0 | 0 | 0 | 0 | 0
3344 | 140 | 5 | 20 | 952.381 | 1250 | 35.7143 | 342.8571 | 52.6725 | 2633.6249 | 2615.279 | 18.3459 | 1732 | 896.9398 | 4.6608 | 0 | 0 | 0 | 0 | 0 | 0
3345 | 140 | 5 | 20 | 952.381 | 500 | 35.7143 | 342.8571 | 37.3664 | 1868.3188 | 1857.9057 | 10.413 | 1732 | 135.6104 | 0.70467 | 0 | 0 | 0 | 0 | 0 | 0
3346 | 140 | 5 | 20 | 952.381 | 0 | 35.7143 | 342.8571 | 27.1623 | 1358.1147 | 1351.021 | 7.0937 | 1351.0575 | 7.0205 | 0.036481 | 0 | 0 | 0 | 0 | 0 | 0
3347 | 140 | 5 | 20 | 952.381 | 0 | 35.7143 | 342.8571 | 27.1623 | 1358.1147 | 1351.021 | 7.0937 | 1351.0575 | 7.0205 | 0.036481 | 0 | 0 | 0 | 0 | 0 | 0
3348 | 140 | 5 | 20 | 952.381 | 0 | 35.7143 | 342.8571 | 27.1623 | 1358.1147 | 1351.021 | 7.0937 | 1351.0575 | 7.0205 | 0.036481 | 0 | 0 | 0 | 0 | 0 | 0
3349 | 140 | 5 | 20 | 952.381 | 0 | 35.7143 | 342.8571 | 27.1623 | 1358.1147 | 1351.021 | 7.0937 | 1351.0575 | 7.0205 | 0.036481 | 0 | 0 | 0 | 0 | 0 | 0
3350 | 140 | 5 | 20 | 952.381 | 0 | 35.7143 | 342.8571 | 27.1623 | 1358.1147 | 1351.021 | 7.0937 | 1351.0575 | 7.0205 | 0.036481 | 0 | 0 | 0 | 0 | 0 | 0
3351 | 140 | 5 | 20 | 952.381 | 0 | 35.7143 | 342.8571 | 27.1623 | 1358.1147 | 1351.021 | 7.0937 | 1351.0575 | 7.0205 | 0.036481 | 0 | 0 | 0 | 0 | 0 | 0
3352 | 140 | 5 | 20 | 952.381 | 0 | 35.7143 | 342.8571 | 27.1623 | 1358.1147 | 1351.021 | 7.0937 | 1351.0575 | 7.0205 | 0.036481 | 0 | 0 | 0 | 0 | 0 | 0
3353 | 140 | 5 | 20 | 952.381 | 0 | 35.7143 | 0 | 20.1652 | 1008.2604 | 1002.9941 | 5.2663 | 1003.0212 | 5.212 | 0.027083 | 0 | 0 | 0 | 0 | 0 | 0
3354 | 140 | 5 | 20 | 952.381 | 625 | 35.7143 | 0 | 32.9203 | 1646.0155 | 1637.4181 | 8.5974 | 1637.4624 | 8.5088 | 0.044214 | 0 | 0 | 0 | 0 | 0 | 0
3355 | 140 | 5 | 20 | 952.381 | 1250 | 35.7143 | 0 | 45.6754 | 2283.7707 | 2269.0512 | 14.7194 | 1732 | 548.9035 | 2.8523 | 0 | 0 | 0 | 0 | 0 | 0
3356 | 140 | 5 | 20 | 952.381 | 1250 | 35.7143 | 0 | 45.6754 | 2283.7707 | 2269.0512 | 14.7194 | 1732 | 548.9035 | 2.8523 | 0 | 0 | 0 | 0 | 0 | 0
3357 | 140 | 5 | 20 | 952.381 | 1250 | 35.7143 | 0 | 45.6754 | 2283.7707 | 2269.0512 | 14.7194 | 1732 | 548.9035 | 2.8523 | 0 | 0 | 0 | 0 | 0 | 0
3358 | 140 | 5 | 20 | 952.381 | 625 | 35.7143 | 0 | 32.9203 | 1646.0155 | 1637.4181 | 8.5974 | 1637.4624 | 8.5088 | 0.044214 | 0 | 0 | 0 | 0 | 0 | 0
3359 | 140 | 5 | 21 | 952.381 | 0 | 35.7143 | 0 | 20.1652 | 1008.2604 | 1002.9941 | 5.2663 | 1003.0212 | 5.212 | 0.027083 | 0 | 0 | 0 | 0 | 0 | 0
3360 | 141 | 5 | 21 | 952.381 | 0 | 35.7143 | 0 | 20.1652 | 1008.2604 | 1002.9941 | 5.2663 | 1003.0212 | 5.212 | 0.027083 | 0 | 0 | 0 | 0 | 0 | 0
3361 | 141 | 5 | 21 | 952.381 | 0 | 35.7143 | 0 | 20.1652 | 1008.2604 | 1002.9941 | 5.2663 | 1003.0212 | 5.212 | 0.027083 | 0 | 0 | 0 | 0 | 0 | 0
3362 | 141 | 5 | 21 | 952.381 | 0 | 35.7143 | 0 | 20.1652 | 1008.2604 | 1002.9941 | 5.2663 | 1003.0212 | 5.212 | 0.027083 | 0 | 0 | 0 | 0 | 0 | 0
3363 | 141 | 5 | 21 | 952.381 | 0 | 35.7143 | 0 | 20.1652 | 1008.2604 | 1002.9941 | 5.2663 | 1003.0212 | 5.212 | 0.027083 | 0 | 0 | 0 | 0 | 0 | 0
3364 | 141 | 5 | 21 | 952.381 | 0 | 35.7143 | 0 | 20.1652 | 1008.2604 | 1002.9941 | 5.2663 | 1003.0212 | 5.212 | 0.027083 | 0 | 0 | 0 | 0 | 0 | 0
3365 | 141 | 5 | 21 | 952.381 | 750 | 35.7143 | 0 | 35.4713 | 1773.5666 | 1764.1357 | 9.4309 | 1732 | 41.3506 | 0.21487 | 0 | 0 | 0 | 0 | 0 | 0
3366 | 141 | 5 | 21 | 952.381 | 1250 | 35.7143 | 0 | 45.6754 | 2283.7707 | 2269.0512 | 14.7194 | 1732 | 548.9035 | 2.8523 | 0 | 0 | 0 | 0 | 0 | 0
3367 | 141 | 5 | 21 | 952.381 | 1250 | 35.7143 | 342.8571 | 52.6725 | 2633.6249 | 2615.279 | 18.3459 | 1732 | 896.9398 | 4.6608 | 0 | 0 | 0 | 0 | 0 | 0
3368 | 141 | 5 | 21 | 952.381 | 1250 | 35.7143 | 342.8571 | 52.6725 | 2633.6249 | 2615.279 | 18.3459 | 1732 | 896.9398 | 4.6608 | 0 | 0 | 0 | 0 | 0 | 0
3369 | 141 | 5 | 21 | 952.381 | 500 | 35.7143 | 342.8571 | 37.3664 | 1868.3188 | 1857.9057 | 10.413 | 1732 | 135.6104 | 0.70467 | 0 | 0 | 0 | 0 | 0 | 0
3370 | 141 | 5 | 21 | 952.381 | 0 | 35.7143 | 342.8571 | 27.1623 | 1358.1147 | 1351.021 | 7.0937 | 1351.0575 | 7.0205 | 0.036481 | 0 | 0 | 0 | 0 | 0 | 0
3371 | 141 | 5 | 21 | 952.381 | 0 | 35.7143 | 342.8571 | 27.1623 | 1358.1147 | 1351.021 | 7.0937 | 1351.0575 | 7.0205 | 0.036481 | 0 | 0 | 0 | 0 | 0 | 0
3372 | 141 | 5 | 21 | 952.381 | 0 | 35.7143 | 342.8571 | 27.1623 | 1358.1147 | 1351.021 | 7.0937 | 1351.0575 | 7.0205 | 0.036481 | 0 | 0 | 0 | 0 | 0 | 0
3373 | 141 | 5 | 21 | 952.381 | 0 | 35.7143 | 342.8571 | 27.1623 | 1358.1147 | 1351.021 | 7.0937 | 1351.0575 | 7.0205 | 0.036481 | 0 | 0 | 0 | 0 | 0 | 0
3374 | 141 | 5 | 21 | 952.381 | 0 | 35.7143 | 342.8571 | 27.1623 | 1358.1147 | 1351.021 | 7.0937 | 1351.0575 | 7.0205 | 0.036481 | 0 | 0 | 0 | 0 | 0 | 0
3375 | 141 | 5 | 21 | 952.381 | 0 | 35.7143 | 342.8571 | 27.1623 | 1358.1147 | 1351.021 | 7.0937 | 1351.0575 | 7.0205 | 0.036481 | 0 | 0 | 0 | 0 | 0 | 0
3376 | 141 | 5 | 21 | 952.381 | 0 | 35.7143 | 342.8571 | 27.1623 | 1358.1147 | 1351.021 | 7.0937 | 1351.0575 | 7.0205 | 0.036481 | 0 | 0 | 0 | 0 | 0 | 0
3377 | 141 | 5 | 21 | 952.381 | 0 | 35.7143 | 0 | 20.1652 | 1008.2604 | 1002.9941 | 5.2663 | 1003.0212 | 5.212 | 0.027083 | 0 | 0 | 0 | 0 | 0 | 0
3378 | 141 | 5 | 21 | 952.381 | 625 | 35.7143 | 0 | 32.9203 | 1646.0155 | 1637.4181 | 8.5974 | 1637.4624 | 8.5088 | 0.044214 | 0 | 0 | 0 | 0 | 0 | 0
3379 | 141 | 5 | 21 | 952.381 | 1250 | 35.7143 | 0 | 45.6754 | 2283.7707 | 2269.0512 | 14.7194 | 1732 | 548.9035 | 2.8523 | 0 | 0 | 0 | 0 | 0 | 0
3380 | 141 | 5 | 21 | 952.381 | 1250 | 35.7143 | 0 | 45.6754 | 2283.7707 | 2269.0512 | 14.7194 | 1732 | 548.9035 | 2.8523 | 0 | 0 | 0 | 0 | 0 | 0
3381 | 141 | 5 | 21 | 952.381 | 1250 | 35.7143 | 0 | 45.6754 | 2283.7707 | 2269.0512 | 14.7194 | 1732 | 548.9035 | 2.8523 | 0 | 0 | 0 | 0 | 0 | 0
3382 | 141 | 5 | 21 | 952.381 | 625 | 35.7143 | 0 | 32.9203 | 1646.0155 | 1637.4181 | 8.5974 | 1637.4624 | 8.5088 | 0.044214 | 0 | 0 | 0 | 0 | 0 | 0
3383 | 141 | 5 | 22 | 952.381 | 0 | 35.7143 | 0 | 20.1652 | 1008.2604 | 1002.9941 | 5.2663 | 1003.0212 | 5.212 | 0.027083 | 0 | 0 | 0 | 0 | 0 | 0
3384 | 142 | 5 | 22 | 952.381 | 0 | 35.7143 | 0 | 20.1652 | 1008.2604 | 1002.9941 | 5.2663 | 1003.0212 | 5.212 | 0.027083 | 0 | 0 | 0 | 0 | 0 | 0
3385 | 142 | 5 | 22 | 952.381 | 0 | 35.7143 | 0 | 20.1652 | 1008.2604 | 1002.9941 | 5.2663 | 1003.0212 | 5.212 | 0.027083 | 0 | 0 | 0 | 0 | 0 | 0
3386 | 142 | 5 | 22 | 952.381 | 0 | 35.7143 | 0 | 20.1652 | 1008.2604 | 1002.9941 | 5.2663 | 1003.0212 | 5.212 | 0.027083 | 0 | 0 | 0 | 0 | 0 | 0
3387 | 142 | 5 | 22 | 952.381 | 0 | 35.7143 | 0 | 20.1652 | 1008.2604 | 1002.9941 | 5.2663 | 1003.0212 | 5.212 | 0.027083 | 0 | 0 | 0 | 0 | 0 | 0
3388 | 142 | 5 | 22 | 952.381 | 0 | 35.7143 | 0 | 20.1652 | 1008.2604 | 1002.9941 | 5.2663 | 1003.0212 | 5.212 | 0.027083 | 0 | 0 | 0 | 0 | 0 | 0
3389 | 142 | 5 | 22 | 952.381 | 750 | 35.7143 | 0 | 35.4713 | 1773.5666 | 1764.1357 | 9.4309 | 1732 | 41.3506 | 0.21487 | 0 | 0 | 0 | 0 | 0 | 0
3390 | 142 | 5 | 22 | 952.381 | 1250 | 35.7143 | 0 | 45.6754 | 2283.7707 | 2269.0512 | 14.7194 | 1732 | 548.9035 | 2.8523 | 0 | 0 | 0 | 0 | 0 | 0
3391 | 142 | 5 | 22 | 952.381 | 1250 | 35.7143 | 342.8571 | 52.6725 | 2633.6249 | 2615.279 | 18.3459 | 1732 | 896.9398 | 4.6608 | 0 | 0 | 0 | 0 | 0 | 0
3392 | 142 | 5 | 22 | 952.381 | 1250 | 35.7143 | 342.8571 | 52.6725 | 2633.6249 | 2615.279 | 18.3459 | 1732 | 896.9398 | 4.6608 | 0 | 0 | 0 | 0 | 0 | 0
3393 | 142 | 5 | 22 | 952.381 | 500 | 35.7143 | 342.8571 | 37.3664 | 1868.3188 | 1857.9057 | 10.413 | 1732 | 135.6104 | 0.70467 | 0 | 0 | 0 | 0 | 0 | 0
3394 | 142 | 5 | 22 | 952.381 | 0 | 35.7143 | 342.8571 | 27.1623 | 1358.1147 | 1351.021 | 7.0937 | 1351.0575 | 7.0205 | 0.036481 | 0 | 0 | 0 | 0 | 0 | 0
3395 | 142 | 5 | 22 | 952.381 | 0 | 35.7143 | 342.8571 | 27.1623 | 1358.1147 | 1351.021 | 7.0937 | 1351.0575 | 7.0205 | 0.036481 | 0 | 0 | 0 | 0 | 0 | 0
3396 | 142 | 5 | 22 | 952.381 | 0 | 35.7143 | 342.8571 | 27.1623 | 1358.1147 | 1351.021 | 7.0937 | 1351.0575 | 7.0205 | 0.036481 | 0 | 0 | 0 | 0 | 0 | 0
3397 | 142 | 5 | 22 | 952.381 | 0 | 35.7143 | 342.8571 | 27.1623 | 1358.1147 | 1351.021 | 7.0937 | 1351.0575 | 7.0205 | 0.036481 | 0 | 0 | 0 | 0 | 0 | 0
3398 | 142 | 5 | 22 | 952.381 | 0 | 35.7143 | 342.8571 | 27.1623 | 1358.1147 | 1351.021 | 7.0937 | 1351.0575 | 7.0205 | 0.036481 | 0 | 0 | 0 | 0 | 0 | 0
3399 | 142 | 5 | 22 | 952.381 | 0 | 35.7143 | 342.8571 | 27.1623 | 1358.1147 | 1351.021 | 7.0937 | 1351.0575 | 7.0205 | 0.036481 | 0 | 0 | 0 | 0 | 0 | 0
3400 | 142 | 5 | 22 | 952.381 | 0 | 35.7143 | 342.8571 | 27.1623 | 1358.1147 | 1351.021 | 7.0937 | 1351.0575 | 7.0205 | 0.036481 | 0 | 0 | 0 | 0 | 0 | 0
3401 | 142 | 5 | 22 | 952.381 | 0 | 35.7143 | 0 | 20.1652 | 1008.2604 | 1002.9941 | 5.2663 | 1003.0212 | 5.212 | 0.027083 | 0 | 0 | 0 | 0 | 0 | 0
3402 | 142 | 5 | 22 | 952.381 | 625 | 35.7143 | 0 | 32.9203 | 1646.0155 | 1637.4181 | 8.5974 | 1637.4624 | 8.5088 | 0.044214 | 0 | 0 | 0 | 0 | 0 | 0
3403 | 142 | 5 | 22 | 952.381 | 1250 | 35.7143 | 0 | 45.6754 | 2283.7707 | 2269.0512 | 14.7194 | 1732 | 548.9035 | 2.8523 | 0 | 0 | 0 | 0 | 0 | 0
3404 | 142 | 5 | 22 | 952.381 | 1250 | 35.7143 | 0 | 45.6754 | 2283.7707 | 2269.0512 | 14.7194 | 1732 | 548.9035 | 2.8523 | 0 | 0 | 0 | 0 | 0 | 0
3405 | 142 | 5 | 22 | 952.381 | 1250 | 35.7143 | 0 | 45.6754 | 2283.7707 | 2269.0512 | 14.7194 | 1732 | 548.9035 | 2.8523 | 0 | 0 | 0 | 0 | 0 | 0
3406 | 142 | 5 | 22 | 952.381 | 625 | 35.7143 | 0 | 32.9203 | 1646.0155 | 1637.4181 | 8.5974 | 1637.4624 | 8.5088 | 0.044214 | 0 | 0 | 0 | 0 | 0 | 0
3407 | 142 | 5 | 23 | 952.381 | 0 | 35.7143 | 0 | 20.1652 | 1008.2604 | 1002.9941 | 5.2663 | 1003.0212 | 5.212 | 0.027083 | 0 | 0 | 0 | 0 | 0 | 0
3408 | 143 | 5 | 23 | 952.381 | 0 | 35.7143 | 0 | 20.1652 | 1008.2604 | 1002.9941 | 5.2663 | 1003.0212 | 5.212 | 0.027083 | 0 | 0 | 0 | 0 | 0 | 0
3409 | 143 | 5 | 23 | 952.381 | 0 | 35.7143 | 0 | 20.1652 | 1008.2604 | 1002.9941 | 5.2663 | 1003.0212 | 5.212 | 0.027083 | 0 | 0 | 0 | 0 | 0 | 0
3410 | 143 | 5 | 23 | 952.381 | 0 | 35.7143 | 0 | 20.1652 | 1008.2604 | 1002.9941 | 5.2663 | 1003.0212 | 5.212 | 0.027083 | 0 | 0 | 0 | 0 | 0 | 0
3411 | 143 | 5 | 23 | 952.381 | 0 | 35.7143 | 0 | 20.1652 | 1008.2604 | 1002.9941 | 5.2663 | 1003.0212 | 5.212 | 0.027083 | 0 | 0 | 0 | 0 | 0 | 0
3412 | 143 | 5 | 23 | 952.381 | 0 | 35.7143 | 0 | 20.1652 | 1008.2604 | 1002.9941 | 5.2663 | 1003.0212 | 5.212 | 0.027083 | 0 | 0 | 0 | 0 | 0 | 0
3413 | 143 | 5 | 23 | 952.381 | 750 | 35.7143 | 0 | 35.4713 | 1773.5666 | 1764.1357 | 9.4309 | 1732 | 41.3506 | 0.21487 | 0 | 0 | 0 | 0 | 0 | 0
3414 | 143 | 5 | 23 | 952.381 | 1250 | 35.7143 | 0 | 45.6754 | 2283.7707 | 2269.0512 | 14.7194 | 1732 | 548.9035 | 2.8523 | 0 | 0 | 0 | 0 | 0 | 0
3415 | 143 | 5 | 23 | 952.381 | 1250 | 35.7143 | 342.8571 | 52.6725 | 2633.6249 | 2615.279 | 18.3459 | 1732 | 896.9398 | 4.6608 | 0 | 0 | 0 | 0 | 0 | 0
3416 | 143 | 5 | 23 | 952.381 | 1250 | 35.7143 | 342.8571 | 52.6725 | 2633.6249 | 2615.279 | 18.3459 | 1732 | 896.9398 | 4.6608 | 0 | 0 | 0 | 0 | 0 | 0
3417 | 143 | 5 | 23 | 952.381 | 500 | 35.7143 | 342.8571 | 37.3664 | 1868.3188 | 1857.9057 | 10.413 | 1732 | 135.6104 | 0.70467 | 0 | 0 | 0 | 0 | 0 | 0
3418 | 143 | 5 | 23 | 952.381 | 0 | 35.7143 | 342.8571 | 27.1623 | 1358.1147 | 1351.021 | 7.0937 | 1351.0575 | 7.0205 | 0.036481 | 0 | 0 | 0 | 0 | 0 | 0
3419 | 143 | 5 | 23 | 952.381 | 0 | 35.7143 | 342.8571 | 27.1623 | 1358.1147 | 1351.021 | 7.0937 | 1351.0575 | 7.0205 | 0.036481 | 0 | 0 | 0 | 0 | 0 | 0
3420 | 143 | 5 | 23 | 952.381 | 0 | 35.7143 | 342.8571 | 27.1623 | 1358.1147 | 1351.021 | 7.0937 | 1351.0575 | 7.0205 | 0.036481 | 0 | 0 | 0 | 0 | 0 | 0
3421 | 143 | 5 | 23 | 952.381 | 0 | 35.7143 | 342.8571 | 27.1623 | 1358.1147 | 1351.021 | 7.0937 | 1351.0575 | 7.0205 | 0.036481 | 0 | 0 | 0 | 0 | 0 | 0
3422 | 143 | 5 | 23 | 952.381 | 0 | 35.7143 | 342.8571 | 27.1623 | 1358.1147 | 1351.021 | 7.0937 | 1351.0575 | 7.0205 | 0.036481 | 0 | 0 | 0 | 0 | 0 | 0
3423 | 143 | 5 | 23 | 952.381 | 0 | 35.7143 | 342.8571 | 27.1623 | 1358.1147 | 1351.021 | 7.0937 | 1351.0575 | 7.0205 | 0.036481 | 0 | 0 | 0 | 0 | 0 | 0
3424 | 143 | 5 | 23 | 952.381 | 0 | 35.7143 | 342.8571 | 27.1623 | 1358.1147 | 1351.021 | 7.0937 | 1351.0575 | 7.0205 | 0.036481 | 0 | 0 | 0 | 0 | 0 | 0
3425 | 143 | 5 | 23 | 952.381 | 0 | 35.7143 | 0 | 20.1652 | 1008.2604 | 1002.9941 | 5.2663 | 1003.0212 | 5.212 | 0.027083 | 0 | 0 | 0 | 0 | 0 | 0
3426 | 143 | 5 | 23 | 952.381 | 625 | 35.7143 | 0 | 32.9203 | 1646.0155 | 1637.4181 | 8.5974 | 1637.4624 | 8.5088 | 0.044214 | 0 | 0 | 0 | 0 | 0 | 0
3427 | 143 | 5 | 23 | 952.381 | 1250 | 35.7143 | 0 | 45.6754 | 2283.7707 | 2269.0512 | 14.7194 | 1732 | 548.9035 | 2.8523 | 0 | 0 | 0 | 0 | 0 | 0
3428 | 143 | 5 | 23 | 952.381 | 1250 | 35.7143 | 0 | 45.6754 | 2283.7707 | 2269.0512 | 14.7194 | 1732 | 548.9035 | 2.8523 | 0 | 0 | 0 | 0 | 0 | 0
3429 | 143 | 5 | 23 | 952.381 | 1250 | 35.7143 | 0 | 45.6754 | 2283.7707 | 2269.0512 | 14.7194 | 1732 | 548.9035 | 2.8523 | 0 | 0 | 0 | 0 | 0 | 0
3430 | 143 | 5 | 23 | 952.381 | 625 | 35.7143 | 0 | 32.9203 | 1646.0155 | 1637.4181 | 8.5974 | 1637.4624 | 8.5088 | 0.044214 | 0 | 0 | 0 | 0 | 0 | 0
3431 | 143 | 5 | 24 | 952.381 | 0 | 35.7143 | 0 | 20.1652 | 1008.2604 | 1002.9941 | 5.2663 | 1003.0212 | 5.212 | 0.027083 | 0 | 0 | 0 | 0 | 0 | 0
3432 | 144 | 5 | 24 | 952.381 | 0 | 35.7143 | 0 | 20.1652 | 1008.2604 | 1002.9941 | 5.2663 | 1003.0212 | 5.212 | 0.027083 | 0 | 0 | 0 | 0 | 0 | 0
3433 | 144 | 5 | 24 | 952.381 | 0 | 35.7143 | 0 | 20.1652 | 1008.2604 | 1002.9941 | 5.2663 | 1003.0212 | 5.212 | 0.027083 | 0 | 0 | 0 | 0 | 0 | 0
3434 | 144 | 5 | 24 | 952.381 | 0 | 35.7143 | 0 | 20.1652 | 1008.2604 | 1002.9941 | 5.2663 | 1003.0212 | 5.212 | 0.027083 | 0 | 0 | 0 | 0 | 0 | 0
3435 | 144 | 5 | 24 | 952.381 | 0 | 35.7143 | 0 | 20.1652 | 1008.2604 | 1002.9941 | 5.2663 | 1003.0212 | 5.212 | 0.027083 | 0 | 0 | 0 | 0 | 0 | 0
3436 | 144 | 5 | 24 | 952.381 | 0 | 35.7143 | 0 | 20.1652 | 1008.2604 | 1002.9941 | 5.2663 | 1003.0212 | 5.212 | 0.027083 | 0 | 0 | 0 | 0 | 0 | 0
3437 | 144 | 5 | 24 | 952.381 | 750 | 35.7143 | 0 | 35.4713 | 1773.5666 | 1764.1357 | 9.4309 | 1732 | 41.3506 | 0.21487 | 0 | 0 | 0 | 0 | 0 | 0
3438 | 144 | 5 | 24 | 952.381 | 1250 | 35.7143 | 0 | 45.6754 | 2283.7707 | 2269.0512 | 14.7194 | 1732 | 548.9035 | 2.8523 | 0 | 0 | 0 | 0 | 0 | 0
3439 | 144 | 5 | 24 | 952.381 | 1250 | 35.7143 | 342.8571 | 52.6725 | 2633.6249 | 2615.279 | 18.3459 | 1732 | 896.9398 | 4.6608 | 0 | 0 | 0 | 0 | 0 | 0
3440 | 144 | 5 | 24 | 952.381 | 1250 | 35.7143 | 342.8571 | 52.6725 | 2633.6249 | 2615.279 | 18.3459 | 1732 | 896.9398 | 4.6608 | 0 | 0 | 0 | 0 | 0 | 0
3441 | 144 | 5 | 24 | 952.381 | 500 | 35.7143 | 342.8571 | 37.3664 | 1868.3188 | 1857.9057 | 10.413 | 1732 | 135.6104 | 0.70467 | 0 | 0 | 0 | 0 | 0 | 0
3442 | 144 | 5 | 24 | 952.381 | 0 | 35.7143 | 342.8571 | 27.1623 | 1358.1147 | 1351.021 | 7.0937 | 1351.0575 | 7.0205 | 0.036481 | 0 | 0 | 0 | 0 | 0 | 0
3443 | 144 | 5 | 24 | 952.381 | 0 | 35.7143 | 342.8571 | 27.1623 | 1358.1147 | 1351.021 | 7.0937 | 1351.0575 | 7.0205 | 0.036481 | 0 | 0 | 0 | 0 | 0 | 0
3444 | 144 | 5 | 24 | 952.381 | 0 | 35.7143 | 342.8571 | 27.1623 | 1358.1147 | 1351.021 | 7.0937 | 1351.0575 | 7.0205 | 0.036481 | 0 | 0 | 0 | 0 | 0 | 0
3445 | 144 | 5 | 24 | 952.381 | 0 | 35.7143 | 342.8571 | 27.1623 | 1358.1147 | 1351.021 | 7.0937 | 1351.0575 | 7.0205 | 0.036481 | 0 | 0 | 0 | 0 | 0 | 0
3446 | 144 | 5 | 24 | 952.381 | 0 | 35.7143 | 342.8571 | 27.1623 | 1358.1147 | 1351.021 | 7.0937 | 1351.0575 | 7.0205 | 0.036481 | 0 | 0 | 0 | 0 | 0 | 0
3447 | 144 | 5 | 24 | 952.381 | 0 | 35.7143 | 342.8571 | 27.1623 | 1358.1147 | 1351.021 | 7.0937 | 1351.0575 | 7.0205 | 0.036481 | 0 | 0 | 0 | 0 | 0 | 0
3448 | 144 | 5 | 24 | 952.381 | 0 | 35.7143 | 342.8571 | 27.1623 | 1358.1147 | 1351.021 | 7.0937 | 1351.0575 | 7.0205 | 0.036481 | 0 | 0 | 0 | 0 | 0 | 0
3449 | 144 | 5 | 24 | 952.381 | 0 | 35.7143 | 0 | 20.1652 | 1008.2604 | 1002.9941 | 5.2663 | 1003.0212 | 5.212 | 0.027083 | 0 | 0 | 0 | 0 | 0 | 0
3450 | 144 | 5 | 24 | 952.381 | 625 | 35.7143 | 0 | 32.9203 | 1646.0155 | 1637.4181 | 8.5974 | 1637.4624 | 8.5088 | 0.044214 | 0 | 0 | 0 | 0 | 0 | 0
3451 | 144 | 5 | 24 | 952.381 | 1250 | 35.7143 | 0 | 45.6754 | 2283.7707 | 2269.0512 | 14.7194 | 1732 | 548.9035 | 2.8523 | 0 | 0 | 0 | 0 | 0 | 0
3452 | 144 | 5 | 24 | 952.381 | 1250 | 35.7143 | 0 | 45.6754 | 2283.7707 | 2269.0512 | 14.7194 | 1732 | 548.9035 | 2.8523 | 0 | 0 | 0 | 0 | 0 | 0
3453 | 144 | 5 | 24 | 952.381 | 1250 | 35.7143 | 0 | 45.6754 | 2283.7707 | 2269.0512 | 14.7194 | 1732 | 548.9035 | 2.8523 | 0 | 0 | 0 | 0 | 0 | 0
3454 | 144 | 5 | 24 | 952.381 | 625 | 35.7143 | 0 | 32.9203 | 1646.0155 | 1637.4181 | 8.5974 | 1637.4624 | 8.5088 | 0.044214 | 0 | 0 | 0 | 0 | 0 | 0
3455 | 144 | 5 | 25 | 952.381 | 0 | 35.7143 | 0 | 20.1652 | 1008.2604 | 1002.9941 | 5.2663 | 1003.0212 | 5.212 | 0.027083 | 0 | 0 | 0 | 0 | 0 | 0
3456 | 145 | 5 | 25 | 952.381 | 0 | 35.7143 | 0 | 20.1652 | 1008.2604 | 1002.9941 | 5.2663 | 1003.0212 | 5.212 | 0.027083 | 0 | 0 | 0 | 0 | 0 | 0
3457 | 145 | 5 | 25 | 952.381 | 0 | 35.7143 | 0 | 20.1652 | 1008.2604 | 1002.9941 | 5.2663 | 1003.0212 | 5.212 | 0.027083 | 0 | 0 | 0 | 0 | 0 | 0
3458 | 145 | 5 | 25 | 952.381 | 0 | 35.7143 | 0 | 20.1652 | 1008.2604 | 1002.9941 | 5.2663 | 1003.0212 | 5.212 | 0.027083 | 0 | 0 | 0 | 0 | 0 | 0
3459 | 145 | 5 | 25 | 952.381 | 0 | 35.7143 | 0 | 20.1652 | 1008.2604 | 1002.9941 | 5.2663 | 1003.0212 | 5.212 | 0.027083 | 0 | 0 | 0 | 0 | 0 | 0
3460 | 145 | 5 | 25 | 952.381 | 0 | 35.7143 | 0 | 20.1652 | 1008.2604 | 1002.9941 | 5.2663 | 1003.0212 | 5.212 | 0.027083 | 0 | 0 | 0 | 0 | 0 | 0
3461 | 145 | 5 | 25 | 952.381 | 750 | 35.7143 | 0 | 35.4713 | 1773.5666 | 1764.1357 | 9.4309 | 1732 | 41.3506 | 0.21487 | 0 | 0 | 0 | 0 | 0 | 0
3462 | 145 | 5 | 25 | 952.381 | 1250 | 35.7143 | 0 | 45.6754 | 2283.7707 | 2269.0512 | 14.7194 | 1732 | 548.9035 | 2.8523 | 0 | 0 | 0 | 0 | 0 | 0
3463 | 145 | 5 | 25 | 952.381 | 1250 | 35.7143 | 342.8571 | 52.6725 | 2633.6249 | 2615.279 | 18.3459 | 1732 | 896.9398 | 4.6608 | 0 | 0 | 0 | 0 | 0 | 0
3464 | 145 | 5 | 25 | 952.381 | 1250 | 35.7143 | 342.8571 | 52.6725 | 2633.6249 | 2615.279 | 18.3459 | 1732 | 896.9398 | 4.6608 | 0 | 0 | 0 | 0 | 0 | 0
3465 | 145 | 5 | 25 | 952.381 | 500 | 35.7143 | 342.8571 | 37.3664 | 1868.3188 | 1857.9057 | 10.413 | 1732 | 135.6104 | 0.70467 | 0 | 0 | 0 | 0 | 0 | 0
3466 | 145 | 5 | 25 | 952.381 | 0 | 35.7143 | 342.8571 | 27.1623 | 1358.1147 | 1351.021 | 7.0937 | 1351.0575 | 7.0205 | 0.036481 | 0 | 0 | 0 | 0 | 0 | 0
3467 | 145 | 5 | 25 | 952.381 | 0 | 35.7143 | 342.8571 | 27.1623 | 1358.1147 | 1351.021 | 7.0937 | 1351.0575 | 7.0205 | 0.036481 | 0 | 0 | 0 | 0 | 0 | 0
3468 | 145 | 5 | 25 | 952.381 | 0 | 35.7143 | 342.8571 | 27.1623 | 1358.1147 | 1351.021 | 7.0937 | 1351.0575 | 7.0205 | 0.036481 | 0 | 0 | 0 | 0 | 0 | 0
3469 | 145 | 5 | 25 | 952.381 | 0 | 35.7143 | 342.8571 | 27.1623 | 1358.1147 | 1351.021 | 7.0937 | 1351.0575 | 7.0205 | 0.036481 | 0 | 0 | 0 | 0 | 0 | 0
3470 | 145 | 5 | 25 | 952.381 | 0 | 35.7143 | 342.8571 | 27.1623 | 1358.1147 | 1351.021 | 7.0937 | 1351.0575 | 7.0205 | 0.036481 | 0 | 0 | 0 | 0 | 0 | 0
3471 | 145 | 5 | 25 | 952.381 | 0 | 35.7143 | 342.8571 | 27.1623 | 1358.1147 | 1351.021 | 7.0937 | 1351.0575 | 7.0205 | 0.036481 | 0 | 0 | 0 | 0 | 0 | 0
3472 | 145 | 5 | 25 | 952.381 | 0 | 35.7143 | 342.8571 | 27.1623 | 1358.1147 | 1351.021 | 7.0937 | 1351.0575 | 7.0205 | 0.036481 | 0 | 0 | 0 | 0 | 0 | 0
3473 | 145 | 5 | 25 | 952.381 | 0 | 35.7143 | 0 | 20.1652 | 1008.2604 | 1002.9941 | 5.2663 | 1003.0212 | 5.212 | 0.027083 | 0 | 0 | 0 | 0 | 0 | 0
3474 | 145 | 5 | 25 | 952.381 | 625 | 35.7143 | 0 | 32.9203 | 1646.0155 | 1637.4181 | 8.5974 | 1637.4624 | 8.5088 | 0.044214 | 0 | 0 | 0 | 0 | 0 | 0
3475 | 145 | 5 | 25 | 952.381 | 1250 | 35.7143 | 0 | 45.6754 | 2283.7707 | 2269.0512 | 14.7194 | 1732 | 548.9035 | 2.8523 | 0 | 0 | 0 | 0 | 0 | 0
3476 | 145 | 5 | 25 | 952.381 | 1250 | 35.7143 | 0 | 45.6754 | 2283.7707 | 2269.0512 | 14.7194 | 1732 | 548.9035 | 2.8523 | 0 | 0 | 0 | 0 | 0 | 0
3477 | 145 | 5 | 25 | 952.381 | 1250 | 35.7143 | 0 | 45.6754 | 2283.7707 | 2269.0512 | 14.7194 | 1732 | 548.9035 | 2.8523 | 0 | 0 | 0 | 0 | 0 | 0
3478 | 145 | 5 | 25 | 952.381 | 625 | 35.7143 | 0 | 32.9203 | 1646.0155 | 1637.4181 | 8.5974 | 1637.4624 | 8.5088 | 0.044214 | 0 | 0 | 0 | 0 | 0 | 0
3479 | 145 | 5 | 26 | 952.381 | 0 | 35.7143 | 0 | 20.1652 | 1008.2604 | 1002.9941 | 5.2663 | 1003.0212 | 5.212 | 0.027083 | 0 | 0 | 0 | 0 | 0 | 0
3480 | 146 | 5 | 26 | 952.381 | 0 | 35.7143 | 0 | 20.1652 | 1008.2604 | 1002.9941 | 5.2663 | 1003.0212 | 5.212 | 0.027083 | 0 | 0 | 0 | 0 | 0 | 0
3481 | 146 | 5 | 26 | 952.381 | 0 | 35.7143 | 0 | 20.1652 | 1008.2604 | 1002.9941 | 5.2663 | 1003.0212 | 5.212 | 0.027083 | 0 | 0 | 0 | 0 | 0 | 0
3482 | 146 | 5 | 26 | 952.381 | 0 | 35.7143 | 0 | 20.1652 | 1008.2604 | 1002.9941 | 5.2663 | 1003.0212 | 5.212 | 0.027083 | 0 | 0 | 0 | 0 | 0 | 0
3483 | 146 | 5 | 26 | 952.381 | 0 | 35.7143 | 0 | 20.1652 | 1008.2604 | 1002.9941 | 5.2663 | 1003.0212 | 5.212 | 0.027083 | 0 | 0 | 0 | 0 | 0 | 0
3484 | 146 | 5 | 26 | 952.381 | 0 | 35.7143 | 0 | 20.1652 | 1008.2604 | 1002.9941 | 5.2663 | 1003.0212 | 5.212 | 0.027083 | 0 | 0 | 0 | 0 | 0 | 0
3485 | 146 | 5 | 26 | 952.381 | 750 | 35.7143 | 0 | 35.4713 | 1773.5666 | 1764.1357 | 9.4309 | 1732 | 41.3506 | 0.21487 | 0 | 0 | 0 | 0 | 0 | 0
3486 | 146 | 5 | 26 | 952.381 | 1250 | 35.7143 | 0 | 45.6754 | 2283.7707 | 2269.0512 | 14.7194 | 1732 | 548.9035 | 2.8523 | 0 | 0 | 0 | 0 | 0 | 0
3487 | 146 | 5 | 26 | 952.381 | 1250 | 35.7143 | 342.8571 | 52.6725 | 2633.6249 | 2615.279 | 18.3459 | 1732 | 896.9398 | 4.6608 | 0 | 0 | 0 | 0 | 0 | 0
3488 | 146 | 5 | 26 | 952.381 | 1250 | 35.7143 | 342.8571 | 52.6725 | 2633.6249 | 2615.279 | 18.3459 | 1732 | 896.9398 | 4.6608 | 0 | 0 | 0 | 0 | 0 | 0
3489 | 146 | 5 | 26 | 952.381 | 500 | 35.7143 | 342.8571 | 37.3664 | 1868.3188 | 1857.9057 | 10.413 | 1732 | 135.6104 | 0.70467 | 0 | 0 | 0 | 0 | 0 | 0
3490 | 146 | 5 | 26 | 952.381 | 0 | 35.7143 | 342.8571 | 27.1623 | 1358.1147 | 1351.021 | 7.0937 | 1351.0575 | 7.0205 | 0.036481 | 0 | 0 | 0 | 0 | 0 | 0
3491 | 146 | 5 | 26 | 952.381 | 0 | 35.7143 | 342.8571 | 27.1623 | 1358.1147 | 1351.021 | 7.0937 | 1351.0575 | 7.0205 | 0.036481 | 0 | 0 | 0 | 0 | 0 | 0
3492 | 146 | 5 | 26 | 952.381 | 0 | 35.7143 | 342.8571 | 27.1623 | 1358.1147 | 1351.021 | 7.0937 | 1351.0575 | 7.0205 | 0.036481 | 0 | 0 | 0 | 0 | 0 | 0
3493 | 146 | 5 | 26 | 952.381 | 0 | 35.7143 | 342.8571 | 27.1623 | 1358.1147 | 1351.021 | 7.0937 | 1351.0575 | 7.0205 | 0.036481 | 0 | 0 | 0 | 0 | 0 | 0
3494 | 146 | 5 | 26 | 952.381 | 0 | 35.7143 | 342.8571 | 27.1623 | 1358.1147 | 1351.021 | 7.0937 | 1351.0575 | 7.0205 | 0.036481 | 0 | 0 | 0 | 0 | 0 | 0
3495 | 146 | 5 | 26 | 952.381 | 0 | 35.7143 | 342.8571 | 27.1623 | 1358.1147 | 1351.021 | 7.0937 | 1351.0575 | 7.0205 | 0.036481 | 0 | 0 | 0 | 0 | 0 | 0
3496 | 146 | 5 | 26 | 952.381 | 0 | 35.7143 | 342.8571 | 27.1623 | 1358.1147 | 1351.021 | 7.0937 | 1351.0575 | 7.0205 | 0.036481 | 0 | 0 | 0 | 0 | 0 | 0
3497 | 146 | 5 | 26 | 952.381 | 0 | 35.7143 | 0 | 20.1652 | 1008.2604 | 1002.9941 | 5.2663 | 1003.0212 | 5.212 | 0.027083 | 0 | 0 | 0 | 0 | 0 | 0
3498 | 146 | 5 | 26 | 952.381 | 625 | 35.7143 | 0 | 32.9203 | 1646.0155 | 1637.4181 | 8.5974 | 1637.4624 | 8.5088 | 0.044214 | 0 | 0 | 0 | 0 | 0 | 0
3499 | 146 | 5 | 26 | 952.381 | 1250 | 35.7143 | 0 | 45.6754 | 2283.7707 | 2269.0512 | 14.7194 | 1732 | 548.9035 | 2.8523 | 0 | 0 | 0 | 0 | 0 | 0
3500 | 146 | 5 | 26 | 952.381 | 1250 | 35.7143 | 0 | 45.6754 | 2283.7707 | 2269.0512 | 14.7194 | 1732 | 548.9035 | 2.8523 | 0 | 0 | 0 | 0 | 0 | 0
3501 | 146 | 5 | 26 | 952.381 | 1250 | 35.7143 | 0 | 45.6754 | 2283.7707 | 2269.0512 | 14.7194 | 1732 | 548.9035 | 2.8523 | 0 | 0 | 0 | 0 | 0 | 0
3502 | 146 | 5 | 26 | 952.381 | 625 | 35.7143 | 0 | 32.9203 | 1646.0155 | 1637.4181 | 8.5974 | 1637.4624 | 8.5088 | 0.044214 | 0 | 0 | 0 | 0 | 0 | 0
3503 | 146 | 5 | 27 | 952.381 | 0 | 35.7143 | 0 | 20.1652 | 1008.2604 | 1002.9941 | 5.2663 | 1003.0212 | 5.212 | 0.027083 | 0 | 0 | 0 | 0 | 0 | 0
3504 | 147 | 5 | 27 | 952.381 | 0 | 35.7143 | 0 | 20.1652 | 1008.2604 | 1002.9941 | 5.2663 | 1003.0212 | 5.212 | 0.027083 | 0 | 0 | 0 | 0 | 0 | 0
3505 | 147 | 5 | 27 | 952.381 | 0 | 35.7143 | 0 | 20.1652 | 1008.2604 | 1002.9941 | 5.2663 | 1003.0212 | 5.212 | 0.027083 | 0 | 0 | 0 | 0 | 0 | 0
3506 | 147 | 5 | 27 | 952.381 | 0 | 35.7143 | 0 | 20.1652 | 1008.2604 | 1002.9941 | 5.2663 | 1003.0212 | 5.212 | 0.027083 | 0 | 0 | 0 | 0 | 0 | 0
3507 | 147 | 5 | 27 | 952.381 | 0 | 35.7143 | 0 | 20.1652 | 1008.2604 | 1002.9941 | 5.2663 | 1003.0212 | 5.212 | 0.027083 | 0 | 0 | 0 | 0 | 0 | 0
3508 | 147 | 5 | 27 | 952.381 | 0 | 35.7143 | 0 | 20.1652 | 1008.2604 | 1002.9941 | 5.2663 | 1003.0212 | 5.212 | 0.027083 | 0 | 0 | 0 | 0 | 0 | 0
3509 | 147 | 5 | 27 | 952.381 | 750 | 35.7143 | 0 | 35.4713 | 1773.5666 | 1764.1357 | 9.4309 | 1732 | 41.3506 | 0.21487 | 0 | 0 | 0 | 0 | 0 | 0
3510 | 147 | 5 | 27 | 952.381 | 1250 | 35.7143 | 0 | 45.6754 | 2283.7707 | 2269.0512 | 14.7194 | 1732 | 548.9035 | 2.8523 | 0 | 0 | 0 | 0 | 0 | 0
3511 | 147 | 5 | 27 | 952.381 | 1250 | 35.7143 | 342.8571 | 52.6725 | 2633.6249 | 2615.279 | 18.3459 | 1732 | 896.9398 | 4.6608 | 0 | 0 | 0 | 0 | 0 | 0
3512 | 147 | 5 | 27 | 952.381 | 1250 | 35.7143 | 342.8571 | 52.6725 | 2633.6249 | 2615.279 | 18.3459 | 1732 | 896.9398 | 4.6608 | 0 | 0 | 0 | 0 | 0 | 0
3513 | 147 | 5 | 27 | 952.381 | 500 | 35.7143 | 342.8571 | 37.3664 | 1868.3188 | 1857.9057 | 10.413 | 1732 | 135.6104 | 0.70467 | 0 | 0 | 0 | 0 | 0 | 0
3514 | 147 | 5 | 27 | 952.381 | 0 | 35.7143 | 342.8571 | 27.1623 | 1358.1147 | 1351.021 | 7.0937 | 1351.0575 | 7.0205 | 0.036481 | 0 | 0 | 0 | 0 | 0 | 0
3515 | 147 | 5 | 27 | 952.381 | 0 | 35.7143 | 342.8571 | 27.1623 | 1358.1147 | 1351.021 | 7.0937 | 1351.0575 | 7.0205 | 0.036481 | 0 | 0 | 0 | 0 | 0 | 0
3516 | 147 | 5 | 27 | 952.381 | 0 | 35.7143 | 342.8571 | 27.1623 | 1358.1147 | 1351.021 | 7.0937 | 1351.0575 | 7.0205 | 0.036481 | 0 | 0 | 0 | 0 | 0 | 0
3517 | 147 | 5 | 27 | 952.381 | 0 | 35.7143 | 342.8571 | 27.1623 | 1358.1147 | 1351.021 | 7.0937 | 1351.0575 | 7.0205 | 0.036481 | 0 | 0 | 0 | 0 | 0 | 0
3518 | 147 | 5 | 27 | 952.381 | 0 | 35.7143 | 342.8571 | 27.1623 | 1358.1147 | 1351.021 | 7.0937 | 1351.0575 | 7.0205 | 0.036481 | 0 | 0 | 0 | 0 | 0 | 0
3519 | 147 | 5 | 27 | 952.381 | 0 | 35.7143 | 342.8571 | 27.1623 | 1358.1147 | 1351.021 | 7.0937 | 1351.0575 | 7.0205 | 0.036481 | 0 | 0 | 0 | 0 | 0 | 0
3520 | 147 | 5 | 27 | 952.381 | 0 | 35.7143 | 342.8571 | 27.1623 | 1358.1147 | 1351.021 | 7.0937 | 1351.0575 | 7.0205 | 0.036481 | 0 | 0 | 0 | 0 | 0 | 0
3521 | 147 | 5 | 27 | 952.381 | 0 | 35.7143 | 0 | 20.1652 | 1008.2604 | 1002.9941 | 5.2663 | 1003.0212 | 5.212 | 0.027083 | 0 | 0 | 0 | 0 | 0 | 0
3522 | 147 | 5 | 27 | 952.381 | 625 | 35.7143 | 0 | 32.9203 | 1646.0155 | 1637.4181 | 8.5974 | 1637.4624 | 8.5088 | 0.044214 | 0 | 0 | 0 | 0 | 0 | 0
3523 | 147 | 5 | 27 | 952.381 | 1250 | 35.7143 | 0 | 45.6754 | 2283.7707 | 2269.0512 | 14.7194 | 1732 | 548.9035 | 2.8523 | 0 | 0 | 0 | 0 | 0 | 0
3524 | 147 | 5 | 27 | 952.381 | 1250 | 35.7143 | 0 | 45.6754 | 2283.7707 | 2269.0512 | 14.7194 | 1732 | 548.9035 | 2.8523 | 0 | 0 | 0 | 0 | 0 | 0
3525 | 147 | 5 | 27 | 952.381 | 1250 | 35.7143 | 0 | 45.6754 | 2283.7707 | 2269.0512 | 14.7194 | 1732 | 548.9035 | 2.8523 | 0 | 0 | 0 | 0 | 0 | 0
3526 | 147 | 5 | 27 | 952.381 | 625 | 35.7143 | 0 | 32.9203 | 1646.0155 | 1637.4181 | 8.5974 | 1637.4624 | 8.5088 | 0.044214 | 0 | 0 | 0 | 0 | 0 | 0
3527 | 147 | 5 | 28 | 952.381 | 0 | 35.7143 | 0 | 20.1652 | 1008.2604 | 1002.9941 | 5.2663 | 1003.0212 | 5.212 | 0.027083 | 0 | 0 | 0 | 0 | 0 | 0
3528 | 148 | 5 | 28 | 952.381 | 0 | 35.7143 | 0 | 20.1652 | 1008.2604 | 1002.9941 | 5.2663 | 1003.0212 | 5.212 | 0.027083 | 0 | 0 | 0 | 0 | 0 | 0
3529 | 148 | 5 | 28 | 952.381 | 0 | 35.7143 | 0 | 20.1652 | 1008.2604 | 1002.9941 | 5.2663 | 1003.0212 | 5.212 | 0.027083 | 0 | 0 | 0 | 0 | 0 | 0
3530 | 148 | 5 | 28 | 952.381 | 0 | 35.7143 | 0 | 20.1652 | 1008.2604 | 1002.9941 | 5.2663 | 1003.0212 | 5.212 | 0.027083 | 0 | 0 | 0 | 0 | 0 | 0
3531 | 148 | 5 | 28 | 952.381 | 0 | 35.7143 | 0 | 20.1652 | 1008.2604 | 1002.9941 | 5.2663 | 1003.0212 | 5.212 | 0.027083 | 0 | 0 | 0 | 0 | 0 | 0
3532 | 148 | 5 | 28 | 952.381 | 0 | 35.7143 | 0 | 20.1652 | 1008.2604 | 1002.9941 | 5.2663 | 1003.0212 | 5.212 | 0.027083 | 0 | 0 | 0 | 0 | 0 | 0
3533 | 148 | 5 | 28 | 952.381 | 750 | 35.7143 | 0 | 35.4713 | 1773.5666 | 1764.1357 | 9.4309 | 1732 | 41.3506 | 0.21487 | 0 | 0 | 0 | 0 | 0 | 0
3534 | 148 | 5 | 28 | 952.381 | 1250 | 35.7143 | 0 | 45.6754 | 2283.7707 | 2269.0512 | 14.7194 | 1732 | 548.9035 | 2.8523 | 0 | 0 | 0 | 0 | 0 | 0
3535 | 148 | 5 | 28 | 952.381 | 1250 | 35.7143 | 342.8571 | 52.6725 | 2633.6249 | 2615.279 | 18.3459 | 1732 | 896.9398 | 4.6608 | 0 | 0 | 0 | 0 | 0 | 0
3536 | 148 | 5 | 28 | 952.381 | 1250 | 35.7143 | 342.8571 | 52.6725 | 2633.6249 | 2615.279 | 18.3459 | 1732 | 896.9398 | 4.6608 | 0 | 0 | 0 | 0 | 0 | 0
3537 | 148 | 5 | 28 | 952.381 | 500 | 35.7143 | 342.8571 | 37.3664 | 1868.3188 | 1857.9057 | 10.413 | 1732 | 135.6104 | 0.70467 | 0 | 0 | 0 | 0 | 0 | 0
3538 | 148 | 5 | 28 | 952.381 | 0 | 35.7143 | 342.8571 | 27.1623 | 1358.1147 | 1351.021 | 7.0937 | 1351.0575 | 7.0205 | 0.036481 | 0 | 0 | 0 | 0 | 0 | 0
3539 | 148 | 5 | 28 | 952.381 | 0 | 35.7143 | 342.8571 | 27.1623 | 1358.1147 | 1351.021 | 7.0937 | 1351.0575 | 7.0205 | 0.036481 | 0 | 0 | 0 | 0 | 0 | 0
3540 | 148 | 5 | 28 | 952.381 | 0 | 35.7143 | 342.8571 | 27.1623 | 1358.1147 | 1351.021 | 7.0937 | 1351.0575 | 7.0205 | 0.036481 | 0 | 0 | 0 | 0 | 0 | 0
3541 | 148 | 5 | 28 | 952.381 | 0 | 35.7143 | 342.8571 | 27.1623 | 1358.1147 | 1351.021 | 7.0937 | 1351.0575 | 7.0205 | 0.036481 | 0 | 0 | 0 | 0 | 0 | 0
3542 | 148 | 5 | 28 | 952.381 | 0 | 35.7143 | 342.8571 | 27.1623 | 1358.1147 | 1351.021 | 7.0937 | 1351.0575 | 7.0205 | 0.036481 | 0 | 0 | 0 | 0 | 0 | 0
3543 | 148 | 5 | 28 | 952.381 | 0 | 35.7143 | 342.8571 | 27.1623 | 1358.1147 | 1351.021 | 7.0937 | 1351.0575 | 7.0205 | 0.036481 | 0 | 0 | 0 | 0 | 0 | 0
3544 | 148 | 5 | 28 | 952.381 | 0 | 35.7143 | 342.8571 | 27.1623 | 1358.1147 | 1351.021 | 7.0937 | 1351.0575 | 7.0205 | 0.036481 | 0 | 0 | 0 | 0 | 0 | 0
3545 | 148 | 5 | 28 | 952.381 | 0 | 35.7143 | 0 | 20.1652 | 1008.2604 | 1002.9941 | 5.2663 | 1003.0212 | 5.212 | 0.027083 | 0 | 0 | 0 | 0 | 0 | 0
3546 | 148 | 5 | 28 | 952.381 | 625 | 35.7143 | 0 | 32.9203 | 1646.0155 | 1637.4181 | 8.5974 | 1637.4624 | 8.5088 | 0.044214 | 0 | 0 | 0 | 0 | 0 | 0
3547 | 148 | 5 | 28 | 952.381 | 1250 | 35.7143 | 0 | 45.6754 | 2283.7707 | 2269.0512 | 14.7194 | 1732 | 548.9035 | 2.8523 | 0 | 0 | 0 | 0 | 0 | 0
3548 | 148 | 5 | 28 | 952.381 | 1250 | 35.7143 | 0 | 45.6754 | 2283.7707 | 2269.0512 | 14.7194 | 1732 | 548.9035 | 2.8523 | 0 | 0 | 0 | 0 | 0 | 0
3549 | 148 | 5 | 28 | 952.381 | 1250 | 35.7143 | 0 | 45.6754 | 2283.7707 | 2269.0512 | 14.7194 | 1732 | 548.9035 | 2.8523 | 0 | 0 | 0 | 0 | 0 | 0
3550 | 148 | 5 | 28 | 952.381 | 625 | 35.7143 | 0 | 32.9203 | 1646.0155 | 1637.4181 | 8.5974 | 1637.4624 | 8.5088 | 0.044214 | 0 | 0 | 0 | 0 | 0 | 0
3551 | 148 | 5 | 29 | 952.381 | 0 | 35.7143 | 0 | 20.1652 | 1008.2604 | 1002.9941 | 5.2663 | 1003.0212 | 5.212 | 0.027083 | 0 | 0 | 0 | 0 | 0 | 0
3552 | 149 | 5 | 29 | 952.381 | 0 | 35.7143 | 0 | 20.1652 | 1008.2604 | 1002.9941 | 5.2663 | 1003.0212 | 5.212 | 0.027083 | 0 | 0 | 0 | 0 | 0 | 0
3553 | 149 | 5 | 29 | 952.381 | 0 | 35.7143 | 0 | 20.1652 | 1008.2604 | 1002.9941 | 5.2663 | 1003.0212 | 5.212 | 0.027083 | 0 | 0 | 0 | 0 | 0 | 0
3554 | 149 | 5 | 29 | 952.381 | 0 | 35.7143 | 0 | 20.1652 | 1008.2604 | 1002.9941 | 5.2663 | 1003.0212 | 5.212 | 0.027083 | 0 | 0 | 0 | 0 | 0 | 0
3555 | 149 | 5 | 29 | 952.381 | 0 | 35.7143 | 0 | 20.1652 | 1008.2604 | 1002.9941 | 5.2663 | 1003.0212 | 5.212 | 0.027083 | 0 | 0 | 0 | 0 | 0 | 0
3556 | 149 | 5 | 29 | 952.381 | 0 | 35.7143 | 0 | 20.1652 | 1008.2604 | 1002.9941 | 5.2663 | 1003.0212 | 5.212 | 0.027083 | 0 | 0 | 0 | 0 | 0 | 0
3557 | 149 | 5 | 29 | 952.381 | 750 | 35.7143 | 0 | 35.4713 | 1773.5666 | 1764.1357 | 9.4309 | 1732 | 41.3506 | 0.21487 | 0 | 0 | 0 | 0 | 0 | 0
3558 | 149 | 5 | 29 | 952.381 | 1250 | 35.7143 | 0 | 45.6754 | 2283.7707 | 2269.0512 | 14.7194 | 1732 | 548.9035 | 2.8523 | 0 | 0 | 0 | 0 | 0 | 0
3559 | 149 | 5 | 29 | 952.381 | 1250 | 35.7143 | 342.8571 | 52.6725 | 2633.6249 | 2615.279 | 18.3459 | 1732 | 896.9398 | 4.6608 | 0 | 0 | 0 | 0 | 0 | 0
3560 | 149 | 5 | 29 | 952.381 | 1250 | 35.7143 | 342.8571 | 52.6725 | 2633.6249 | 2615.279 | 18.3459 | 1732 | 896.9398 | 4.6608 | 0 | 0 | 0 | 0 | 0 | 0
3561 | 149 | 5 | 29 | 952.381 | 500 | 35.7143 | 342.8571 | 37.3664 | 1868.3188 | 1857.9057 | 10.413 | 1732 | 135.6104 | 0.70467 | 0 | 0 | 0 | 0 | 0 | 0
3562 | 149 | 5 | 29 | 952.381 | 0 | 35.7143 | 342.8571 | 27.1623 | 1358.1147 | 1351.021 | 7.0937 | 1351.0575 | 7.0205 | 0.036481 | 0 | 0 | 0 | 0 | 0 | 0
3563 | 149 | 5 | 29 | 952.381 | 0 | 35.7143 | 342.8571 | 27.1623 | 1358.1147 | 1351.021 | 7.0937 | 1351.0575 | 7.0205 | 0.036481 | 0 | 0 | 0 | 0 | 0 | 0
3564 | 149 | 5 | 29 | 952.381 | 0 | 35.7143 | 342.8571 | 27.1623 | 1358.1147 | 1351.021 | 7.0937 | 1351.0575 | 7.0205 | 0.036481 | 0 | 0 | 0 | 0 | 0 | 0
3565 | 149 | 5 | 29 | 952.381 | 0 | 35.7143 | 342.8571 | 27.1623 | 1358.1147 | 1351.021 | 7.0937 | 1351.0575 | 7.0205 | 0.036481 | 0 | 0 | 0 | 0 | 0 | 0
3566 | 149 | 5 | 29 | 952.381 | 0 | 35.7143 | 342.8571 | 27.1623 | 1358.1147 | 1351.021 | 7.0937 | 1351.0575 | 7.0205 | 0.036481 | 0 | 0 | 0 | 0 | 0 | 0
3567 | 149 | 5 | 29 | 952.381 | 0 | 35.7143 | 342.8571 | 27.1623 | 1358.1147 | 1351.021 | 7.0937 | 1351.0575 | 7.0205 | 0.036481 | 0 | 0 | 0 | 0 | 0 | 0
3568 | 149 | 5 | 29 | 952.381 | 0 | 35.7143 | 342.8571 | 27.1623 | 1358.1147 | 1351.021 | 7.0937 | 1351.0575 | 7.0205 | 0.036481 | 0 | 0 | 0 | 0 | 0 | 0
3569 | 149 | 5 | 29 | 952.381 | 0 | 35.7143 | 0 | 20.1652 | 1008.2604 | 1002.9941 | 5.2663 | 1003.0212 | 5.212 | 0.027083 | 0 | 0 | 0 | 0 | 0 | 0
3570 | 149 | 5 | 29 | 952.381 | 625 | 35.7143 | 0 | 32.9203 | 1646.0155 | 1637.4181 | 8.5974 | 1637.4624 | 8.5088 | 0.044214 | 0 | 0 | 0 | 0 | 0 | 0
3571 | 149 | 5 | 29 | 952.381 | 1250 | 35.7143 | 0 | 45.6754 | 2283.7707 | 2269.0512 | 14.7194 | 1732 | 548.9035 | 2.8523 | 0 | 0 | 0 | 0 | 0 | 0
3572 | 149 | 5 | 29 | 952.381 | 1250 | 35.7143 | 0 | 45.6754 | 2283.7707 | 2269.0512 | 14.7194 | 1732 | 548.9035 | 2.8523 | 0 | 0 | 0 | 0 | 0 | 0
3573 | 149 | 5 | 29 | 952.381 | 1250 | 35.7143 | 0 | 45.6754 | 2283.7707 | 2269.0512 | 14.7194 | 1732 | 548.9035 | 2.8523 | 0 | 0 | 0 | 0 | 0 | 0
3574 | 149 | 5 | 29 | 952.381 | 625 | 35.7143 | 0 | 32.9203 | 1646.0155 | 1637.4181 | 8.5974 | 1637.4624 | 8.5088 | 0.044214 | 0 | 0 | 0 | 0 | 0 | 0
3575 | 149 | 5 | 30 | 952.381 | 0 | 35.7143 | 0 | 20.1652 | 1008.2604 | 1002.9941 | 5.2663 | 1003.0212 | 5.212 | 0.027083 | 0 | 0 | 0 | 0 | 0 | 0
3576 | 150 | 5 | 30 | 952.381 | 0 | 35.7143 | 0 | 20.1652 | 1008.2604 | 1002.9941 | 5.2663 | 1003.0212 | 5.212 | 0.027083 | 0 | 0 | 0 | 0 | 0 | 0
3577 | 150 | 5 | 30 | 952.381 | 0 | 35.7143 | 0 | 20.1652 | 1008.2604 | 1002.9941 | 5.2663 | 1003.0212 | 5.212 | 0.027083 | 0 | 0 | 0 | 0 | 0 | 0
3578 | 150 | 5 | 30 | 952.381 | 0 | 35.7143 | 0 | 20.1652 | 1008.2604 | 1002.9941 | 5.2663 | 1003.0212 | 5.212 | 0.027083 | 0 | 0 | 0 | 0 | 0 | 0
3579 | 150 | 5 | 30 | 952.381 | 0 | 35.7143 | 0 | 20.1652 | 1008.2604 | 1002.9941 | 5.2663 | 1003.0212 | 5.212 | 0.027083 | 0 | 0 | 0 | 0 | 0 | 0
3580 | 150 | 5 | 30 | 952.381 | 0 | 35.7143 | 0 | 20.1652 | 1008.2604 | 1002.9941 | 5.2663 | 1003.0212 | 5.212 | 0.027083 | 0 | 0 | 0 | 0 | 0 | 0
3581 | 150 | 5 | 30 | 952.381 | 750 | 35.7143 | 0 | 35.4713 | 1773.5666 | 1764.1357 | 9.4309 | 1732 | 41.3506 | 0.21487 | 0 | 0 | 0 | 0 | 0 | 0
3582 | 150 | 5 | 30 | 952.381 | 1250 | 35.7143 | 0 | 45.6754 | 2283.7707 | 2269.0512 | 14.7194 | 1732 | 548.9035 | 2.8523 | 0 | 0 | 0 | 0 | 0 | 0
3583 | 150 | 5 | 30 | 952.381 | 1250 | 35.7143 | 342.8571 | 52.6725 | 2633.6249 | 2615.279 | 18.3459 | 1732 | 896.9398 | 4.6608 | 0 | 0 | 0 | 0 | 0 | 0
3584 | 150 | 5 | 30 | 952.381 | 1250 | 35.7143 | 342.8571 | 52.6725 | 2633.6249 | 2615.279 | 18.3459 | 1732 | 896.9398 | 4.6608 | 0 | 0 | 0 | 0 | 0 | 0
3585 | 150 | 5 | 30 | 952.381 | 500 | 35.7143 | 342.8571 | 37.3664 | 1868.3188 | 1857.9057 | 10.413 | 1732 | 135.6104 | 0.70467 | 0 | 0 | 0 | 0 | 0 | 0
3586 | 150 | 5 | 30 | 952.381 | 0 | 35.7143 | 342.8571 | 27.1623 | 1358.1147 | 1351.021 | 7.0937 | 1351.0575 | 7.0205 | 0.036481 | 0 | 0 | 0 | 0 | 0 | 0
3587 | 150 | 5 | 30 | 952.381 | 0 | 35.7143 | 342.8571 | 27.1623 | 1358.1147 | 1351.021 | 7.0937 | 1351.0575 | 7.0205 | 0.036481 | 0 | 0 | 0 | 0 | 0 | 0
3588 | 150 | 5 | 30 | 952.381 | 0 | 35.7143 | 342.8571 | 27.1623 | 1358.1147 | 1351.021 | 7.0937 | 1351.0575 | 7.0205 | 0.036481 | 0 | 0 | 0 | 0 | 0 | 0
3589 | 150 | 5 | 30 | 952.381 | 0 | 35.7143 | 342.8571 | 27.1623 | 1358.1147 | 1351.021 | 7.0937 | 1351.0575 | 7.0205 | 0.036481 | 0 | 0 | 0 | 0 | 0 | 0
3590 | 150 | 5 | 30 | 952.381 | 0 | 35.7143 | 342.8571 | 27.1623 | 1358.1147 | 1351.021 | 7.0937 | 1351.0575 | 7.0205 | 0.036481 | 0 | 0 | 0 | 0 | 0 | 0
3591 | 150 | 5 | 30 | 952.381 | 0 | 35.7143 | 342.8571 | 27.1623 | 1358.1147 | 1351.021 | 7.0937 | 1351.0575 | 7.0205 | 0.036481 | 0 | 0 | 0 | 0 | 0 | 0
3592 | 150 | 5 | 30 | 952.381 | 0 | 35.7143 | 342.8571 | 27.1623 | 1358.1147 | 1351.021 | 7.0937 | 1351.0575 | 7.0205 | 0.036481 | 0 | 0 | 0 | 0 | 0 | 0
3593 | 150 | 5 | 30 | 952.381 | 0 | 35.7143 | 0 | 20.1652 | 1008.2604 | 1002.9941 | 5.2663 | 1003.0212 | 5.212 | 0.027083 | 0 | 0 | 0 | 0 | 0 | 0
3594 | 150 | 5 | 30 | 952.381 | 625 | 35.7143 | 0 | 32.9203 | 1646.0155 | 1637.4181 | 8.5974 | 1637.4624 | 8.5088 | 0.044214 | 0 | 0 | 0 | 0 | 0 | 0
3595 | 150 | 5 | 30 | 952.381 | 1250 | 35.7143 | 0 | 45.6754 | 2283.7707 | 2269.0512 | 14.7194 | 1732 | 548.9035 | 2.8523 | 0 | 0 | 0 | 0 | 0 | 0
3596 | 150 | 5 | 30 | 952.381 | 1250 | 35.7143 | 0 | 45.6754 | 2283.7707 | 2269.0512 | 14.7194 | 1732 | 548.9035 | 2.8523 | 0 | 0 | 0 | 0 | 0 | 0
3597 | 150 | 5 | 30 | 952.381 | 1250 | 35.7143 | 0 | 45.6754 | 2283.7707 | 2269.0512 | 14.7194 | 1732 | 548.9035 | 2.8523 | 0 | 0 | 0 | 0 | 0 | 0
3598 | 150 | 5 | 30 | 952.381 | 625 | 35.7143 | 0 | 32.9203 | 1646.0155 | 1637.4181 | 8.5974 | 1637.4624 | 8.5088 | 0.044214 | 0 | 0 | 0 | 0 | 0 | 0
3599 | 150 | 5 | 31 | 952.381 | 0 | 35.7143 | 0 | 20.1652 | 1008.2604 | 1002.9941 | 5.2663 | 1003.0212 | 5.212 | 0.027083 | 0 | 0 | 0 | 0 | 0 | 0
3600 | 151 | 5 | 31 | 952.381 | 0 | 35.7143 | 0 | 20.1652 | 1008.2604 | 1002.9941 | 5.2663 | 1003.0212 | 5.212 | 0.027083 | 0 | 0 | 0 | 0 | 0 | 0
3601 | 151 | 5 | 31 | 952.381 | 0 | 35.7143 | 0 | 20.1652 | 1008.2604 | 1002.9941 | 5.2663 | 1003.0212 | 5.212 | 0.027083 | 0 | 0 | 0 | 0 | 0 | 0
3602 | 151 | 5 | 31 | 952.381 | 0 | 35.7143 | 0 | 20.1652 | 1008.2604 | 1002.9941 | 5.2663 | 1003.0212 | 5.212 | 0.027083 | 0 | 0 | 0 | 0 | 0 | 0
3603 | 151 | 5 | 31 | 952.381 | 0 | 35.7143 | 0 | 20.1652 | 1008.2604 | 1002.9941 | 5.2663 | 1003.0212 | 5.212 | 0.027083 | 0 | 0 | 0 | 0 | 0 | 0
3604 | 151 | 5 | 31 | 952.381 | 0 | 35.7143 | 0 | 20.1652 | 1008.2604 | 1002.9941 | 5.2663 | 1003.0212 | 5.212 | 0.027083 | 0 | 0 | 0 | 0 | 0 | 0
3605 | 151 | 5 | 31 | 952.381 | 750 | 35.7143 | 0 | 35.4713 | 1773.5666 | 1764.1357 | 9.4309 | 1732 | 41.3506 | 0.21487 | 0 | 0 | 0 | 0 | 0 | 0
3606 | 151 | 5 | 31 | 952.381 | 1250 | 35.7143 | 0 | 45.6754 | 2283.7707 | 2269.0512 | 14.7194 | 1732 | 548.9035 | 2.8523 | 0 | 0 | 0 | 0 | 0 | 0
3607 | 151 | 5 | 31 | 952.381 | 1250 | 35.7143 | 342.8571 | 52.6725 | 2633.6249 | 2615.279 | 18.3459 | 1732 | 896.9398 | 4.6608 | 0 | 0 | 0 | 0 | 0 | 0
3608 | 151 | 5 | 31 | 952.381 | 1250 | 35.7143 | 342.8571 | 52.6725 | 2633.6249 | 2615.279 | 18.3459 | 1732 | 896.9398 | 4.6608 | 0 | 0 | 0 | 0 | 0 | 0
3609 | 151 | 5 | 31 | 952.381 | 500 | 35.7143 | 342.8571 | 37.3664 | 1868.3188 | 1857.9057 | 10.413 | 1732 | 135.6104 | 0.70467 | 0 | 0 | 0 | 0 | 0 | 0
3610 | 151 | 5 | 31 | 952.381 | 0 | 35.7143 | 342.8571 | 27.1623 | 1358.1147 | 1351.021 | 7.0937 | 1351.0575 | 7.0205 | 0.036481 | 0 | 0 | 0 | 0 | 0 | 0
3611 | 151 | 5 | 31 | 952.381 | 0 | 35.7143 | 342.8571 | 27.1623 | 1358.1147 | 1351.021 | 7.0937 | 1351.0575 | 7.0205 | 0.036481 | 0 | 0 | 0 | 0 | 0 | 0
3612 | 151 | 5 | 31 | 952.381 | 0 | 35.7143 | 342.8571 | 27.1623 | 1358.1147 | 1351.021 | 7.0937 | 1351.0575 | 7.0205 | 0.036481 | 0 | 0 | 0 | 0 | 0 | 0
3613 | 151 | 5 | 31 | 952.381 | 0 | 35.7143 | 342.8571 | 27.1623 | 1358.1147 | 1351.021 | 7.0937 | 1351.0575 | 7.0205 | 0.036481 | 0 | 0 | 0 | 0 | 0 | 0
3614 | 151 | 5 | 31 | 952.381 | 0 | 35.7143 | 342.8571 | 27.1623 | 1358.1147 | 1351.021 | 7.0937 | 1351.0575 | 7.0205 | 0.036481 | 0 | 0 | 0 | 0 | 0 | 0
3615 | 151 | 5 | 31 | 952.381 | 0 | 35.7143 | 342.8571 | 27.1623 | 1358.1147 | 1351.021 | 7.0937 | 1351.0575 | 7.0205 | 0.036481 | 0 | 0 | 0 | 0 | 0 | 0
3616 | 151 | 5 | 31 | 952.381 | 0 | 35.7143 | 342.8571 | 27.1623 | 1358.1147 | 1351.021 | 7.0937 | 1351.0575 | 7.0205 | 0.036481 | 0 | 0 | 0 | 0 | 0 | 0
3617 | 151 | 5 | 31 | 952.381 | 0 | 35.7143 | 0 | 20.1652 | 1008.2604 | 1002.9941 | 5.2663 | 1003.0212 | 5.212 | 0.027083 | 0 | 0 | 0 | 0 | 0 | 0
3618 | 151 | 5 | 31 | 952.381 | 625 | 35.7143 | 0 | 32.9203 | 1646.0155 | 1637.4181 | 8.5974 | 1637.4624 | 8.5088 | 0.044214 | 0 | 0 | 0 | 0 | 0 | 0
3619 | 151 | 5 | 31 | 952.381 | 1250 | 35.7143 | 0 | 45.6754 | 2283.7707 | 2269.0512 | 14.7194 | 1732 | 548.9035 | 2.8523 | 0 | 0 | 0 | 0 | 0 | 0
3620 | 151 | 5 | 31 | 952.381 | 1250 | 35.7143 | 0 | 45.6754 | 2283.7707 | 2269.0512 | 14.7194 | 1732 | 548.9035 | 2.8523 | 0 | 0 | 0 | 0 | 0 | 0
3621 | 151 | 5 | 31 | 952.381 | 1250 | 35.7143 | 0 | 45.6754 | 2283.7707 | 2269.0512 | 14.7194 | 1732 | 548.9035 | 2.8523 | 0 | 0 | 0 | 0 | 0 | 0
3622 | 151 | 5 | 31 | 952.381 | 625 | 35.7143 | 0 | 32.9203 | 1646.0155 | 1637.4181 | 8.5974 | 1637.4624 | 8.5088 | 0.044214 | 0 | 0 | 0 | 0 | 0 | 0
3623 | 151 | 5 | 32 | 952.381 | 0 | 35.7143 | 0 | 20.1652 | 1008.2604 | 1002.9941 | 5.2663 | 1003.0212 | 5.212 | 0.027083 | 0 | 0 | 0 | 0 | 0 | 0
3624 | 152 | 6 | 1 | 119.0476 | 0 | 0 | 0 | 2.4295 | 121.4772 | 120.8427 | 0.6345 | 120.8459 | 0.62795 | 0.003263 | 0 | 0 | 0 | 0 | 0 | 0
3625 | 152 | 6 | 1 | 119.0476 | 0 | 0 | 0 | 2.4295 | 121.4772 | 120.8427 | 0.6345 | 120.8459 | 0.62795 | 0.003263 | 0 | 0 | 0 | 0 | 0 | 0
3626 | 152 | 6 | 1 | 119.0476 | 0 | 0 | 0 | 2.4295 | 121.4772 | 120.8427 | 0.6345 | 120.8459 | 0.62795 | 0.003263 | 0 | 0 | 0 | 0 | 0 | 0
3627 | 152 | 6 | 1 | 119.0476 | 0 | 0 | 0 | 2.4295 | 121.4772 | 120.8427 | 0.6345 | 120.8459 | 0.62795 | 0.003263 | 0 | 0 | 0 | 0 | 0 | 0
3628 | 152 | 6 | 1 | 119.0476 | 0 | 0 | 0 | 2.4295 | 121.4772 | 120.8427 | 0.6345 | 120.8459 | 0.62795 | 0.003263 | 0 | 0 | 0 | 0 | 0 | 0
3629 | 152 | 6 | 1 | 119.0476 | 750 | 0 | 0 | 17.7357 | 886.7833 | 882.1515 | 4.6318 | 882.1753 | 4.5841 | 0.02382 | 0 | 0 | 0 | 0 | 0 | 0
3630 | 152 | 6 | 1 | 119.0476 | 1250 | 0 | 0 | 27.9397 | 1396.9874 | 1389.6907 | 7.2967 | 1389.7282 | 7.2215 | 0.037525 | 0 | 0 | 0 | 0 | 0 | 0
3631 | 152 | 6 | 1 | 119.0476 | 1250 | 0 | 285.7143 | 33.7707 | 1688.5326 | 1679.7131 | 8.8195 | 1679.7584 | 8.7285 | 0.045356 | 0 | 0 | 0 | 0 | 0 | 0
3632 | 152 | 6 | 1 | 119.0476 | 1250 | 0 | 285.7143 | 33.7707 | 1688.5326 | 1679.7131 | 8.8195 | 1679.7584 | 8.7285 | 0.045356 | 0 | 0 | 0 | 0 | 0 | 0
3633 | 152 | 6 | 1 | 119.0476 | 500 | 0 | 285.7143 | 18.4645 | 923.2264 | 918.4043 | 4.8222 | 918.4291 | 4.7724 | 0.024799 | 0 | 0 | 0 | 0 | 0 | 0
3634 | 152 | 6 | 1 | 119.0476 | 0 | 0 | 285.7143 | 8.2604 | 413.0224 | 410.8651 | 2.1573 | 410.8762 | 2.135 | 0.011094 | 0 | 0 | 0 | 0 | 0 | 0
3635 | 152 | 6 | 1 | 119.0476 | 0 | 0 | 285.7143 | 8.2604 | 413.0224 | 410.8651 | 2.1573 | 410.8762 | 2.135 | 0.011094 | 0 | 0 | 0 | 0 | 0 | 0
3636 | 152 | 6 | 1 | 119.0476 | 0 | 0 | 285.7143 | 8.2604 | 413.0224 | 410.8651 | 2.1573 | 410.8762 | 2.135 | 0.011094 | 0 | 0 | 0 | 0 | 0 | 0
3637 | 152 | 6 | 1 | 119.0476 | 0 | 0 | 285.7143 | 8.2604 | 413.0224 | 410.8651 | 2.1573 | 410.8762 | 2.135 | 0.011094 | 0 | 0 | 0 | 0 | 0 | 0
3638 | 152 | 6 | 1 | 119.0476 | 0 | 0 | 285.7143 | 8.2604 | 413.0224 | 410.8651 | 2.1573 | 410.8762 | 2.135 | 0.011094 | 0 | 0 | 0 | 0 | 0 | 0
3639 | 152 | 6 | 1 | 119.0476 | 0 | 0 | 285.7143 | 8.2604 | 413.0224 | 410.8651 | 2.1573 | 410.8762 | 2.135 | 0.011094 | 0 | 0 | 0 | 0 | 0 | 0
3640 | 152 | 6 | 1 | 119.0476 | 0 | 0 | 285.7143 | 8.2604 | 413.0224 | 410.8651 | 2.1573 | 410.8762 | 2.135 | 0.011094 | 0 | 0 | 0 | 0 | 0 | 0
3641 | 152 | 6 | 1 | 119.0476 | 0 | 0 | 0 | 2.4295 | 121.4772 | 120.8427 | 0.6345 | 120.8459 | 0.62795 | 0.003263 | 0 | 0 | 0 | 0 | 0 | 0
3642 | 152 | 6 | 1 | 119.0476 | 625 | 0 | 0 | 15.1846 | 759.2323 | 755.2667 | 3.9656 | 755.2871 | 3.9247 | 0.020394 | 0 | 0 | 0 | 0 | 0 | 0
3643 | 152 | 6 | 1 | 119.0476 | 1250 | 0 | 0 | 27.9397 | 1396.9874 | 1389.6907 | 7.2967 | 1389.7282 | 7.2215 | 0.037525 | 0 | 0 | 0 | 0 | 0 | 0
3644 | 152 | 6 | 1 | 119.0476 | 1250 | 0 | 0 | 27.9397 | 1396.9874 | 1389.6907 | 7.2967 | 1389.7282 | 7.2215 | 0.037525 | 0 | 0 | 0 | 0 | 0 | 0
3645 | 152 | 6 | 1 | 119.0476 | 1250 | 0 | 0 | 27.9397 | 1396.9874 | 1389.6907 | 7.2967 | 1389.7282 | 7.2215 | 0.037525 | 0 | 0 | 0 | 0 | 0 | 0
3646 | 152 | 6 | 1 | 119.0476 | 625 | 0 | 0 | 15.1846 | 759.2323 | 755.2667 | 3.9656 | 755.2871 | 3.9247 | 0.020394 | 0 | 0 | 0 | 0 | 0 | 0
3647 | 152 | 6 | 2 | 119.0476 | 0 | 0 | 0 | 2.4295 | 121.4772 | 120.8427 | 0.6345 | 120.8459 | 0.62795 | 0.003263 | 0 | 0 | 0 | 0 | 0 | 0
3648 | 153 | 6 | 2 | 119.0476 | 0 | 0 | 0 | 2.4295 | 121.4772 | 120.8427 | 0.6345 | 120.8459 | 0.62795 | 0.003263 | 0 | 0 | 0 | 0 | 0 | 0
3649 | 153 | 6 | 2 | 119.0476 | 0 | 0 | 0 | 2.4295 | 121.4772 | 120.8427 | 0.6345 | 120.8459 | 0.62795 | 0.003263 | 0 | 0 | 0 | 0 | 0 | 0
3650 | 153 | 6 | 2 | 119.0476 | 0 | 0 | 0 | 2.4295 | 121.4772 | 120.8427 | 0.6345 | 120.8459 | 0.62795 | 0.003263 | 0 | 0 | 0 | 0 | 0 | 0
3651 | 153 | 6 | 2 | 119.0476 | 0 | 0 | 0 | 2.4295 | 121.4772 | 120.8427 | 0.6345 | 120.8459 | 0.62795 | 0.003263 | 0 | 0 | 0 | 0 | 0 | 0
3652 | 153 | 6 | 2 | 119.0476 | 0 | 0 | 0 | 2.4295 | 121.4772 | 120.8427 | 0.6345 | 120.8459 | 0.62795 | 0.003263 | 0 | 0 | 0 | 0 | 0 | 0
3653 | 153 | 6 | 2 | 119.0476 | 750 | 0 | 0 | 17.7357 | 886.7833 | 882.1515 | 4.6318 | 882.1753 | 4.5841 | 0.02382 | 0 | 0 | 0 | 0 | 0 | 0
3654 | 153 | 6 | 2 | 119.0476 | 1250 | 0 | 0 | 27.9397 | 1396.9874 | 1389.6907 | 7.2967 | 1389.7282 | 7.2215 | 0.037525 | 0 | 0 | 0 | 0 | 0 | 0
3655 | 153 | 6 | 2 | 119.0476 | 1250 | 0 | 285.7143 | 33.7707 | 1688.5326 | 1679.7131 | 8.8195 | 1679.7584 | 8.7285 | 0.045356 | 0 | 0 | 0 | 0 | 0 | 0
3656 | 153 | 6 | 2 | 119.0476 | 1250 | 0 | 285.7143 | 33.7707 | 1688.5326 | 1679.7131 | 8.8195 | 1679.7584 | 8.7285 | 0.045356 | 0 | 0 | 0 | 0 | 0 | 0
3657 | 153 | 6 | 2 | 119.0476 | 500 | 0 | 285.7143 | 18.4645 | 923.2264 | 918.4043 | 4.8222 | 918.4291 | 4.7724 | 0.024799 | 0 | 0 | 0 | 0 | 0 | 0
3658 | 153 | 6 | 2 | 119.0476 | 0 | 0 | 285.7143 | 8.2604 | 413.0224 | 410.8651 | 2.1573 | 410.8762 | 2.135 | 0.011094 | 0 | 0 | 0 | 0 | 0 | 0
3659 | 153 | 6 | 2 | 119.0476 | 0 | 0 | 285.7143 | 8.2604 | 413.0224 | 410.8651 | 2.1573 | 410.8762 | 2.135 | 0.011094 | 0 | 0 | 0 | 0 | 0 | 0
3660 | 153 | 6 | 2 | 119.0476 | 0 | 0 | 285.7143 | 8.2604 | 413.0224 | 410.8651 | 2.1573 | 410.8762 | 2.135 | 0.011094 | 0 | 0 | 0 | 0 | 0 | 0
3661 | 153 | 6 | 2 | 119.0476 | 0 | 0 | 285.7143 | 8.2604 | 413.0224 | 410.8651 | 2.1573 | 410.8762 | 2.135 | 0.011094 | 0 | 0 | 0 | 0 | 0 | 0
3662 | 153 | 6 | 2 | 119.0476 | 0 | 0 | 285.7143 | 8.2604 | 413.0224 | 410.8651 | 2.1573 | 410.8762 | 2.135 | 0.011094 | 0 | 0 | 0 | 0 | 0 | 0
3663 | 153 | 6 | 2 | 119.0476 | 0 | 0 | 285.7143 | 8.2604 | 413.0224 | 410.8651 | 2.1573 | 410.8762 | 2.135 | 0.011094 | 0 | 0 | 0 | 0 | 0 | 0
3664 | 153 | 6 | 2 | 119.0476 | 0 | 0 | 285.7143 | 8.2604 | 413.0224 | 410.8651 | 2.1573 | 410.8762 | 2.135 | 0.011094 | 0 | 0 | 0 | 0 | 0 | 0
3665 | 153 | 6 | 2 | 119.0476 | 0 | 0 | 0 | 2.4295 | 121.4772 | 120.8427 | 0.6345 | 120.8459 | 0.62795 | 0.003263 | 0 | 0 | 0 | 0 | 0 | 0
3666 | 153 | 6 | 2 | 119.0476 | 625 | 0 | 0 | 15.1846 | 759.2323 | 755.2667 | 3.9656 | 755.2871 | 3.9247 | 0.020394 | 0 | 0 | 0 | 0 | 0 | 0
3667 | 153 | 6 | 2 | 119.0476 | 1250 | 0 | 0 | 27.9397 | 1396.9874 | 1389.6907 | 7.2967 | 1389.7282 | 7.2215 | 0.037525 | 0 | 0 | 0 | 0 | 0 | 0
3668 | 153 | 6 | 2 | 119.0476 | 1250 | 0 | 0 | 27.9397 | 1396.9874 | 1389.6907 | 7.2967 | 1389.7282 | 7.2215 | 0.037525 | 0 | 0 | 0 | 0 | 0 | 0
3669 | 153 | 6 | 2 | 119.0476 | 1250 | 0 | 0 | 27.9397 | 1396.9874 | 1389.6907 | 7.2967 | 1389.7282 | 7.2215 | 0.037525 | 0 | 0 | 0 | 0 | 0 | 0
3670 | 153 | 6 | 2 | 119.0476 | 625 | 0 | 0 | 15.1846 | 759.2323 | 755.2667 | 3.9656 | 755.2871 | 3.9247 | 0.020394 | 0 | 0 | 0 | 0 | 0 | 0
3671 | 153 | 6 | 3 | 119.0476 | 0 | 0 | 0 | 2.4295 | 121.4772 | 120.8427 | 0.6345 | 120.8459 | 0.62795 | 0.003263 | 0 | 0 | 0 | 0 | 0 | 0
3672 | 154 | 6 | 3 | 119.0476 | 0 | 0 | 0 | 2.4295 | 121.4772 | 120.8427 | 0.6345 | 120.8459 | 0.62795 | 0.003263 | 0 | 0 | 0 | 0 | 0 | 0
3673 | 154 | 6 | 3 | 119.0476 | 0 | 0 | 0 | 2.4295 | 121.4772 | 120.8427 | 0.6345 | 120.8459 | 0.62795 | 0.003263 | 0 | 0 | 0 | 0 | 0 | 0
3674 | 154 | 6 | 3 | 119.0476 | 0 | 0 | 0 | 2.4295 | 121.4772 | 120.8427 | 0.6345 | 120.8459 | 0.62795 | 0.003263 | 0 | 0 | 0 | 0 | 0 | 0
3675 | 154 | 6 | 3 | 119.0476 | 0 | 0 | 0 | 2.4295 | 121.4772 | 120.8427 | 0.6345 | 120.8459 | 0.62795 | 0.003263 | 0 | 0 | 0 | 0 | 0 | 0
3676 | 154 | 6 | 3 | 119.0476 | 0 | 0 | 0 | 2.4295 | 121.4772 | 120.8427 | 0.6345 | 120.8459 | 0.62795 | 0.003263 | 0 | 0 | 0 | 0 | 0 | 0
3677 | 154 | 6 | 3 | 119.0476 | 750 | 0 | 0 | 17.7357 | 886.7833 | 882.1515 | 4.6318 | 882.1753 | 4.5841 | 0.02382 | 0 | 0 | 0 | 0 | 0 | 0
3678 | 154 | 6 | 3 | 119.0476 | 1250 | 0 | 0 | 27.9397 | 1396.9874 | 1389.6907 | 7.2967 | 1389.7282 | 7.2215 | 0.037525 | 0 | 0 | 0 | 0 | 0 | 0
3679 | 154 | 6 | 3 | 119.0476 | 1250 | 0 | 285.7143 | 33.7707 | 1688.5326 | 1679.7131 | 8.8195 | 1679.7584 | 8.7285 | 0.045356 | 0 | 0 | 0 | 0 | 0 | 0
3680 | 154 | 6 | 3 | 119.0476 | 1250 | 0 | 285.7143 | 33.7707 | 1688.5326 | 1679.7131 | 8.8195 | 1679.7584 | 8.7285 | 0.045356 | 0 | 0 | 0 | 0 | 0 | 0
3681 | 154 | 6 | 3 | 119.0476 | 500 | 0 | 285.7143 | 18.4645 | 923.2264 | 918.4043 | 4.8222 | 918.4291 | 4.7724 | 0.024799 | 0 | 0 | 0 | 0 | 0 | 0
3682 | 154 | 6 | 3 | 119.0476 | 0 | 0 | 285.7143 | 8.2604 | 413.0224 | 410.8651 | 2.1573 | 410.8762 | 2.135 | 0.011094 | 0 | 0 | 0 | 0 | 0 | 0
3683 | 154 | 6 | 3 | 119.0476 | 0 | 0 | 285.7143 | 8.2604 | 413.0224 | 410.8651 | 2.1573 | 410.8762 | 2.135 | 0.011094 | 0 | 0 | 0 | 0 | 0 | 0
3684 | 154 | 6 | 3 | 119.0476 | 0 | 0 | 285.7143 | 8.2604 | 413.0224 | 410.8651 | 2.1573 | 410.8762 | 2.135 | 0.011094 | 0 | 0 | 0 | 0 | 0 | 0
3685 | 154 | 6 | 3 | 119.0476 | 0 | 0 | 285.7143 | 8.2604 | 413.0224 | 410.8651 | 2.1573 | 410.8762 | 2.135 | 0.011094 | 0 | 0 | 0 | 0 | 0 | 0
3686 | 154 | 6 | 3 | 119.0476 | 0 | 0 | 285.7143 | 8.2604 | 413.0224 | 410.8651 | 2.1573 | 410.8762 | 2.135 | 0.011094 | 0 | 0 | 0 | 0 | 0 | 0
3687 | 154 | 6 | 3 | 119.0476 | 0 | 0 | 285.7143 | 8.2604 | 413.0224 | 410.8651 | 2.1573 | 410.8762 | 2.135 | 0.011094 | 0 | 0 | 0 | 0 | 0 | 0
3688 | 154 | 6 | 3 | 119.0476 | 0 | 0 | 285.7143 | 8.2604 | 413.0224 | 410.8651 | 2.1573 | 410.8762 | 2.135 | 0.011094 | 0 | 0 | 0 | 0 | 0 | 0
3689 | 154 | 6 | 3 | 119.0476 | 0 | 0 | 0 | 2.4295 | 121.4772 | 120.8427 | 0.6345 | 120.8459 | 0.62795 | 0.003263 | 0 | 0 | 0 | 0 | 0 | 0
3690 | 154 | 6 | 3 | 119.0476 | 625 | 0 | 0 | 15.1846 | 759.2323 | 755.2667 | 3.9656 | 755.2871 | 3.9247 | 0.020394 | 0 | 0 | 0 | 0 | 0 | 0
3691 | 154 | 6 | 3 | 119.0476 | 1250 | 0 | 0 | 27.9397 | 1396.9874 | 1389.6907 | 7.2967 | 1389.7282 | 7.2215 | 0.037525 | 0 | 0 | 0 | 0 | 0 | 0
3692 | 154 | 6 | 3 | 119.0476 | 1250 | 0 | 0 | 27.9397 | 1396.9874 | 1389.6907 | 7.2967 | 1389.7282 | 7.2215 | 0.037525 | 0 | 0 | 0 | 0 | 0 | 0
3693 | 154 | 6 | 3 | 119.0476 | 1250 | 0 | 0 | 27.9397 | 1396.9874 | 1389.6907 | 7.2967 | 1389.7282 | 7.2215 | 0.037525 | 0 | 0 | 0 | 0 | 0 | 0
3694 | 154 | 6 | 3 | 119.0476 | 625 | 0 | 0 | 15.1846 | 759.2323 | 755.2667 | 3.9656 | 755.2871 | 3.9247 | 0.020394 | 0 | 0 | 0 | 0 | 0 | 0
3695 | 154 | 6 | 4 | 119.0476 | 0 | 0 | 0 | 2.4295 | 121.4772 | 120.8427 | 0.6345 | 120.8459 | 0.62795 | 0.003263 | 0 | 0 | 0 | 0 | 0 | 0
3696 | 155 | 6 | 4 | 119.0476 | 0 | 0 | 0 | 2.4295 | 121.4772 | 120.8427 | 0.6345 | 120.8459 | 0.62795 | 0.003263 | 0 | 0 | 0 | 0 | 0 | 0
3697 | 155 | 6 | 4 | 119.0476 | 0 | 0 | 0 | 2.4295 | 121.4772 | 120.8427 | 0.6345 | 120.8459 | 0.62795 | 0.003263 | 0 | 0 | 0 | 0 | 0 | 0
3698 | 155 | 6 | 4 | 119.0476 | 0 | 0 | 0 | 2.4295 | 121.4772 | 120.8427 | 0.6345 | 120.8459 | 0.62795 | 0.003263 | 0 | 0 | 0 | 0 | 0 | 0
3699 | 155 | 6 | 4 | 119.0476 | 0 | 0 | 0 | 2.4295 | 121.4772 | 120.8427 | 0.6345 | 120.8459 | 0.62795 | 0.003263 | 0 | 0 | 0 | 0 | 0 | 0
3700 | 155 | 6 | 4 | 119.0476 | 0 | 0 | 0 | 2.4295 | 121.4772 | 120.8427 | 0.6345 | 120.8459 | 0.62795 | 0.003263 | 0 | 0 | 0 | 0 | 0 | 0
3701 | 155 | 6 | 4 | 119.0476 | 750 | 0 | 0 | 17.7357 | 886.7833 | 882.1515 | 4.6318 | 882.1753 | 4.5841 | 0.02382 | 0 | 0 | 0 | 0 | 0 | 0
3702 | 155 | 6 | 4 | 119.0476 | 1250 | 0 | 0 | 27.9397 | 1396.9874 | 1389.6907 | 7.2967 | 1389.7282 | 7.2215 | 0.037525 | 0 | 0 | 0 | 0 | 0 | 0
3703 | 155 | 6 | 4 | 119.0476 | 1250 | 0 | 285.7143 | 33.7707 | 1688.5326 | 1679.7131 | 8.8195 | 1679.7584 | 8.7285 | 0.045356 | 0 | 0 | 0 | 0 | 0 | 0
3704 | 155 | 6 | 4 | 119.0476 | 1250 | 0 | 285.7143 | 33.7707 | 1688.5326 | 1679.7131 | 8.8195 | 1679.7584 | 8.7285 | 0.045356 | 0 | 0 | 0 | 0 | 0 | 0
3705 | 155 | 6 | 4 | 119.0476 | 500 | 0 | 285.7143 | 18.4645 | 923.2264 | 918.4043 | 4.8222 | 918.4291 | 4.7724 | 0.024799 | 0 | 0 | 0 | 0 | 0 | 0
3706 | 155 | 6 | 4 | 119.0476 | 0 | 0 | 285.7143 | 8.2604 | 413.0224 | 410.8651 | 2.1573 | 410.8762 | 2.135 | 0.011094 | 0 | 0 | 0 | 0 | 0 | 0
3707 | 155 | 6 | 4 | 119.0476 | 0 | 0 | 285.7143 | 8.2604 | 413.0224 | 410.8651 | 2.1573 | 410.8762 | 2.135 | 0.011094 | 0 | 0 | 0 | 0 | 0 | 0
3708 | 155 | 6 | 4 | 119.0476 | 0 | 0 | 285.7143 | 8.2604 | 413.0224 | 410.8651 | 2.1573 | 410.8762 | 2.135 | 0.011094 | 0 | 0 | 0 | 0 | 0 | 0
3709 | 155 | 6 | 4 | 119.0476 | 0 | 0 | 285.7143 | 8.2604 | 413.0224 | 410.8651 | 2.1573 | 410.8762 | 2.135 | 0.011094 | 0 | 0 | 0 | 0 | 0 | 0
3710 | 155 | 6 | 4 | 119.0476 | 0 | 0 | 285.7143 | 8.2604 | 413.0224 | 410.8651 | 2.1573 | 410.8762 | 2.135 | 0.011094 | 0 | 0 | 0 | 0 | 0 | 0
3711 | 155 | 6 | 4 | 119.0476 | 0 | 0 | 285.7143 | 8.2604 | 413.0224 | 410.8651 | 2.1573 | 410.8762 | 2.135 | 0.011094 | 0 | 0 | 0 | 0 | 0 | 0
3712 | 155 | 6 | 4 | 119.0476 | 0 | 0 | 285.7143 | 8.2604 | 413.0224 | 410.8651 | 2.1573 | 410.8762 | 2.135 | 0.011094 | 0 | 0 | 0 | 0 | 0 | 0
3713 | 155 | 6 | 4 | 119.0476 | 0 | 0 | 0 | 2.4295 | 121.4772 | 120.8427 | 0.6345 | 120.8459 | 0.62795 | 0.003263 | 0 | 0 | 0 | 0 | 0 | 0
3714 | 155 | 6 | 4 | 119.0476 | 625 | 0 | 0 | 15.1846 | 759.2323 | 755.2667 | 3.9656 | 755.2871 | 3.9247 | 0.020394 | 0 | 0 | 0 | 0 | 0 | 0
3715 | 155 | 6 | 4 | 119.0476 | 1250 | 0 | 0 | 27.9397 | 1396.9874 | 1389.6907 | 7.2967 | 1389.7282 | 7.2215 | 0.037525 | 0 | 0 | 0 | 0 | 0 | 0
3716 | 155 | 6 | 4 | 119.0476 | 1250 | 0 | 0 | 27.9397 | 1396.9874 | 1389.6907 | 7.2967 | 1389.7282 | 7.2215 | 0.037525 | 0 | 0 | 0 | 0 | 0 | 0
3717 | 155 | 6 | 4 | 119.0476 | 1250 | 0 | 0 | 27.9397 | 1396.9874 | 1389.6907 | 7.2967 | 1389.7282 | 7.2215 | 0.037525 | 0 | 0 | 0 | 0 | 0 | 0
3718 | 155 | 6 | 4 | 119.0476 | 625 | 0 | 0 | 15.1846 | 759.2323 | 755.2667 | 3.9656 | 755.2871 | 3.9247 | 0.020394 | 0 | 0 | 0 | 0 | 0 | 0
3719 | 155 | 6 | 5 | 119.0476 | 0 | 0 | 0 | 2.4295 | 121.4772 | 120.8427 | 0.6345 | 120.8459 | 0.62795 | 0.003263 | 0 | 0 | 0 | 0 | 0 | 0
3720 | 156 | 6 | 5 | 119.0476 | 0 | 0 | 0 | 2.4295 | 121.4772 | 120.8427 | 0.6345 | 120.8459 | 0.62795 | 0.003263 | 0 | 0 | 0 | 0 | 0 | 0
3721 | 156 | 6 | 5 | 119.0476 | 0 | 0 | 0 | 2.4295 | 121.4772 | 120.8427 | 0.6345 | 120.8459 | 0.62795 | 0.003263 | 0 | 0 | 0 | 0 | 0 | 0
3722 | 156 | 6 | 5 | 119.0476 | 0 | 0 | 0 | 2.4295 | 121.4772 | 120.8427 | 0.6345 | 120.8459 | 0.62795 | 0.003263 | 0 | 0 | 0 | 0 | 0 | 0
3723 | 156 | 6 | 5 | 119.0476 | 0 | 0 | 0 | 2.4295 | 121.4772 | 120.8427 | 0.6345 | 120.8459 | 0.62795 | 0.003263 | 0 | 0 | 0 | 0 | 0 | 0
3724 | 156 | 6 | 5 | 119.0476 | 0 | 0 | 0 | 2.4295 | 121.4772 | 120.8427 | 0.6345 | 120.8459 | 0.62795 | 0.003263 | 0 | 0 | 0 | 0 | 0 | 0
3725 | 156 | 6 | 5 | 119.0476 | 750 | 0 | 0 | 17.7357 | 886.7833 | 882.1515 | 4.6318 | 882.1753 | 4.5841 | 0.02382 | 0 | 0 | 0 | 0 | 0 | 0
3726 | 156 | 6 | 5 | 119.0476 | 1250 | 0 | 0 | 27.9397 | 1396.9874 | 1389.6907 | 7.2967 | 1389.7282 | 7.2215 | 0.037525 | 0 | 0 | 0 | 0 | 0 | 0
3727 | 156 | 6 | 5 | 119.0476 | 1250 | 0 | 285.7143 | 33.7707 | 1688.5326 | 1679.7131 | 8.8195 | 1679.7584 | 8.7285 | 0.045356 | 0 | 0 | 0 | 0 | 0 | 0
3728 | 156 | 6 | 5 | 119.0476 | 1250 | 0 | 285.7143 | 33.7707 | 1688.5326 | 1679.7131 | 8.8195 | 1679.7584 | 8.7285 | 0.045356 | 0 | 0 | 0 | 0 | 0 | 0
3729 | 156 | 6 | 5 | 119.0476 | 500 | 0 | 285.7143 | 18.4645 | 923.2264 | 918.4043 | 4.8222 | 918.4291 | 4.7724 | 0.024799 | 0 | 0 | 0 | 0 | 0 | 0
3730 | 156 | 6 | 5 | 119.0476 | 0 | 0 | 285.7143 | 8.2604 | 413.0224 | 410.8651 | 2.1573 | 410.8762 | 2.135 | 0.011094 | 0 | 0 | 0 | 0 | 0 | 0
3731 | 156 | 6 | 5 | 119.0476 | 0 | 0 | 285.7143 | 8.2604 | 413.0224 | 410.8651 | 2.1573 | 410.8762 | 2.135 | 0.011094 | 0 | 0 | 0 | 0 | 0 | 0
3732 | 156 | 6 | 5 | 119.0476 | 0 | 0 | 285.7143 | 8.2604 | 413.0224 | 410.8651 | 2.1573 | 410.8762 | 2.135 | 0.011094 | 0 | 0 | 0 | 0 | 0 | 0
3733 | 156 | 6 | 5 | 119.0476 | 0 | 0 | 285.7143 | 8.2604 | 413.0224 | 410.8651 | 2.1573 | 410.8762 | 2.135 | 0.011094 | 0 | 0 | 0 | 0 | 0 | 0
3734 | 156 | 6 | 5 | 119.0476 | 0 | 0 | 285.7143 | 8.2604 | 413.0224 | 410.8651 | 2.1573 | 410.8762 | 2.135 | 0.011094 | 0 | 0 | 0 | 0 | 0 | 0
3735 | 156 | 6 | 5 | 119.0476 | 0 | 0 | 285.7143 | 8.2604 | 413.0224 | 410.8651 | 2.1573 | 410.8762 | 2.135 | 0.011094 | 0 | 0 | 0 | 0 | 0 | 0
3736 | 156 | 6 | 5 | 119.0476 | 0 | 0 | 285.7143 | 8.2604 | 413.0224 | 410.8651 | 2.1573 | 410.8762 | 2.135 | 0.011094 | 0 | 0 | 0 | 0 | 0 | 0
3737 | 156 | 6 | 5 | 119.0476 | 0 | 0 | 0 | 2.4295 | 121.4772 | 120.8427 | 0.6345 | 120.8459 | 0.62795 | 0.003263 | 0 | 0 | 0 | 0 | 0 | 0
3738 | 156 | 6 | 5 | 119.0476 | 625 | 0 | 0 | 15.1846 | 759.2323 | 755.2667 | 3.9656 | 755.2871 | 3.9247 | 0.020394 | 0 | 0 | 0 | 0 | 0 | 0
3739 | 156 | 6 | 5 | 119.0476 | 1250 | 0 | 0 | 27.9397 | 1396.9874 | 1389.6907 | 7.2967 | 1389.7282 | 7.2215 | 0.037525 | 0 | 0 | 0 | 0 | 0 | 0
3740 | 156 | 6 | 5 | 119.0476 | 1250 | 0 | 0 | 27.9397 | 1396.9874 | 1389.6907 | 7.2967 | 1389.7282 | 7.2215 | 0.037525 | 0 | 0 | 0 | 0 | 0 | 0
3741 | 156 | 6 | 5 | 119.0476 | 1250 | 0 | 0 | 27.9397 | 1396.9874 | 1389.6907 | 7.2967 | 1389.7282 | 7.2215 | 0.037525 | 0 | 0 | 0 | 0 | 0 | 0
3742 | 156 | 6 | 5 | 119.0476 | 625 | 0 | 0 | 15.1846 | 759.2323 | 755.2667 | 3.9656 | 755.2871 | 3.9247 | 0.020394 | 0 | 0 | 0 | 0 | 0 | 0
3743 | 156 | 6 | 6 | 119.0476 | 0 | 0 | 0 | 2.4295 | 121.4772 | 120.8427 | 0.6345 | 120.8459 | 0.62795 | 0.003263 | 0 | 0 | 0 | 0 | 0 | 0
3744 | 157 | 6 | 6 | 119.0476 | 0 | 0 | 0 | 2.4295 | 121.4772 | 120.8427 | 0.6345 | 120.8459 | 0.62795 | 0.003263 | 0 | 0 | 0 | 0 | 0 | 0
3745 | 157 | 6 | 6 | 119.0476 | 0 | 0 | 0 | 2.4295 | 121.4772 | 120.8427 | 0.6345 | 120.8459 | 0.62795 | 0.003263 | 0 | 0 | 0 | 0 | 0 | 0
3746 | 157 | 6 | 6 | 119.0476 | 0 | 0 | 0 | 2.4295 | 121.4772 | 120.8427 | 0.6345 | 120.8459 | 0.62795 | 0.003263 | 0 | 0 | 0 | 0 | 0 | 0
3747 | 157 | 6 | 6 | 119.0476 | 0 | 0 | 0 | 2.4295 | 121.4772 | 120.8427 | 0.6345 | 120.8459 | 0.62795 | 0.003263 | 0 | 0 | 0 | 0 | 0 | 0
3748 | 157 | 6 | 6 | 119.0476 | 0 | 0 | 0 | 2.4295 | 121.4772 | 120.8427 | 0.6345 | 120.8459 | 0.62795 | 0.003263 | 0 | 0 | 0 | 0 | 0 | 0
3749 | 157 | 6 | 6 | 119.0476 | 750 | 0 | 0 | 17.7357 | 886.7833 | 882.1515 | 4.6318 | 882.1753 | 4.5841 | 0.02382 | 0 | 0 | 0 | 0 | 0 | 0
3750 | 157 | 6 | 6 | 119.0476 | 1250 | 0 | 0 | 27.9397 | 1396.9874 | 1389.6907 | 7.2967 | 1389.7282 | 7.2215 | 0.037525 | 0 | 0 | 0 | 0 | 0 | 0
3751 | 157 | 6 | 6 | 119.0476 | 1250 | 0 | 285.7143 | 33.7707 | 1688.5326 | 1679.7131 | 8.8195 | 1679.7584 | 8.7285 | 0.045356 | 0 | 0 | 0 | 0 | 0 | 0
3752 | 157 | 6 | 6 | 119.0476 | 1250 | 0 | 285.7143 | 33.7707 | 1688.5326 | 1679.7131 | 8.8195 | 1679.7584 | 8.7285 | 0.045356 | 0 | 0 | 0 | 0 | 0 | 0
3753 | 157 | 6 | 6 | 119.0476 | 500 | 0 | 285.7143 | 18.4645 | 923.2264 | 918.4043 | 4.8222 | 918.4291 | 4.7724 | 0.024799 | 0 | 0 | 0 | 0 | 0 | 0
3754 | 157 | 6 | 6 | 119.0476 | 0 | 0 | 285.7143 | 8.2604 | 413.0224 | 410.8651 | 2.1573 | 410.8762 | 2.135 | 0.011094 | 0 | 0 | 0 | 0 | 0 | 0
3755 | 157 | 6 | 6 | 119.0476 | 0 | 0 | 285.7143 | 8.2604 | 413.0224 | 410.8651 | 2.1573 | 410.8762 | 2.135 | 0.011094 | 0 | 0 | 0 | 0 | 0 | 0
3756 | 157 | 6 | 6 | 119.0476 | 0 | 0 | 285.7143 | 8.2604 | 413.0224 | 410.8651 | 2.1573 | 410.8762 | 2.135 | 0.011094 | 0 | 0 | 0 | 0 | 0 | 0
3757 | 157 | 6 | 6 | 119.0476 | 0 | 0 | 285.7143 | 8.2604 | 413.0224 | 410.8651 | 2.1573 | 410.8762 | 2.135 | 0.011094 | 0 | 0 | 0 | 0 | 0 | 0
3758 | 157 | 6 | 6 | 119.0476 | 0 | 0 | 285.7143 | 8.2604 | 413.0224 | 410.8651 | 2.1573 | 410.8762 | 2.135 | 0.011094 | 0 | 0 | 0 | 0 | 0 | 0
3759 | 157 | 6 | 6 | 119.0476 | 0 | 0 | 285.7143 | 8.2604 | 413.0224 | 410.8651 | 2.1573 | 410.8762 | 2.135 | 0.011094 | 0 | 0 | 0 | 0 | 0 | 0
3760 | 157 | 6 | 6 | 119.0476 | 0 | 0 | 285.7143 | 8.2604 | 413.0224 | 410.8651 | 2.1573 | 410.8762 | 2.135 | 0.011094 | 0 | 0 | 0 | 0 | 0 | 0
3761 | 157 | 6 | 6 | 119.0476 | 0 | 0 | 0 | 2.4295 | 121.4772 | 120.8427 | 0.6345 | 120.8459 | 0.62795 | 0.003263 | 0 | 0 | 0 | 0 | 0 | 0
3762 | 157 | 6 | 6 | 119.0476 | 625 | 0 | 0 | 15.1846 | 759.2323 | 755.2667 | 3.9656 | 755.2871 | 3.9247 | 0.020394 | 0 | 0 | 0 | 0 | 0 | 0
3763 | 157 | 6 | 6 | 119.0476 | 1250 | 0 | 0 | 27.9397 | 1396.9874 | 1389.6907 | 7.2967 | 1389.7282 | 7.2215 | 0.037525 | 0 | 0 | 0 | 0 | 0 | 0
3764 | 157 | 6 | 6 | 119.0476 | 1250 | 0 | 0 | 27.9397 | 1396.9874 | 1389.6907 | 7.2967 | 1389.7282 | 7.2215 | 0.037525 | 0 | 0 | 0 | 0 | 0 | 0
3765 | 157 | 6 | 6 | 119.0476 | 1250 | 0 | 0 | 27.9397 | 1396.9874 | 1389.6907 | 7.2967 | 1389.7282 | 7.2215 | 0.037525 | 0 | 0 | 0 | 0 | 0 | 0
3766 | 157 | 6 | 6 | 119.0476 | 625 | 0 | 0 | 15.1846 | 759.2323 | 755.2667 | 3.9656 | 755.2871 | 3.9247 | 0.020394 | 0 | 0 | 0 | 0 | 0 | 0
3767 | 157 | 6 | 7 | 119.0476 | 0 | 0 | 0 | 2.4295 | 121.4772 | 120.8427 | 0.6345 | 120.8459 | 0.62795 | 0.003263 | 0 | 0 | 0 | 0 | 0 | 0
3768 | 158 | 6 | 7 | 119.0476 | 0 | 0 | 0 | 2.4295 | 121.4772 | 120.8427 | 0.6345 | 120.8459 | 0.62795 | 0.003263 | 0 | 0 | 0 | 0 | 0 | 0
3769 | 158 | 6 | 7 | 119.0476 | 0 | 0 | 0 | 2.4295 | 121.4772 | 120.8427 | 0.6345 | 120.8459 | 0.62795 | 0.003263 | 0 | 0 | 0 | 0 | 0 | 0
3770 | 158 | 6 | 7 | 119.0476 | 0 | 0 | 0 | 2.4295 | 121.4772 | 120.8427 | 0.6345 | 120.8459 | 0.62795 | 0.003263 | 0 | 0 | 0 | 0 | 0 | 0
3771 | 158 | 6 | 7 | 119.0476 | 0 | 0 | 0 | 2.4295 | 121.4772 | 120.8427 | 0.6345 | 120.8459 | 0.62795 | 0.003263 | 0 | 0 | 0 | 0 | 0 | 0
3772 | 158 | 6 | 7 | 119.0476 | 0 | 0 | 0 | 2.4295 | 121.4772 | 120.8427 | 0.6345 | 120.8459 | 0.62795 | 0.003263 | 0 | 0 | 0 | 0 | 0 | 0
3773 | 158 | 6 | 7 | 119.0476 | 750 | 0 | 0 | 17.7357 | 886.7833 | 882.1515 | 4.6318 | 882.1753 | 4.5841 | 0.02382 | 0 | 0 | 0 | 0 | 0 | 0
3774 | 158 | 6 | 7 | 119.0476 | 1250 | 0 | 0 | 27.9397 | 1396.9874 | 1389.6907 | 7.2967 | 1389.7282 | 7.2215 | 0.037525 | 0 | 0 | 0 | 0 | 0 | 0
3775 | 158 | 6 | 7 | 119.0476 | 1250 | 0 | 285.7143 | 33.7707 | 1688.5326 | 1679.7131 | 8.8195 | 1679.7584 | 8.7285 | 0.045356 | 0 | 0 | 0 | 0 | 0 | 0
3776 | 158 | 6 | 7 | 119.0476 | 1250 | 0 | 285.7143 | 33.7707 | 1688.5326 | 1679.7131 | 8.8195 | 1679.7584 | 8.7285 | 0.045356 | 0 | 0 | 0 | 0 | 0 | 0
3777 | 158 | 6 | 7 | 119.0476 | 500 | 0 | 285.7143 | 18.4645 | 923.2264 | 918.4043 | 4.8222 | 918.4291 | 4.7724 | 0.024799 | 0 | 0 | 0 | 0 | 0 | 0
3778 | 158 | 6 | 7 | 119.0476 | 0 | 0 | 285.7143 | 8.2604 | 413.0224 | 410.8651 | 2.1573 | 410.8762 | 2.135 | 0.011094 | 0 | 0 | 0 | 0 | 0 | 0
3779 | 158 | 6 | 7 | 119.0476 | 0 | 0 | 285.7143 | 8.2604 | 413.0224 | 410.8651 | 2.1573 | 410.8762 | 2.135 | 0.011094 | 0 | 0 | 0 | 0 | 0 | 0
3780 | 158 | 6 | 7 | 119.0476 | 0 | 0 | 285.7143 | 8.2604 | 413.0224 | 410.8651 | 2.1573 | 410.8762 | 2.135 | 0.011094 | 0 | 0 | 0 | 0 | 0 | 0
3781 | 158 | 6 | 7 | 119.0476 | 0 | 0 | 285.7143 | 8.2604 | 413.0224 | 410.8651 | 2.1573 | 410.8762 | 2.135 | 0.011094 | 0 | 0 | 0 | 0 | 0 | 0
3782 | 158 | 6 | 7 | 119.0476 | 0 | 0 | 285.7143 | 8.2604 | 413.0224 | 410.8651 | 2.1573 | 410.8762 | 2.135 | 0.011094 | 0 | 0 | 0 | 0 | 0 | 0
3783 | 158 | 6 | 7 | 119.0476 | 0 | 0 | 285.7143 | 8.2604 | 413.0224 | 410.8651 | 2.1573 | 410.8762 | 2.135 | 0.011094 | 0 | 0 | 0 | 0 | 0 | 0
3784 | 158 | 6 | 7 | 119.0476 | 0 | 0 | 285.7143 | 8.2604 | 413.0224 | 410.8651 | 2.1573 | 410.8762 | 2.135 | 0.011094 | 0 | 0 | 0 | 0 | 0 | 0
3785 | 158 | 6 | 7 | 119.0476 | 0 | 0 | 0 | 2.4295 | 121.4772 | 120.8427 | 0.6345 | 120.8459 | 0.62795 | 0.003263 | 0 | 0 | 0 | 0 | 0 | 0
3786 | 158 | 6 | 7 | 119.0476 | 625 | 0 | 0 | 15.1846 | 759.2323 | 755.2667 | 3.9656 | 755.2871 | 3.9247 | 0.020394 | 0 | 0 | 0 | 0 | 0 | 0
3787 | 158 | 6 | 7 | 119.0476 | 1250 | 0 | 0 | 27.9397 | 1396.9874 | 1389.6907 | 7.2967 | 1389.7282 | 7.2215 | 0.037525 | 0 | 0 | 0 | 0 | 0 | 0
3788 | 158 | 6 | 7 | 119.0476 | 1250 | 0 | 0 | 27.9397 | 1396.9874 | 1389.6907 | 7.2967 | 1389.7282 | 7.2215 | 0.037525 | 0 | 0 | 0 | 0 | 0 | 0
3789 | 158 | 6 | 7 | 119.0476 | 1250 | 0 | 0 | 27.9397 | 1396.9874 | 1389.6907 | 7.2967 | 1389.7282 | 7.2215 | 0.037525 | 0 | 0 | 0 | 0 | 0 | 0
3790 | 158 | 6 | 7 | 119.0476 | 625 | 0 | 0 | 15.1846 | 759.2323 | 755.2667 | 3.9656 | 755.2871 | 3.9247 | 0.020394 | 0 | 0 | 0 | 0 | 0 | 0
3791 | 158 | 6 | 8 | 119.0476 | 0 | 0 | 0 | 2.4295 | 121.4772 | 120.8427 | 0.6345 | 120.8459 | 0.62795 | 0.003263 | 0 | 0 | 0 | 0 | 0 | 0
3792 | 159 | 6 | 8 | 119.0476 | 0 | 0 | 0 | 2.4295 | 121.4772 | 120.8427 | 0.6345 | 120.8459 | 0.62795 | 0.003263 | 0 | 0 | 0 | 0 | 0 | 0
3793 | 159 | 6 | 8 | 119.0476 | 0 | 0 | 0 | 2.4295 | 121.4772 | 120.8427 | 0.6345 | 120.8459 | 0.62795 | 0.003263 | 0 | 0 | 0 | 0 | 0 | 0
3794 | 159 | 6 | 8 | 119.0476 | 0 | 0 | 0 | 2.4295 | 121.4772 | 120.8427 | 0.6345 | 120.8459 | 0.62795 | 0.003263 | 0 | 0 | 0 | 0 | 0 | 0
3795 | 159 | 6 | 8 | 119.0476 | 0 | 0 | 0 | 2.4295 | 121.4772 | 120.8427 | 0.6345 | 120.8459 | 0.62795 | 0.003263 | 0 | 0 | 0 | 0 | 0 | 0
3796 | 159 | 6 | 8 | 119.0476 | 0 | 0 | 0 | 2.4295 | 121.4772 | 120.8427 | 0.6345 | 120.8459 | 0.62795 | 0.003263 | 0 | 0 | 0 | 0 | 0 | 0
3797 | 159 | 6 | 8 | 119.0476 | 750 | 0 | 0 | 17.7357 | 886.7833 | 882.1515 | 4.6318 | 882.1753 | 4.5841 | 0.02382 | 0 | 0 | 0 | 0 | 0 | 0
3798 | 159 | 6 | 8 | 119.0476 | 1250 | 0 | 0 | 27.9397 | 1396.9874 | 1389.6907 | 7.2967 | 1389.7282 | 7.2215 | 0.037525 | 0 | 0 | 0 | 0 | 0 | 0
3799 | 159 | 6 | 8 | 119.0476 | 1250 | 0 | 285.7143 | 33.7707 | 1688.5326 | 1679.7131 | 8.8195 | 1679.7584 | 8.7285 | 0.045356 | 0 | 0 | 0 | 0 | 0 | 0
3800 | 159 | 6 | 8 | 119.0476 | 1250 | 0 | 285.7143 | 33.7707 | 1688.5326 | 1679.7131 | 8.8195 | 1679.7584 | 8.7285 | 0.045356 | 0 | 0 | 0 | 0 | 0 | 0
3801 | 159 | 6 | 8 | 119.0476 | 500 | 0 | 285.7143 | 18.4645 | 923.2264 | 918.4043 | 4.8222 | 918.4291 | 4.7724 | 0.024799 | 0 | 0 | 0 | 0 | 0 | 0
3802 | 159 | 6 | 8 | 119.0476 | 0 | 0 | 285.7143 | 8.2604 | 413.0224 | 410.8651 | 2.1573 | 410.8762 | 2.135 | 0.011094 | 0 | 0 | 0 | 0 | 0 | 0
3803 | 159 | 6 | 8 | 119.0476 | 0 | 0 | 285.7143 | 8.2604 | 413.0224 | 410.8651 | 2.1573 | 410.8762 | 2.135 | 0.011094 | 0 | 0 | 0 | 0 | 0 | 0
3804 | 159 | 6 | 8 | 119.0476 | 0 | 0 | 285.7143 | 8.2604 | 413.0224 | 410.8651 | 2.1573 | 410.8762 | 2.135 | 0.011094 | 0 | 0 | 0 | 0 | 0 | 0
3805 | 159 | 6 | 8 | 119.0476 | 0 | 0 | 285.7143 | 8.2604 | 413.0224 | 410.8651 | 2.1573 | 410.8762 | 2.135 | 0.011094 | 0 | 0 | 0 | 0 | 0 | 0
3806 | 159 | 6 | 8 | 119.0476 | 0 | 0 | 285.7143 | 8.2604 | 413.0224 | 410.8651 | 2.1573 | 410.8762 | 2.135 | 0.011094 | 0 | 0 | 0 | 0 | 0 | 0
3807 | 159 | 6 | 8 | 119.0476 | 0 | 0 | 285.7143 | 8.2604 | 413.0224 | 410.8651 | 2.1573 | 410.8762 | 2.135 | 0.011094 | 0 | 0 | 0 | 0 | 0 | 0
3808 | 159 | 6 | 8 | 119.0476 | 0 | 0 | 285.7143 | 8.2604 | 413.0224 | 410.8651 | 2.1573 | 410.8762 | 2.135 | 0.011094 | 0 | 0 | 0 | 0 | 0 | 0
3809 | 159 | 6 | 8 | 119.0476 | 0 | 0 | 0 | 2.4295 | 121.4772 | 120.8427 | 0.6345 | 120.8459 | 0.62795 | 0.003263 | 0 | 0 | 0 | 0 | 0 | 0
3810 | 159 | 6 | 8 | 119.0476 | 625 | 0 | 0 | 15.1846 | 759.2323 | 755.2667 | 3.9656 | 755.2871 | 3.9247 | 0.020394 | 0 | 0 | 0 | 0 | 0 | 0
3811 | 159 | 6 | 8 | 119.0476 | 1250 | 0 | 0 | 27.9397 | 1396.9874 | 1389.6907 | 7.2967 | 1389.7282 | 7.2215 | 0.037525 | 0 | 0 | 0 | 0 | 0 | 0
3812 | 159 | 6 | 8 | 119.0476 | 1250 | 0 | 0 | 27.9397 | 1396.9874 | 1389.6907 | 7.2967 | 1389.7282 | 7.2215 | 0.037525 | 0 | 0 | 0 | 0 | 0 | 0
3813 | 159 | 6 | 8 | 119.0476 | 1250 | 0 | 0 | 27.9397 | 1396.9874 | 1389.6907 | 7.2967 | 1389.7282 | 7.2215 | 0.037525 | 0 | 0 | 0 | 0 | 0 | 0
3814 | 159 | 6 | 8 | 119.0476 | 625 | 0 | 0 | 15.1846 | 759.2323 | 755.2667 | 3.9656 | 755.2871 | 3.9247 | 0.020394 | 0 | 0 | 0 | 0 | 0 | 0
3815 | 159 | 6 | 9 | 119.0476 | 0 | 0 | 0 | 2.4295 | 121.4772 | 120.8427 | 0.6345 | 120.8459 | 0.62795 | 0.003263 | 0 | 0 | 0 | 0 | 0 | 0
3816 | 160 | 6 | 9 | 119.0476 | 0 | 0 | 0 | 2.4295 | 121.4772 | 120.8427 | 0.6345 | 120.8459 | 0.62795 | 0.003263 | 0 | 0 | 0 | 0 | 0 | 0
3817 | 160 | 6 | 9 | 119.0476 | 0 | 0 | 0 | 2.4295 | 121.4772 | 120.8427 | 0.6345 | 120.8459 | 0.62795 | 0.003263 | 0 | 0 | 0 | 0 | 0 | 0
3818 | 160 | 6 | 9 | 119.0476 | 0 | 0 | 0 | 2.4295 | 121.4772 | 120.8427 | 0.6345 | 120.8459 | 0.62795 | 0.003263 | 0 | 0 | 0 | 0 | 0 | 0
3819 | 160 | 6 | 9 | 119.0476 | 0 | 0 | 0 | 2.4295 | 121.4772 | 120.8427 | 0.6345 | 120.8459 | 0.62795 | 0.003263 | 0 | 0 | 0 | 0 | 0 | 0
3820 | 160 | 6 | 9 | 119.0476 | 0 | 0 | 0 | 2.4295 | 121.4772 | 120.8427 | 0.6345 | 120.8459 | 0.62795 | 0.003263 | 0 | 0 | 0 | 0 | 0 | 0
3821 | 160 | 6 | 9 | 119.0476 | 750 | 0 | 0 | 17.7357 | 886.7833 | 882.1515 | 4.6318 | 882.1753 | 4.5841 | 0.02382 | 0 | 0 | 0 | 0 | 0 | 0
3822 | 160 | 6 | 9 | 119.0476 | 1250 | 0 | 0 | 27.9397 | 1396.9874 | 1389.6907 | 7.2967 | 1389.7282 | 7.2215 | 0.037525 | 0 | 0 | 0 | 0 | 0 | 0
3823 | 160 | 6 | 9 | 119.0476 | 1250 | 0 | 285.7143 | 33.7707 | 1688.5326 | 1679.7131 | 8.8195 | 1679.7584 | 8.7285 | 0.045356 | 0 | 0 | 0 | 0 | 0 | 0
3824 | 160 | 6 | 9 | 119.0476 | 1250 | 0 | 285.7143 | 33.7707 | 1688.5326 | 1679.7131 | 8.8195 | 1679.7584 | 8.7285 | 0.045356 | 0 | 0 | 0 | 0 | 0 | 0
3825 | 160 | 6 | 9 | 119.0476 | 500 | 0 | 285.7143 | 18.4645 | 923.2264 | 918.4043 | 4.8222 | 918.4291 | 4.7724 | 0.024799 | 0 | 0 | 0 | 0 | 0 | 0
3826 | 160 | 6 | 9 | 119.0476 | 0 | 0 | 285.7143 | 8.2604 | 413.0224 | 410.8651 | 2.1573 | 410.8762 | 2.135 | 0.011094 | 0 | 0 | 0 | 0 | 0 | 0
3827 | 160 | 6 | 9 | 119.0476 | 0 | 0 | 285.7143 | 8.2604 | 413.0224 | 410.8651 | 2.1573 | 410.8762 | 2.135 | 0.011094 | 0 | 0 | 0 | 0 | 0 | 0
3828 | 160 | 6 | 9 | 119.0476 | 0 | 0 | 285.7143 | 8.2604 | 413.0224 | 410.8651 | 2.1573 | 410.8762 | 2.135 | 0.011094 | 0 | 0 | 0 | 0 | 0 | 0
3829 | 160 | 6 | 9 | 119.0476 | 0 | 0 | 285.7143 | 8.2604 | 413.0224 | 410.8651 | 2.1573 | 410.8762 | 2.135 | 0.011094 | 0 | 0 | 0 | 0 | 0 | 0
3830 | 160 | 6 | 9 | 119.0476 | 0 | 0 | 285.7143 | 8.2604 | 413.0224 | 410.8651 | 2.1573 | 410.8762 | 2.135 | 0.011094 | 0 | 0 | 0 | 0 | 0 | 0
3831 | 160 | 6 | 9 | 119.0476 | 0 | 0 | 285.7143 | 8.2604 | 413.0224 | 410.8651 | 2.1573 | 410.8762 | 2.135 | 0.011094 | 0 | 0 | 0 | 0 | 0 | 0
3832 | 160 | 6 | 9 | 119.0476 | 0 | 0 | 285.7143 | 8.2604 | 413.0224 | 410.8651 | 2.1573 | 410.8762 | 2.135 | 0.011094 | 0 | 0 | 0 | 0 | 0 | 0
3833 | 160 | 6 | 9 | 119.0476 | 0 | 0 | 0 | 2.4295 | 121.4772 | 120.8427 | 0.6345 | 120.8459 | 0.62795 | 0.003263 | 0 | 0 | 0 | 0 | 0 | 0
3834 | 160 | 6 | 9 | 119.0476 | 625 | 0 | 0 | 15.1846 | 759.2323 | 755.2667 | 3.9656 | 755.2871 | 3.9247 | 0.020394 | 0 | 0 | 0 | 0 | 0 | 0
3835 | 160 | 6 | 9 | 119.0476 | 1250 | 0 | 0 | 27.9397 | 1396.9874 | 1389.6907 | 7.2967 | 1389.7282 | 7.2215 | 0.037525 | 0 | 0 | 0 | 0 | 0 | 0
3836 | 160 | 6 | 9 | 119.0476 | 1250 | 0 | 0 | 27.9397 | 1396.9874 | 1389.6907 | 7.2967 | 1389.7282 | 7.2215 | 0.037525 | 0 | 0 | 0 | 0 | 0 | 0
3837 | 160 | 6 | 9 | 119.0476 | 1250 | 0 | 0 | 27.9397 | 1396.9874 | 1389.6907 | 7.2967 | 1389.7282 | 7.2215 | 0.037525 | 0 | 0 | 0 | 0 | 0 | 0
3838 | 160 | 6 | 9 | 119.0476 | 625 | 0 | 0 | 15.1846 | 759.2323 | 755.2667 | 3.9656 | 755.2871 | 3.9247 | 0.020394 | 0 | 0 | 0 | 0 | 0 | 0
3839 | 160 | 6 | 10 | 119.0476 | 0 | 0 | 0 | 2.4295 | 121.4772 | 120.8427 | 0.6345 | 120.8459 | 0.62795 | 0.003263 | 0 | 0 | 0 | 0 | 0 | 0
3840 | 161 | 6 | 10 | 119.0476 | 0 | 0 | 0 | 2.4295 | 121.4772 | 120.8427 | 0.6345 | 120.8459 | 0.62795 | 0.003263 | 0 | 0 | 0 | 0 | 0 | 0
3841 | 161 | 6 | 10 | 119.0476 | 0 | 0 | 0 | 2.4295 | 121.4772 | 120.8427 | 0.6345 | 120.8459 | 0.62795 | 0.003263 | 0 | 0 | 0 | 0 | 0 | 0
3842 | 161 | 6 | 10 | 119.0476 | 0 | 0 | 0 | 2.4295 | 121.4772 | 120.8427 | 0.6345 | 120.8459 | 0.62795 | 0.003263 | 0 | 0 | 0 | 0 | 0 | 0
3843 | 161 | 6 | 10 | 119.0476 | 0 | 0 | 0 | 2.4295 | 121.4772 | 120.8427 | 0.6345 | 120.8459 | 0.62795 | 0.003263 | 0 | 0 | 0 | 0 | 0 | 0
3844 | 161 | 6 | 10 | 119.0476 | 0 | 0 | 0 | 2.4295 | 121.4772 | 120.8427 | 0.6345 | 120.8459 | 0.62795 | 0.003263 | 0 | 0 | 0 | 0 | 0 | 0
3845 | 161 | 6 | 10 | 119.0476 | 750 | 0 | 0 | 17.7357 | 886.7833 | 882.1515 | 4.6318 | 882.1753 | 4.5841 | 0.02382 | 0 | 0 | 0 | 0 | 0 | 0
3846 | 161 | 6 | 10 | 119.0476 | 1250 | 0 | 0 | 27.9397 | 1396.9874 | 1389.6907 | 7.2967 | 1389.7282 | 7.2215 | 0.037525 | 0 | 0 | 0 | 0 | 0 | 0
3847 | 161 | 6 | 10 | 119.0476 | 1250 | 0 | 285.7143 | 33.7707 | 1688.5326 | 1679.7131 | 8.8195 | 1679.7584 | 8.7285 | 0.045356 | 0 | 0 | 0 | 0 | 0 | 0
3848 | 161 | 6 | 10 | 119.0476 | 1250 | 0 | 285.7143 | 33.7707 | 1688.5326 | 1679.7131 | 8.8195 | 1679.7584 | 8.7285 | 0.045356 | 0 | 0 | 0 | 0 | 0 | 0
3849 | 161 | 6 | 10 | 119.0476 | 500 | 0 | 285.7143 | 18.4645 | 923.2264 | 918.4043 | 4.8222 | 918.4291 | 4.7724 | 0.024799 | 0 | 0 | 0 | 0 | 0 | 0
3850 | 161 | 6 | 10 | 119.0476 | 0 | 0 | 285.7143 | 8.2604 | 413.0224 | 410.8651 | 2.1573 | 410.8762 | 2.135 | 0.011094 | 0 | 0 | 0 | 0 | 0 | 0
3851 | 161 | 6 | 10 | 119.0476 | 0 | 0 | 285.7143 | 8.2604 | 413.0224 | 410.8651 | 2.1573 | 410.8762 | 2.135 | 0.011094 | 0 | 0 | 0 | 0 | 0 | 0
3852 | 161 | 6 | 10 | 119.0476 | 0 | 0 | 285.7143 | 8.2604 | 413.0224 | 410.8651 | 2.1573 | 410.8762 | 2.135 | 0.011094 | 0 | 0 | 0 | 0 | 0 | 0
3853 | 161 | 6 | 10 | 119.0476 | 0 | 0 | 285.7143 | 8.2604 | 413.0224 | 410.8651 | 2.1573 | 410.8762 | 2.135 | 0.011094 | 0 | 0 | 0 | 0 | 0 | 0
3854 | 161 | 6 | 10 | 119.0476 | 0 | 0 | 285.7143 | 8.2604 | 413.0224 | 410.8651 | 2.1573 | 410.8762 | 2.135 | 0.011094 | 0 | 0 | 0 | 0 | 0 | 0
3855 | 161 | 6 | 10 | 119.0476 | 0 | 0 | 285.7143 | 8.2604 | 413.0224 | 410.8651 | 2.1573 | 410.8762 | 2.135 | 0.011094 | 0 | 0 | 0 | 0 | 0 | 0
3856 | 161 | 6 | 10 | 119.0476 | 0 | 0 | 285.7143 | 8.2604 | 413.0224 | 410.8651 | 2.1573 | 410.8762 | 2.135 | 0.011094 | 0 | 0 | 0 | 0 | 0 | 0
3857 | 161 | 6 | 10 | 119.0476 | 0 | 0 | 0 | 2.4295 | 121.4772 | 120.8427 | 0.6345 | 120.8459 | 0.62795 | 0.003263 | 0 | 0 | 0 | 0 | 0 | 0
3858 | 161 | 6 | 10 | 119.0476 | 625 | 0 | 0 | 15.1846 | 759.2323 | 755.2667 | 3.9656 | 755.2871 | 3.9247 | 0.020394 | 0 | 0 | 0 | 0 | 0 | 0
3859 | 161 | 6 | 10 | 119.0476 | 1250 | 0 | 0 | 27.9397 | 1396.9874 | 1389.6907 | 7.2967 | 1389.7282 | 7.2215 | 0.037525 | 0 | 0 | 0 | 0 | 0 | 0
3860 | 161 | 6 | 10 | 119.0476 | 1250 | 0 | 0 | 27.9397 | 1396.9874 | 1389.6907 | 7.2967 | 1389.7282 | 7.2215 | 0.037525 | 0 | 0 | 0 | 0 | 0 | 0
3861 | 161 | 6 | 10 | 119.0476 | 1250 | 0 | 0 | 27.9397 | 1396.9874 | 1389.6907 | 7.2967 | 1389.7282 | 7.2215 | 0.037525 | 0 | 0 | 0 | 0 | 0 | 0
3862 | 161 | 6 | 10 | 119.0476 | 625 | 0 | 0 | 15.1846 | 759.2323 | 755.2667 | 3.9656 | 755.2871 | 3.9247 | 0.020394 | 0 | 0 | 0 | 0 | 0 | 0
3863 | 161 | 6 | 11 | 119.0476 | 0 | 0 | 0 | 2.4295 | 121.4772 | 120.8427 | 0.6345 | 120.8459 | 0.62795 | 0.003263 | 0 | 0 | 0 | 0 | 0 | 0
3864 | 162 | 6 | 11 | 119.0476 | 0 | 0 | 0 | 2.4295 | 121.4772 | 120.8427 | 0.6345 | 120.8459 | 0.62795 | 0.003263 | 0 | 0 | 0 | 0 | 0 | 0
3865 | 162 | 6 | 11 | 119.0476 | 0 | 0 | 0 | 2.4295 | 121.4772 | 120.8427 | 0.6345 | 120.8459 | 0.62795 | 0.003263 | 0 | 0 | 0 | 0 | 0 | 0
3866 | 162 | 6 | 11 | 119.0476 | 0 | 0 | 0 | 2.4295 | 121.4772 | 120.8427 | 0.6345 | 120.8459 | 0.62795 | 0.003263 | 0 | 0 | 0 | 0 | 0 | 0
3867 | 162 | 6 | 11 | 119.0476 | 0 | 0 | 0 | 2.4295 | 121.4772 | 120.8427 | 0.6345 | 120.8459 | 0.62795 | 0.003263 | 0 | 0 | 0 | 0 | 0 | 0
3868 | 162 | 6 | 11 | 119.0476 | 0 | 0 | 0 | 2.4295 | 121.4772 | 120.8427 | 0.6345 | 120.8459 | 0.62795 | 0.003263 | 0 | 0 | 0 | 0 | 0 | 0
3869 | 162 | 6 | 11 | 119.0476 | 750 | 0 | 0 | 17.7357 | 886.7833 | 882.1515 | 4.6318 | 882.1753 | 4.5841 | 0.02382 | 0 | 0 | 0 | 0 | 0 | 0
3870 | 162 | 6 | 11 | 119.0476 | 1250 | 0 | 0 | 27.9397 | 1396.9874 | 1389.6907 | 7.2967 | 1389.7282 | 7.2215 | 0.037525 | 0 | 0 | 0 | 0 | 0 | 0
3871 | 162 | 6 | 11 | 119.0476 | 1250 | 0 | 285.7143 | 33.7707 | 1688.5326 | 1679.7131 | 8.8195 | 1679.7584 | 8.7285 | 0.045356 | 0 | 0 | 0 | 0 | 0 | 0
3872 | 162 | 6 | 11 | 119.0476 | 1250 | 0 | 285.7143 | 33.7707 | 1688.5326 | 1679.7131 | 8.8195 | 1679.7584 | 8.7285 | 0.045356 | 0 | 0 | 0 | 0 | 0 | 0
3873 | 162 | 6 | 11 | 119.0476 | 500 | 0 | 285.7143 | 18.4645 | 923.2264 | 918.4043 | 4.8222 | 918.4291 | 4.7724 | 0.024799 | 0 | 0 | 0 | 0 | 0 | 0
3874 | 162 | 6 | 11 | 119.0476 | 0 | 0 | 285.7143 | 8.2604 | 413.0224 | 410.8651 | 2.1573 | 410.8762 | 2.135 | 0.011094 | 0 | 0 | 0 | 0 | 0 | 0
3875 | 162 | 6 | 11 | 119.0476 | 0 | 0 | 285.7143 | 8.2604 | 413.0224 | 410.8651 | 2.1573 | 410.8762 | 2.135 | 0.011094 | 0 | 0 | 0 | 0 | 0 | 0
3876 | 162 | 6 | 11 | 119.0476 | 0 | 0 | 285.7143 | 8.2604 | 413.0224 | 410.8651 | 2.1573 | 410.8762 | 2.135 | 0.011094 | 0 | 0 | 0 | 0 | 0 | 0
3877 | 162 | 6 | 11 | 119.0476 | 0 | 0 | 285.7143 | 8.2604 | 413.0224 | 410.8651 | 2.1573 | 410.8762 | 2.135 | 0.011094 | 0 | 0 | 0 | 0 | 0 | 0
3878 | 162 | 6 | 11 | 119.0476 | 0 | 0 | 285.7143 | 8.2604 | 413.0224 | 410.8651 | 2.1573 | 410.8762 | 2.135 | 0.011094 | 0 | 0 | 0 | 0 | 0 | 0
3879 | 162 | 6 | 11 | 119.0476 | 0 | 0 | 285.7143 | 8.2604 | 413.0224 | 410.8651 | 2.1573 | 410.8762 | 2.135 | 0.011094 | 0 | 0 | 0 | 0 | 0 | 0
3880 | 162 | 6 | 11 | 119.0476 | 0 | 0 | 285.7143 | 8.2604 | 413.0224 | 410.8651 | 2.1573 | 410.8762 | 2.135 | 0.011094 | 0 | 0 | 0 | 0 | 0 | 0
3881 | 162 | 6 | 11 | 119.0476 | 0 | 0 | 0 | 2.4295 | 121.4772 | 120.8427 | 0.6345 | 120.8459 | 0.62795 | 0.003263 | 0 | 0 | 0 | 0 | 0 | 0
3882 | 162 | 6 | 11 | 119.0476 | 625 | 0 | 0 | 15.1846 | 759.2323 | 755.2667 | 3.9656 | 755.2871 | 3.9247 | 0.020394 | 0 | 0 | 0 | 0 | 0 | 0
3883 | 162 | 6 | 11 | 119.0476 | 1250 | 0 | 0 | 27.9397 | 1396.9874 | 1389.6907 | 7.2967 | 1389.7282 | 7.2215 | 0.037525 | 0 | 0 | 0 | 0 | 0 | 0
3884 | 162 | 6 | 11 | 119.0476 | 1250 | 0 | 0 | 27.9397 | 1396.9874 | 1389.6907 | 7.2967 | 1389.7282 | 7.2215 | 0.037525 | 0 | 0 | 0 | 0 | 0 | 0
3885 | 162 | 6 | 11 | 119.0476 | 1250 | 0 | 0 | 27.9397 | 1396.9874 | 1389.6907 | 7.2967 | 1389.7282 | 7.2215 | 0.037525 | 0 | 0 | 0 | 0 | 0 | 0
3886 | 162 | 6 | 11 | 119.0476 | 625 | 0 | 0 | 15.1846 | 759.2323 | 755.2667 | 3.9656 | 755.2871 | 3.9247 | 0.020394 | 0 | 0 | 0 | 0 | 0 | 0
3887 | 162 | 6 | 12 | 119.0476 | 0 | 0 | 0 | 2.4295 | 121.4772 | 120.8427 | 0.6345 | 120.8459 | 0.62795 | 0.003263 | 0 | 0 | 0 | 0 | 0 | 0
3888 | 163 | 6 | 12 | 119.0476 | 0 | 0 | 0 | 2.4295 | 121.4772 | 120.8427 | 0.6345 | 120.8459 | 0.62795 | 0.003263 | 0 | 0 | 0 | 0 | 0 | 0
3889 | 163 | 6 | 12 | 119.0476 | 0 | 0 | 0 | 2.4295 | 121.4772 | 120.8427 | 0.6345 | 120.8459 | 0.62795 | 0.003263 | 0 | 0 | 0 | 0 | 0 | 0
3890 | 163 | 6 | 12 | 119.0476 | 0 | 0 | 0 | 2.4295 | 121.4772 | 120.8427 | 0.6345 | 120.8459 | 0.62795 | 0.003263 | 0 | 0 | 0 | 0 | 0 | 0
3891 | 163 | 6 | 12 | 119.0476 | 0 | 0 | 0 | 2.4295 | 121.4772 | 120.8427 | 0.6345 | 120.8459 | 0.62795 | 0.003263 | 0 | 0 | 0 | 0 | 0 | 0
3892 | 163 | 6 | 12 | 119.0476 | 0 | 0 | 0 | 2.4295 | 121.4772 | 120.8427 | 0.6345 | 120.8459 | 0.62795 | 0.003263 | 0 | 0 | 0 | 0 | 0 | 0
3893 | 163 | 6 | 12 | 119.0476 | 750 | 0 | 0 | 17.7357 | 886.7833 | 882.1515 | 4.6318 | 882.1753 | 4.5841 | 0.02382 | 0 | 0 | 0 | 0 | 0 | 0
3894 | 163 | 6 | 12 | 119.0476 | 1250 | 0 | 0 | 27.9397 | 1396.9874 | 1389.6907 | 7.2967 | 1389.7282 | 7.2215 | 0.037525 | 0 | 0 | 0 | 0 | 0 | 0
3895 | 163 | 6 | 12 | 119.0476 | 1250 | 0 | 285.7143 | 33.7707 | 1688.5326 | 1679.7131 | 8.8195 | 1679.7584 | 8.7285 | 0.045356 | 0 | 0 | 0 | 0 | 0 | 0
3896 | 163 | 6 | 12 | 119.0476 | 1250 | 0 | 285.7143 | 33.7707 | 1688.5326 | 1679.7131 | 8.8195 | 1679.7584 | 8.7285 | 0.045356 | 0 | 0 | 0 | 0 | 0 | 0
3897 | 163 | 6 | 12 | 119.0476 | 500 | 0 | 285.7143 | 18.4645 | 923.2264 | 918.4043 | 4.8222 | 918.4291 | 4.7724 | 0.024799 | 0 | 0 | 0 | 0 | 0 | 0
3898 | 163 | 6 | 12 | 119.0476 | 0 | 0 | 285.7143 | 8.2604 | 413.0224 | 410.8651 | 2.1573 | 410.8762 | 2.135 | 0.011094 | 0 | 0 | 0 | 0 | 0 | 0
3899 | 163 | 6 | 12 | 119.0476 | 0 | 0 | 285.7143 | 8.2604 | 413.0224 | 410.8651 | 2.1573 | 410.8762 | 2.135 | 0.011094 | 0 | 0 | 0 | 0 | 0 | 0
3900 | 163 | 6 | 12 | 119.0476 | 0 | 0 | 285.7143 | 8.2604 | 413.0224 | 410.8651 | 2.1573 | 410.8762 | 2.135 | 0.011094 | 0 | 0 | 0 | 0 | 0 | 0
3901 | 163 | 6 | 12 | 119.0476 | 0 | 0 | 285.7143 | 8.2604 | 413.0224 | 410.8651 | 2.1573 | 410.8762 | 2.135 | 0.011094 | 0 | 0 | 0 | 0 | 0 | 0
3902 | 163 | 6 | 12 | 119.0476 | 0 | 0 | 285.7143 | 8.2604 | 413.0224 | 410.8651 | 2.1573 | 410.8762 | 2.135 | 0.011094 | 0 | 0 | 0 | 0 | 0 | 0
3903 | 163 | 6 | 12 | 119.0476 | 0 | 0 | 285.7143 | 8.2604 | 413.0224 | 410.8651 | 2.1573 | 410.8762 | 2.135 | 0.011094 | 0 | 0 | 0 | 0 | 0 | 0
3904 | 163 | 6 | 12 | 119.0476 | 0 | 0 | 285.7143 | 8.2604 | 413.0224 | 410.8651 | 2.1573 | 410.8762 | 2.135 | 0.011094 | 0 | 0 | 0 | 0 | 0 | 0
3905 | 163 | 6 | 12 | 119.0476 | 0 | 0 | 0 | 2.4295 | 121.4772 | 120.8427 | 0.6345 | 120.8459 | 0.62795 | 0.003263 | 0 | 0 | 0 | 0 | 0 | 0
3906 | 163 | 6 | 12 | 119.0476 | 625 | 0 | 0 | 15.1846 | 759.2323 | 755.2667 | 3.9656 | 755.2871 | 3.9247 | 0.020394 | 0 | 0 | 0 | 0 | 0 | 0
3907 | 163 | 6 | 12 | 119.0476 | 1250 | 0 | 0 | 27.9397 | 1396.9874 | 1389.6907 | 7.2967 | 1389.7282 | 7.2215 | 0.037525 | 0 | 0 | 0 | 0 | 0 | 0
3908 | 163 | 6 | 12 | 119.0476 | 1250 | 0 | 0 | 27.9397 | 1396.9874 | 1389.6907 | 7.2967 | 1389.7282 | 7.2215 | 0.037525 | 0 | 0 | 0 | 0 | 0 | 0
3909 | 163 | 6 | 12 | 119.0476 | 1250 | 0 | 0 | 27.9397 | 1396.9874 | 1389.6907 | 7.2967 | 1389.7282 | 7.2215 | 0.037525 | 0 | 0 | 0 | 0 | 0 | 0
3910 | 163 | 6 | 12 | 119.0476 | 625 | 0 | 0 | 15.1846 | 759.2323 | 755.2667 | 3.9656 | 755.2871 | 3.9247 | 0.020394 | 0 | 0 | 0 | 0 | 0 | 0
3911 | 163 | 6 | 13 | 119.0476 | 0 | 0 | 0 | 2.4295 | 121.4772 | 120.8427 | 0.6345 | 120.8459 | 0.62795 | 0.003263 | 0 | 0 | 0 | 0 | 0 | 0
3912 | 164 | 6 | 13 | 119.0476 | 0 | 0 | 0 | 2.4295 | 121.4772 | 120.8427 | 0.6345 | 120.8459 | 0.62795 | 0.003263 | 0 | 0 | 0 | 0 | 0 | 0
3913 | 164 | 6 | 13 | 119.0476 | 0 | 0 | 0 | 2.4295 | 121.4772 | 120.8427 | 0.6345 | 120.8459 | 0.62795 | 0.003263 | 0 | 0 | 0 | 0 | 0 | 0
3914 | 164 | 6 | 13 | 119.0476 | 0 | 0 | 0 | 2.4295 | 121.4772 | 120.8427 | 0.6345 | 120.8459 | 0.62795 | 0.003263 | 0 | 0 | 0 | 0 | 0 | 0
3915 | 164 | 6 | 13 | 119.0476 | 0 | 0 | 0 | 2.4295 | 121.4772 | 120.8427 | 0.6345 | 120.8459 | 0.62795 | 0.003263 | 0 | 0 | 0 | 0 | 0 | 0
3916 | 164 | 6 | 13 | 119.0476 | 0 | 0 | 0 | 2.4295 | 121.4772 | 120.8427 | 0.6345 | 120.8459 | 0.62795 | 0.003263 | 0 | 0 | 0 | 0 | 0 | 0
3917 | 164 | 6 | 13 | 119.0476 | 750 | 0 | 0 | 17.7357 | 886.7833 | 882.1515 | 4.6318 | 882.1753 | 4.5841 | 0.02382 | 0 | 0 | 0 | 0 | 0 | 0
3918 | 164 | 6 | 13 | 119.0476 | 1250 | 0 | 0 | 27.9397 | 1396.9874 | 1389.6907 | 7.2967 | 1389.7282 | 7.2215 | 0.037525 | 0 | 0 | 0 | 0 | 0 | 0
3919 | 164 | 6 | 13 | 119.0476 | 1250 | 0 | 285.7143 | 33.7707 | 1688.5326 | 1679.7131 | 8.8195 | 1679.7584 | 8.7285 | 0.045356 | 0 | 0 | 0 | 0 | 0 | 0
3920 | 164 | 6 | 13 | 119.0476 | 1250 | 0 | 285.7143 | 33.7707 | 1688.5326 | 1679.7131 | 8.8195 | 1679.7584 | 8.7285 | 0.045356 | 0 | 0 | 0 | 0 | 0 | 0
3921 | 164 | 6 | 13 | 119.0476 | 500 | 0 | 285.7143 | 18.4645 | 923.2264 | 918.4043 | 4.8222 | 918.4291 | 4.7724 | 0.024799 | 0 | 0 | 0 | 0 | 0 | 0
3922 | 164 | 6 | 13 | 119.0476 | 0 | 0 | 285.7143 | 8.2604 | 413.0224 | 410.8651 | 2.1573 | 410.8762 | 2.135 | 0.011094 | 0 | 0 | 0 | 0 | 0 | 0
3923 | 164 | 6 | 13 | 119.0476 | 0 | 0 | 285.7143 | 8.2604 | 413.0224 | 410.8651 | 2.1573 | 410.8762 | 2.135 | 0.011094 | 0 | 0 | 0 | 0 | 0 | 0
3924 | 164 | 6 | 13 | 119.0476 | 0 | 0 | 285.7143 | 8.2604 | 413.0224 | 410.8651 | 2.1573 | 410.8762 | 2.135 | 0.011094 | 0 | 0 | 0 | 0 | 0 | 0
3925 | 164 | 6 | 13 | 119.0476 | 0 | 0 | 285.7143 | 8.2604 | 413.0224 | 410.8651 | 2.1573 | 410.8762 | 2.135 | 0.011094 | 0 | 0 | 0 | 0 | 0 | 0
3926 | 164 | 6 | 13 | 119.0476 | 0 | 0 | 285.7143 | 8.2604 | 413.0224 | 410.8651 | 2.1573 | 410.8762 | 2.135 | 0.011094 | 0 | 0 | 0 | 0 | 0 | 0
3927 | 164 | 6 | 13 | 119.0476 | 0 | 0 | 285.7143 | 8.2604 | 413.0224 | 410.8651 | 2.1573 | 410.8762 | 2.135 | 0.011094 | 0 | 0 | 0 | 0 | 0 | 0
3928 | 164 | 6 | 13 | 119.0476 | 0 | 0 | 285.7143 | 8.2604 | 413.0224 | 410.8651 | 2.1573 | 410.8762 | 2.135 | 0.011094 | 0 | 0 | 0 | 0 | 0 | 0
3929 | 164 | 6 | 13 | 119.0476 | 0 | 0 | 0 | 2.4295 | 121.4772 | 120.8427 | 0.6345 | 120.8459 | 0.62795 | 0.003263 | 0 | 0 | 0 | 0 | 0 | 0
3930 | 164 | 6 | 13 | 119.0476 | 625 | 0 | 0 | 15.1846 | 759.2323 | 755.2667 | 3.9656 | 755.2871 | 3.9247 | 0.020394 | 0 | 0 | 0 | 0 | 0 | 0
3931 | 164 | 6 | 13 | 119.0476 | 1250 | 0 | 0 | 27.9397 | 1396.9874 | 1389.6907 | 7.2967 | 1389.7282 | 7.2215 | 0.037525 | 0 | 0 | 0 | 0 | 0 | 0
3932 | 164 | 6 | 13 | 119.0476 | 1250 | 0 | 0 | 27.9397 | 1396.9874 | 1389.6907 | 7.2967 | 1389.7282 | 7.2215 | 0.037525 | 0 | 0 | 0 | 0 | 0 | 0
3933 | 164 | 6 | 13 | 119.0476 | 1250 | 0 | 0 | 27.9397 | 1396.9874 | 1389.6907 | 7.2967 | 1389.7282 | 7.2215 | 0.037525 | 0 | 0 | 0 | 0 | 0 | 0
3934 | 164 | 6 | 13 | 119.0476 | 625 | 0 | 0 | 15.1846 | 759.2323 | 755.2667 | 3.9656 | 755.2871 | 3.9247 | 0.020394 | 0 | 0 | 0 | 0 | 0 | 0
3935 | 164 | 6 | 14 | 119.0476 | 0 | 0 | 0 | 2.4295 | 121.4772 | 120.8427 | 0.6345 | 120.8459 | 0.62795 | 0.003263 | 0 | 0 | 0 | 0 | 0 | 0
3936 | 165 | 6 | 14 | 119.0476 | 0 | 0 | 0 | 2.4295 | 121.4772 | 120.8427 | 0.6345 | 120.8459 | 0.62795 | 0.003263 | 0 | 0 | 0 | 0 | 0 | 0
3937 | 165 | 6 | 14 | 119.0476 | 0 | 0 | 0 | 2.4295 | 121.4772 | 120.8427 | 0.6345 | 120.8459 | 0.62795 | 0.003263 | 0 | 0 | 0 | 0 | 0 | 0
3938 | 165 | 6 | 14 | 119.0476 | 0 | 0 | 0 | 2.4295 | 121.4772 | 120.8427 | 0.6345 | 120.8459 | 0.62795 | 0.003263 | 0 | 0 | 0 | 0 | 0 | 0
3939 | 165 | 6 | 14 | 119.0476 | 0 | 0 | 0 | 2.4295 | 121.4772 | 120.8427 | 0.6345 | 120.8459 | 0.62795 | 0.003263 | 0 | 0 | 0 | 0 | 0 | 0
3940 | 165 | 6 | 14 | 119.0476 | 0 | 0 | 0 | 2.4295 | 121.4772 | 120.8427 | 0.6345 | 120.8459 | 0.62795 | 0.003263 | 0 | 0 | 0 | 0 | 0 | 0
3941 | 165 | 6 | 14 | 119.0476 | 750 | 0 | 0 | 17.7357 | 886.7833 | 882.1515 | 4.6318 | 882.1753 | 4.5841 | 0.02382 | 0 | 0 | 0 | 0 | 0 | 0
3942 | 165 | 6 | 14 | 119.0476 | 1250 | 0 | 0 | 27.9397 | 1396.9874 | 1389.6907 | 7.2967 | 1389.7282 | 7.2215 | 0.037525 | 0 | 0 | 0 | 0 | 0 | 0
3943 | 165 | 6 | 14 | 119.0476 | 1250 | 0 | 285.7143 | 33.7707 | 1688.5326 | 1679.7131 | 8.8195 | 1679.7584 | 8.7285 | 0.045356 | 0 | 0 | 0 | 0 | 0 | 0
3944 | 165 | 6 | 14 | 119.0476 | 1250 | 0 | 285.7143 | 33.7707 | 1688.5326 | 1679.7131 | 8.8195 | 1679.7584 | 8.7285 | 0.045356 | 0 | 0 | 0 | 0 | 0 | 0
3945 | 165 | 6 | 14 | 119.0476 | 500 | 0 | 285.7143 | 18.4645 | 923.2264 | 918.4043 | 4.8222 | 918.4291 | 4.7724 | 0.024799 | 0 | 0 | 0 | 0 | 0 | 0
3946 | 165 | 6 | 14 | 119.0476 | 0 | 0 | 285.7143 | 8.2604 | 413.0224 | 410.8651 | 2.1573 | 410.8762 | 2.135 | 0.011094 | 0 | 0 | 0 | 0 | 0 | 0
3947 | 165 | 6 | 14 | 119.0476 | 0 | 0 | 285.7143 | 8.2604 | 413.0224 | 410.8651 | 2.1573 | 410.8762 | 2.135 | 0.011094 | 0 | 0 | 0 | 0 | 0 | 0
3948 | 165 | 6 | 14 | 119.0476 | 0 | 0 | 285.7143 | 8.2604 | 413.0224 | 410.8651 | 2.1573 | 410.8762 | 2.135 | 0.011094 | 0 | 0 | 0 | 0 | 0 | 0
3949 | 165 | 6 | 14 | 119.0476 | 0 | 0 | 285.7143 | 8.2604 | 413.0224 | 410.8651 | 2.1573 | 410.8762 | 2.135 | 0.011094 | 0 | 0 | 0 | 0 | 0 | 0
3950 | 165 | 6 | 14 | 119.0476 | 0 | 0 | 285.7143 | 8.2604 | 413.0224 | 410.8651 | 2.1573 | 410.8762 | 2.135 | 0.011094 | 0 | 0 | 0 | 0 | 0 | 0
3951 | 165 | 6 | 14 | 119.0476 | 0 | 0 | 285.7143 | 8.2604 | 413.0224 | 410.8651 | 2.1573 | 410.8762 | 2.135 | 0.011094 | 0 | 0 | 0 | 0 | 0 | 0
3952 | 165 | 6 | 14 | 119.0476 | 0 | 0 | 285.7143 | 8.2604 | 413.0224 | 410.8651 | 2.1573 | 410.8762 | 2.135 | 0.011094 | 0 | 0 | 0 | 0 | 0 | 0
3953 | 165 | 6 | 14 | 119.0476 | 0 | 0 | 0 | 2.4295 | 121.4772 | 120.8427 | 0.6345 | 120.8459 | 0.62795 | 0.003263 | 0 | 0 | 0 | 0 | 0 | 0
3954 | 165 | 6 | 14 | 119.0476 | 625 | 0 | 0 | 15.1846 | 759.2323 | 755.2667 | 3.9656 | 755.2871 | 3.9247 | 0.020394 | 0 | 0 | 0 | 0 | 0 | 0
3955 | 165 | 6 | 14 | 119.0476 | 1250 | 0 | 0 | 27.9397 | 1396.9874 | 1389.6907 | 7.2967 | 1389.7282 | 7.2215 | 0.037525 | 0 | 0 | 0 | 0 | 0 | 0
3956 | 165 | 6 | 14 | 119.0476 | 1250 | 0 | 0 | 27.9397 | 1396.9874 | 1389.6907 | 7.2967 | 1389.7282 | 7.2215 | 0.037525 | 0 | 0 | 0 | 0 | 0 | 0
3957 | 165 | 6 | 14 | 119.0476 | 1250 | 0 | 0 | 27.9397 | 1396.9874 | 1389.6907 | 7.2967 | 1389.7282 | 7.2215 | 0.037525 | 0 | 0 | 0 | 0 | 0 | 0
3958 | 165 | 6 | 14 | 119.0476 | 625 | 0 | 0 | 15.1846 | 759.2323 | 755.2667 | 3.9656 | 755.2871 | 3.9247 | 0.020394 | 0 | 0 | 0 | 0 | 0 | 0
3959 | 165 | 6 | 15 | 119.0476 | 0 | 0 | 0 | 2.4295 | 121.4772 | 120.8427 | 0.6345 | 120.8459 | 0.62795 | 0.003263 | 0 | 0 | 0 | 0 | 0 | 0
3960 | 166 | 6 | 15 | 119.0476 | 0 | 0 | 0 | 2.4295 | 121.4772 | 120.8427 | 0.6345 | 120.8459 | 0.62795 | 0.003263 | 0 | 0 | 0 | 0 | 0 | 0
3961 | 166 | 6 | 15 | 119.0476 | 0 | 0 | 0 | 2.4295 | 121.4772 | 120.8427 | 0.6345 | 120.8459 | 0.62795 | 0.003263 | 0 | 0 | 0 | 0 | 0 | 0
3962 | 166 | 6 | 15 | 119.0476 | 0 | 0 | 0 | 2.4295 | 121.4772 | 120.8427 | 0.6345 | 120.8459 | 0.62795 | 0.003263 | 0 | 0 | 0 | 0 | 0 | 0
3963 | 166 | 6 | 15 | 119.0476 | 0 | 0 | 0 | 2.4295 | 121.4772 | 120.8427 | 0.6345 | 120.8459 | 0.62795 | 0.003263 | 0 | 0 | 0 | 0 | 0 | 0
3964 | 166 | 6 | 15 | 119.0476 | 0 | 0 | 0 | 2.4295 | 121.4772 | 120.8427 | 0.6345 | 120.8459 | 0.62795 | 0.003263 | 0 | 0 | 0 | 0 | 0 | 0
3965 | 166 | 6 | 15 | 119.0476 | 750 | 0 | 0 | 17.7357 | 886.7833 | 882.1515 | 4.6318 | 882.1753 | 4.5841 | 0.02382 | 0 | 0 | 0 | 0 | 0 | 0
3966 | 166 | 6 | 15 | 119.0476 | 1250 | 0 | 0 | 27.9397 | 1396.9874 | 1389.6907 | 7.2967 | 1389.7282 | 7.2215 | 0.037525 | 0 | 0 | 0 | 0 | 0 | 0
3967 | 166 | 6 | 15 | 119.0476 | 1250 | 0 | 285.7143 | 33.7707 | 1688.5326 | 1679.7131 | 8.8195 | 1679.7584 | 8.7285 | 0.045356 | 0 | 0 | 0 | 0 | 0 | 0
3968 | 166 | 6 | 15 | 119.0476 | 1250 | 0 | 285.7143 | 33.7707 | 1688.5326 | 1679.7131 | 8.8195 | 1679.7584 | 8.7285 | 0.045356 | 0 | 0 | 0 | 0 | 0 | 0
3969 | 166 | 6 | 15 | 119.0476 | 500 | 0 | 285.7143 | 18.4645 | 923.2264 | 918.4043 | 4.8222 | 918.4291 | 4.7724 | 0.024799 | 0 | 0 | 0 | 0 | 0 | 0
3970 | 166 | 6 | 15 | 119.0476 | 0 | 0 | 285.7143 | 8.2604 | 413.0224 | 410.8651 | 2.1573 | 410.8762 | 2.135 | 0.011094 | 0 | 0 | 0 | 0 | 0 | 0
3971 | 166 | 6 | 15 | 119.0476 | 0 | 0 | 285.7143 | 8.2604 | 413.0224 | 410.8651 | 2.1573 | 410.8762 | 2.135 | 0.011094 | 0 | 0 | 0 | 0 | 0 | 0
3972 | 166 | 6 | 15 | 119.0476 | 0 | 0 | 285.7143 | 8.2604 | 413.0224 | 410.8651 | 2.1573 | 410.8762 | 2.135 | 0.011094 | 0 | 0 | 0 | 0 | 0 | 0
3973 | 166 | 6 | 15 | 119.0476 | 0 | 0 | 285.7143 | 8.2604 | 413.0224 | 410.8651 | 2.1573 | 410.8762 | 2.135 | 0.011094 | 0 | 0 | 0 | 0 | 0 | 0
3974 | 166 | 6 | 15 | 119.0476 | 0 | 0 | 285.7143 | 8.2604 | 413.0224 | 410.8651 | 2.1573 | 410.8762 | 2.135 | 0.011094 | 0 | 0 | 0 | 0 | 0 | 0
3975 | 166 | 6 | 15 | 119.0476 | 0 | 0 | 285.7143 | 8.2604 | 413.0224 | 410.8651 | 2.1573 | 410.8762 | 2.135 | 0.011094 | 0 | 0 | 0 | 0 | 0 | 0
3976 | 166 | 6 | 15 | 119.0476 | 0 | 0 | 285.7143 | 8.2604 | 413.0224 | 410.8651 | 2.1573 | 410.8762 | 2.135 | 0.011094 | 0 | 0 | 0 | 0 | 0 | 0
3977 | 166 | 6 | 15 | 119.0476 | 0 | 0 | 0 | 2.4295 | 121.4772 | 120.8427 | 0.6345 | 120.8459 | 0.62795 | 0.003263 | 0 | 0 | 0 | 0 | 0 | 0
3978 | 166 | 6 | 15 | 119.0476 | 625 | 0 | 0 | 15.1846 | 759.2323 | 755.2667 | 3.9656 | 755.2871 | 3.9247 | 0.020394 | 0 | 0 | 0 | 0 | 0 | 0
3979 | 166 | 6 | 15 | 119.0476 | 1250 | 0 | 0 | 27.9397 | 1396.9874 | 1389.6907 | 7.2967 | 1389.7282 | 7.2215 | 0.037525 | 0 | 0 | 0 | 0 | 0 | 0
3980 | 166 | 6 | 15 | 119.0476 | 1250 | 0 | 0 | 27.9397 | 1396.9874 | 1389.6907 | 7.2967 | 1389.7282 | 7.2215 | 0.037525 | 0 | 0 | 0 | 0 | 0 | 0
3981 | 166 | 6 | 15 | 119.0476 | 1250 | 0 | 0 | 27.9397 | 1396.9874 | 1389.6907 | 7.2967 | 1389.7282 | 7.2215 | 0.037525 | 0 | 0 | 0 | 0 | 0 | 0
3982 | 166 | 6 | 15 | 119.0476 | 625 | 0 | 0 | 15.1846 | 759.2323 | 755.2667 | 3.9656 | 755.2871 | 3.9247 | 0.020394 | 0 | 0 | 0 | 0 | 0 | 0
3983 | 166 | 6 | 16 | 119.0476 | 0 | 0 | 0 | 2.4295 | 121.4772 | 120.8427 | 0.6345 | 120.8459 | 0.62795 | 0.003263 | 0 | 0 | 0 | 0 | 0 | 0
3984 | 167 | 6 | 16 | 119.0476 | 0 | 0 | 0 | 2.4295 | 121.4772 | 120.8427 | 0.6345 | 120.8459 | 0.62795 | 0.003263 | 0 | 0 | 0 | 0 | 0 | 0
3985 | 167 | 6 | 16 | 119.0476 | 0 | 0 | 0 | 2.4295 | 121.4772 | 120.8427 | 0.6345 | 120.8459 | 0.62795 | 0.003263 | 0 | 0 | 0 | 0 | 0 | 0
3986 | 167 | 6 | 16 | 119.0476 | 0 | 0 | 0 | 2.4295 | 121.4772 | 120.8427 | 0.6345 | 120.8459 | 0.62795 | 0.003263 | 0 | 0 | 0 | 0 | 0 | 0
3987 | 167 | 6 | 16 | 119.0476 | 0 | 0 | 0 | 2.4295 | 121.4772 | 120.8427 | 0.6345 | 120.8459 | 0.62795 | 0.003263 | 0 | 0 | 0 | 0 | 0 | 0
3988 | 167 | 6 | 16 | 119.0476 | 0 | 0 | 0 | 2.4295 | 121.4772 | 120.8427 | 0.6345 | 120.8459 | 0.62795 | 0.003263 | 0 | 0 | 0 | 0 | 0 | 0
3989 | 167 | 6 | 16 | 119.0476 | 750 | 0 | 0 | 17.7357 | 886.7833 | 882.1515 | 4.6318 | 882.1753 | 4.5841 | 0.02382 | 0 | 0 | 0 | 0 | 0 | 0
3990 | 167 | 6 | 16 | 119.0476 | 1250 | 0 | 0 | 27.9397 | 1396.9874 | 1389.6907 | 7.2967 | 1389.7282 | 7.2215 | 0.037525 | 0 | 0 | 0 | 0 | 0 | 0
3991 | 167 | 6 | 16 | 119.0476 | 1250 | 0 | 285.7143 | 33.7707 | 1688.5326 | 1679.7131 | 8.8195 | 1679.7584 | 8.7285 | 0.045356 | 0 | 0 | 0 | 0 | 0 | 0
3992 | 167 | 6 | 16 | 119.0476 | 1250 | 0 | 285.7143 | 33.7707 | 1688.5326 | 1679.7131 | 8.8195 | 1679.7584 | 8.7285 | 0.045356 | 0 | 0 | 0 | 0 | 0 | 0
3993 | 167 | 6 | 16 | 119.0476 | 500 | 0 | 285.7143 | 18.4645 | 923.2264 | 918.4043 | 4.8222 | 918.4291 | 4.7724 | 0.024799 | 0 | 0 | 0 | 0 | 0 | 0
3994 | 167 | 6 | 16 | 119.0476 | 0 | 0 | 285.7143 | 8.2604 | 413.0224 | 410.8651 | 2.1573 | 410.8762 | 2.135 | 0.011094 | 0 | 0 | 0 | 0 | 0 | 0
3995 | 167 | 6 | 16 | 119.0476 | 0 | 0 | 285.7143 | 8.2604 | 413.0224 | 410.8651 | 2.1573 | 410.8762 | 2.135 | 0.011094 | 0 | 0 | 0 | 0 | 0 | 0
3996 | 167 | 6 | 16 | 119.0476 | 0 | 0 | 285.7143 | 8.2604 | 413.0224 | 410.8651 | 2.1573 | 410.8762 | 2.135 | 0.011094 | 0 | 0 | 0 | 0 | 0 | 0
3997 | 167 | 6 | 16 | 119.0476 | 0 | 0 | 285.7143 | 8.2604 | 413.0224 | 410.8651 | 2.1573 | 410.8762 | 2.135 | 0.011094 | 0 | 0 | 0 | 0 | 0 | 0
3998 | 167 | 6 | 16 | 119.0476 | 0 | 0 | 285.7143 | 8.2604 | 413.0224 | 410.8651 | 2.1573 | 410.8762 | 2.135 | 0.011094 | 0 | 0 | 0 | 0 | 0 | 0
3999 | 167 | 6 | 16 | 119.0476 | 0 | 0 | 285.7143 | 8.2604 | 413.0224 | 410.8651 | 2.1573 | 410.8762 | 2.135 | 0.011094 | 0 | 0 | 0 | 0 | 0 | 0
4000 | 167 | 6 | 16 | 119.0476 | 0 | 0 | 285.7143 | 8.2604 | 413.0224 | 410.8651 | 2.1573 | 410.8762 | 2.135 | 0.011094 | 0 | 0 | 0 | 0 | 0 | 0
4001 | 167 | 6 | 16 | 119.0476 | 0 | 0 | 0 | 2.4295 | 121.4772 | 120.8427 | 0.6345 | 120.8459 | 0.62795 | 0.003263 | 0 | 0 | 0 | 0 | 0 | 0
4002 | 167 | 6 | 16 | 119.0476 | 625 | 0 | 0 | 15.1846 | 759.2323 | 755.2667 | 3.9656 | 755.2871 | 3.9247 | 0.020394 | 0 | 0 | 0 | 0 | 0 | 0
4003 | 167 | 6 | 16 | 119.0476 | 1250 | 0 | 0 | 27.9397 | 1396.9874 | 1389.6907 | 7.2967 | 1389.7282 | 7.2215 | 0.037525 | 0 | 0 | 0 | 0 | 0 | 0
4004 | 167 | 6 | 16 | 119.0476 | 1250 | 0 | 0 | 27.9397 | 1396.9874 | 1389.6907 | 7.2967 | 1389.7282 | 7.2215 | 0.037525 | 0 | 0 | 0 | 0 | 0 | 0
4005 | 167 | 6 | 16 | 119.0476 | 1250 | 0 | 0 | 27.9397 | 1396.9874 | 1389.6907 | 7.2967 | 1389.7282 | 7.2215 | 0.037525 | 0 | 0 | 0 | 0 | 0 | 0
4006 | 167 | 6 | 16 | 119.0476 | 625 | 0 | 0 | 15.1846 | 759.2323 | 755.2667 | 3.9656 | 755.2871 | 3.9247 | 0.020394 | 0 | 0 | 0 | 0 | 0 | 0
4007 | 167 | 6 | 17 | 119.0476 | 0 | 0 | 0 | 2.4295 | 121.4772 | 120.8427 | 0.6345 | 120.8459 | 0.62795 | 0.003263 | 0 | 0 | 0 | 0 | 0 | 0
4008 | 168 | 6 | 17 | 119.0476 | 0 | 0 | 0 | 2.4295 | 121.4772 | 120.8427 | 0.6345 | 120.8459 | 0.62795 | 0.003263 | 0 | 0 | 0 | 0 | 0 | 0
4009 | 168 | 6 | 17 | 119.0476 | 0 | 0 | 0 | 2.4295 | 121.4772 | 120.8427 | 0.6345 | 120.8459 | 0.62795 | 0.003263 | 0 | 0 | 0 | 0 | 0 | 0
4010 | 168 | 6 | 17 | 119.0476 | 0 | 0 | 0 | 2.4295 | 121.4772 | 120.8427 | 0.6345 | 120.8459 | 0.62795 | 0.003263 | 0 | 0 | 0 | 0 | 0 | 0
4011 | 168 | 6 | 17 | 119.0476 | 0 | 0 | 0 | 2.4295 | 121.4772 | 120.8427 | 0.6345 | 120.8459 | 0.62795 | 0.003263 | 0 | 0 | 0 | 0 | 0 | 0
4012 | 168 | 6 | 17 | 119.0476 | 0 | 0 | 0 | 2.4295 | 121.4772 | 120.8427 | 0.6345 | 120.8459 | 0.62795 | 0.003263 | 0 | 0 | 0 | 0 | 0 | 0
4013 | 168 | 6 | 17 | 119.0476 | 750 | 0 | 0 | 17.7357 | 886.7833 | 882.1515 | 4.6318 | 882.1753 | 4.5841 | 0.02382 | 0 | 0 | 0 | 0 | 0 | 0
4014 | 168 | 6 | 17 | 119.0476 | 1250 | 0 | 0 | 27.9397 | 1396.9874 | 1389.6907 | 7.2967 | 1389.7282 | 7.2215 | 0.037525 | 0 | 0 | 0 | 0 | 0 | 0
4015 | 168 | 6 | 17 | 119.0476 | 1250 | 0 | 285.7143 | 33.7707 | 1688.5326 | 1679.7131 | 8.8195 | 1679.7584 | 8.7285 | 0.045356 | 0 | 0 | 0 | 0 | 0 | 0
4016 | 168 | 6 | 17 | 119.0476 | 1250 | 0 | 285.7143 | 33.7707 | 1688.5326 | 1679.7131 | 8.8195 | 1679.7584 | 8.7285 | 0.045356 | 0 | 0 | 0 | 0 | 0 | 0
4017 | 168 | 6 | 17 | 119.0476 | 500 | 0 | 285.7143 | 18.4645 | 923.2264 | 918.4043 | 4.8222 | 918.4291 | 4.7724 | 0.024799 | 0 | 0 | 0 | 0 | 0 | 0
4018 | 168 | 6 | 17 | 119.0476 | 0 | 0 | 285.7143 | 8.2604 | 413.0224 | 410.8651 | 2.1573 | 410.8762 | 2.135 | 0.011094 | 0 | 0 | 0 | 0 | 0 | 0
4019 | 168 | 6 | 17 | 119.0476 | 0 | 0 | 285.7143 | 8.2604 | 413.0224 | 410.8651 | 2.1573 | 410.8762 | 2.135 | 0.011094 | 0 | 0 | 0 | 0 | 0 | 0
4020 | 168 | 6 | 17 | 119.0476 | 0 | 0 | 285.7143 | 8.2604 | 413.0224 | 410.8651 | 2.1573 | 410.8762 | 2.135 | 0.011094 | 0 | 0 | 0 | 0 | 0 | 0
4021 | 168 | 6 | 17 | 119.0476 | 0 | 0 | 285.7143 | 8.2604 | 413.0224 | 410.8651 | 2.1573 | 410.8762 | 2.135 | 0.011094 | 0 | 0 | 0 | 0 | 0 | 0
4022 | 168 | 6 | 17 | 119.0476 | 0 | 0 | 285.7143 | 8.2604 | 413.0224 | 410.8651 | 2.1573 | 410.8762 | 2.135 | 0.011094 | 0 | 0 | 0 | 0 | 0 | 0
4023 | 168 | 6 | 17 | 119.0476 | 0 | 0 | 285.7143 | 8.2604 | 413.0224 | 410.8651 | 2.1573 | 410.8762 | 2.135 | 0.011094 | 0 | 0 | 0 | 0 | 0 | 0
4024 | 168 | 6 | 17 | 119.0476 | 0 | 0 | 285.7143 | 8.2604 | 413.0224 | 410.8651 | 2.1573 | 410.8762 | 2.135 | 0.011094 | 0 | 0 | 0 | 0 | 0 | 0
4025 | 168 | 6 | 17 | 119.0476 | 0 | 0 | 0 | 2.4295 | 121.4772 | 120.8427 | 0.6345 | 120.8459 | 0.62795 | 0.003263 | 0 | 0 | 0 | 0 | 0 | 0
4026 | 168 | 6 | 17 | 119.0476 | 625 | 0 | 0 | 15.1846 | 759.2323 | 755.2667 | 3.9656 | 755.2871 | 3.9247 | 0.020394 | 0 | 0 | 0 | 0 | 0 | 0
4027 | 168 | 6 | 17 | 119.0476 | 1250 | 0 | 0 | 27.9397 | 1396.9874 | 1389.6907 | 7.2967 | 1389.7282 | 7.2215 | 0.037525 | 0 | 0 | 0 | 0 | 0 | 0
4028 | 168 | 6 | 17 | 119.0476 | 1250 | 0 | 0 | 27.9397 | 1396.9874 | 1389.6907 | 7.2967 | 1389.7282 | 7.2215 | 0.037525 | 0 | 0 | 0 | 0 | 0 | 0
4029 | 168 | 6 | 17 | 119.0476 | 1250 | 0 | 0 | 27.9397 | 1396.9874 | 1389.6907 | 7.2967 | 1389.7282 | 7.2215 | 0.037525 | 0 | 0 | 0 | 0 | 0 | 0
4030 | 168 | 6 | 17 | 119.0476 | 625 | 0 | 0 | 15.1846 | 759.2323 | 755.2667 | 3.9656 | 755.2871 | 3.9247 | 0.020394 | 0 | 0 | 0 | 0 | 0 | 0
4031 | 168 | 6 | 18 | 119.0476 | 0 | 0 | 0 | 2.4295 | 121.4772 | 120.8427 | 0.6345 | 120.8459 | 0.62795 | 0.003263 | 0 | 0 | 0 | 0 | 0 | 0
4032 | 169 | 6 | 18 | 119.0476 | 0 | 0 | 0 | 2.4295 | 121.4772 | 120.8427 | 0.6345 | 120.8459 | 0.62795 | 0.003263 | 0 | 0 | 0 | 0 | 0 | 0
4033 | 169 | 6 | 18 | 119.0476 | 0 | 0 | 0 | 2.4295 | 121.4772 | 120.8427 | 0.6345 | 120.8459 | 0.62795 | 0.003263 | 0 | 0 | 0 | 0 | 0 | 0
4034 | 169 | 6 | 18 | 119.0476 | 0 | 0 | 0 | 2.4295 | 121.4772 | 120.8427 | 0.6345 | 120.8459 | 0.62795 | 0.003263 | 0 | 0 | 0 | 0 | 0 | 0
4035 | 169 | 6 | 18 | 119.0476 | 0 | 0 | 0 | 2.4295 | 121.4772 | 120.8427 | 0.6345 | 120.8459 | 0.62795 | 0.003263 | 0 | 0 | 0 | 0 | 0 | 0
4036 | 169 | 6 | 18 | 119.0476 | 0 | 0 | 0 | 2.4295 | 121.4772 | 120.8427 | 0.6345 | 120.8459 | 0.62795 | 0.003263 | 0 | 0 | 0 | 0 | 0 | 0
4037 | 169 | 6 | 18 | 119.0476 | 750 | 0 | 0 | 17.7357 | 886.7833 | 882.1515 | 4.6318 | 882.1753 | 4.5841 | 0.02382 | 0 | 0 | 0 | 0 | 0 | 0
4038 | 169 | 6 | 18 | 119.0476 | 1250 | 0 | 0 | 27.9397 | 1396.9874 | 1389.6907 | 7.2967 | 1389.7282 | 7.2215 | 0.037525 | 0 | 0 | 0 | 0 | 0 | 0
4039 | 169 | 6 | 18 | 119.0476 | 1250 | 0 | 285.7143 | 33.7707 | 1688.5326 | 1679.7131 | 8.8195 | 1679.7584 | 8.7285 | 0.045356 | 0 | 0 | 0 | 0 | 0 | 0
4040 | 169 | 6 | 18 | 119.0476 | 1250 | 0 | 285.7143 | 33.7707 | 1688.5326 | 1679.7131 | 8.8195 | 1679.7584 | 8.7285 | 0.045356 | 0 | 0 | 0 | 0 | 0 | 0
4041 | 169 | 6 | 18 | 119.0476 | 500 | 0 | 285.7143 | 18.4645 | 923.2264 | 918.4043 | 4.8222 | 918.4291 | 4.7724 | 0.024799 | 0 | 0 | 0 | 0 | 0 | 0
4042 | 169 | 6 | 18 | 119.0476 | 0 | 0 | 285.7143 | 8.2604 | 413.0224 | 410.8651 | 2.1573 | 410.8762 | 2.135 | 0.011094 | 0 | 0 | 0 | 0 | 0 | 0
4043 | 169 | 6 | 18 | 119.0476 | 0 | 0 | 285.7143 | 8.2604 | 413.0224 | 410.8651 | 2.1573 | 410.8762 | 2.135 | 0.011094 | 0 | 0 | 0 | 0 | 0 | 0
4044 | 169 | 6 | 18 | 119.0476 | 0 | 0 | 285.7143 | 8.2604 | 413.0224 | 410.8651 | 2.1573 | 410.8762 | 2.135 | 0.011094 | 0 | 0 | 0 | 0 | 0 | 0
4045 | 169 | 6 | 18 | 119.0476 | 0 | 0 | 285.7143 | 8.2604 | 413.0224 | 410.8651 | 2.1573 | 410.8762 | 2.135 | 0.011094 | 0 | 0 | 0 | 0 | 0 | 0
4046 | 169 | 6 | 18 | 119.0476 | 0 | 0 | 285.7143 | 8.2604 | 413.0224 | 410.8651 | 2.1573 | 410.8762 | 2.135 | 0.011094 | 0 | 0 | 0 | 0 | 0 | 0
4047 | 169 | 6 | 18 | 119.0476 | 0 | 0 | 285.7143 | 8.2604 | 413.0224 | 410.8651 | 2.1573 | 410.8762 | 2.135 | 0.011094 | 0 | 0 | 0 | 0 | 0 | 0
4048 | 169 | 6 | 18 | 119.0476 | 0 | 0 | 285.7143 | 8.2604 | 413.0224 | 410.8651 | 2.1573 | 410.8762 | 2.135 | 0.011094 | 0 | 0 | 0 | 0 | 0 | 0
4049 | 169 | 6 | 18 | 119.0476 | 0 | 0 | 0 | 2.4295 | 121.4772 | 120.8427 | 0.6345 | 120.8459 | 0.62795 | 0.003263 | 0 | 0 | 0 | 0 | 0 | 0
4050 | 169 | 6 | 18 | 119.0476 | 625 | 0 | 0 | 15.1846 | 759.2323 | 755.2667 | 3.9656 | 755.2871 | 3.9247 | 0.020394 | 0 | 0 | 0 | 0 | 0 | 0
4051 | 169 | 6 | 18 | 119.0476 | 1250 | 0 | 0 | 27.9397 | 1396.9874 | 1389.6907 | 7.2967 | 1389.7282 | 7.2215 | 0.037525 | 0 | 0 | 0 | 0 | 0 | 0
4052 | 169 | 6 | 18 | 119.0476 | 1250 | 0 | 0 | 27.9397 | 1396.9874 | 1389.6907 | 7.2967 | 1389.7282 | 7.2215 | 0.037525 | 0 | 0 | 0 | 0 | 0 | 0
4053 | 169 | 6 | 18 | 119.0476 | 1250 | 0 | 0 | 27.9397 | 1396.9874 | 1389.6907 | 7.2967 | 1389.7282 | 7.2215 | 0.037525 | 0 | 0 | 0 | 0 | 0 | 0
4054 | 169 | 6 | 18 | 119.0476 | 625 | 0 | 0 | 15.1846 | 759.2323 | 755.2667 | 3.9656 | 755.2871 | 3.9247 | 0.020394 | 0 | 0 | 0 | 0 | 0 | 0
4055 | 169 | 6 | 19 | 119.0476 | 0 | 0 | 0 | 2.4295 | 121.4772 | 120.8427 | 0.6345 | 120.8459 | 0.62795 | 0.003263 | 0 | 0 | 0 | 0 | 0 | 0
4056 | 170 | 6 | 19 | 119.0476 | 0 | 0 | 0 | 2.4295 | 121.4772 | 120.8427 | 0.6345 | 120.8459 | 0.62795 | 0.003263 | 0 | 0 | 0 | 0 | 0 | 0
4057 | 170 | 6 | 19 | 119.0476 | 0 | 0 | 0 | 2.4295 | 121.4772 | 120.8427 | 0.6345 | 120.8459 | 0.62795 | 0.003263 | 0 | 0 | 0 | 0 | 0 | 0
4058 | 170 | 6 | 19 | 119.0476 | 0 | 0 | 0 | 2.4295 | 121.4772 | 120.8427 | 0.6345 | 120.8459 | 0.62795 | 0.003263 | 0 | 0 | 0 | 0 | 0 | 0
4059 | 170 | 6 | 19 | 119.0476 | 0 | 0 | 0 | 2.4295 | 121.4772 | 120.8427 | 0.6345 | 120.8459 | 0.62795 | 0.003263 | 0 | 0 | 0 | 0 | 0 | 0
4060 | 170 | 6 | 19 | 119.0476 | 0 | 0 | 0 | 2.4295 | 121.4772 | 120.8427 | 0.6345 | 120.8459 | 0.62795 | 0.003263 | 0 | 0 | 0 | 0 | 0 | 0
4061 | 170 | 6 | 19 | 119.0476 | 750 | 0 | 0 | 17.7357 | 886.7833 | 882.1515 | 4.6318 | 882.1753 | 4.5841 | 0.02382 | 0 | 0 | 0 | 0 | 0 | 0
4062 | 170 | 6 | 19 | 119.0476 | 1250 | 0 | 0 | 27.9397 | 1396.9874 | 1389.6907 | 7.2967 | 1389.7282 | 7.2215 | 0.037525 | 0 | 0 | 0 | 0 | 0 | 0
4063 | 170 | 6 | 19 | 119.0476 | 1250 | 0 | 285.7143 | 33.7707 | 1688.5326 | 1679.7131 | 8.8195 | 1679.7584 | 8.7285 | 0.045356 | 0 | 0 | 0 | 0 | 0 | 0
4064 | 170 | 6 | 19 | 119.0476 | 1250 | 0 | 285.7143 | 33.7707 | 1688.5326 | 1679.7131 | 8.8195 | 1679.7584 | 8.7285 | 0.045356 | 0 | 0 | 0 | 0 | 0 | 0
4065 | 170 | 6 | 19 | 119.0476 | 500 | 0 | 285.7143 | 18.4645 | 923.2264 | 918.4043 | 4.8222 | 918.4291 | 4.7724 | 0.024799 | 0 | 0 | 0 | 0 | 0 | 0
4066 | 170 | 6 | 19 | 119.0476 | 0 | 0 | 285.7143 | 8.2604 | 413.0224 | 410.8651 | 2.1573 | 410.8762 | 2.135 | 0.011094 | 0 | 0 | 0 | 0 | 0 | 0
4067 | 170 | 6 | 19 | 119.0476 | 0 | 0 | 285.7143 | 8.2604 | 413.0224 | 410.8651 | 2.1573 | 410.8762 | 2.135 | 0.011094 | 0 | 0 | 0 | 0 | 0 | 0
4068 | 170 | 6 | 19 | 119.0476 | 0 | 0 | 285.7143 | 8.2604 | 413.0224 | 410.8651 | 2.1573 | 410.8762 | 2.135 | 0.011094 | 0 | 0 | 0 | 0 | 0 | 0
4069 | 170 | 6 | 19 | 119.0476 | 0 | 0 | 285.7143 | 8.2604 | 413.0224 | 410.8651 | 2.1573 | 410.8762 | 2.135 | 0.011094 | 0 | 0 | 0 | 0 | 0 | 0
4070 | 170 | 6 | 19 | 119.0476 | 0 | 0 | 285.7143 | 8.2604 | 413.0224 | 410.8651 | 2.1573 | 410.8762 | 2.135 | 0.011094 | 0 | 0 | 0 | 0 | 0 | 0
4071 | 170 | 6 | 19 | 119.0476 | 0 | 0 | 285.7143 | 8.2604 | 413.0224 | 410.8651 | 2.1573 | 410.8762 | 2.135 | 0.011094 | 0 | 0 | 0 | 0 | 0 | 0
4072 | 170 | 6 | 19 | 119.0476 | 0 | 0 | 285.7143 | 8.2604 | 413.0224 | 410.8651 | 2.1573 | 410.8762 | 2.135 | 0.011094 | 0 | 0 | 0 | 0 | 0 | 0
4073 | 170 | 6 | 19 | 119.0476 | 0 | 0 | 0 | 2.4295 | 121.4772 | 120.8427 | 0.6345 | 120.8459 | 0.62795 | 0.003263 | 0 | 0 | 0 | 0 | 0 | 0
4074 | 170 | 6 | 19 | 119.0476 | 625 | 0 | 0 | 15.1846 | 759.2323 | 755.2667 | 3.9656 | 755.2871 | 3.9247 | 0.020394 | 0 | 0 | 0 | 0 | 0 | 0
4075 | 170 | 6 | 19 | 119.0476 | 1250 | 0 | 0 | 27.9397 | 1396.9874 | 1389.6907 | 7.2967 | 1389.7282 | 7.2215 | 0.037525 | 0 | 0 | 0 | 0 | 0 | 0
4076 | 170 | 6 | 19 | 119.0476 | 1250 | 0 | 0 | 27.9397 | 1396.9874 | 1389.6907 | 7.2967 | 1389.7282 | 7.2215 | 0.037525 | 0 | 0 | 0 | 0 | 0 | 0
4077 | 170 | 6 | 19 | 119.0476 | 1250 | 0 | 0 | 27.9397 | 1396.9874 | 1389.6907 | 7.2967 | 1389.7282 | 7.2215 | 0.037525 | 0 | 0 | 0 | 0 | 0 | 0
4078 | 170 | 6 | 19 | 119.0476 | 625 | 0 | 0 | 15.1846 | 759.2323 | 755.2667 | 3.9656 | 755.2871 | 3.9247 | 0.020394 | 0 | 0 | 0 | 0 | 0 | 0
4079 | 170 | 6 | 20 | 119.0476 | 0 | 0 | 0 | 2.4295 | 121.4772 | 120.8427 | 0.6345 | 120.8459 | 0.62795 | 0.003263 | 0 | 0 | 0 | 0 | 0 | 0
4080 | 171 | 6 | 20 | 119.0476 | 0 | 0 | 0 | 2.4295 | 121.4772 | 120.8427 | 0.6345 | 120.8459 | 0.62795 | 0.003263 | 0 | 0 | 0 | 0 | 0 | 0
4081 | 171 | 6 | 20 | 119.0476 | 0 | 0 | 0 | 2.4295 | 121.4772 | 120.8427 | 0.6345 | 120.8459 | 0.62795 | 0.003263 | 0 | 0 | 0 | 0 | 0 | 0
4082 | 171 | 6 | 20 | 119.0476 | 0 | 0 | 0 | 2.4295 | 121.4772 | 120.8427 | 0.6345 | 120.8459 | 0.62795 | 0.003263 | 0 | 0 | 0 | 0 | 0 | 0
4083 | 171 | 6 | 20 | 119.0476 | 0 | 0 | 0 | 2.4295 | 121.4772 | 120.8427 | 0.6345 | 120.8459 | 0.62795 | 0.003263 | 0 | 0 | 0 | 0 | 0 | 0
4084 | 171 | 6 | 20 | 119.0476 | 0 | 0 | 0 | 2.4295 | 121.4772 | 120.8427 | 0.6345 | 120.8459 | 0.62795 | 0.003263 | 0 | 0 | 0 | 0 | 0 | 0
4085 | 171 | 6 | 20 | 119.0476 | 750 | 0 | 0 | 17.7357 | 886.7833 | 882.1515 | 4.6318 | 882.1753 | 4.5841 | 0.02382 | 0 | 0 | 0 | 0 | 0 | 0
4086 | 171 | 6 | 20 | 119.0476 | 1250 | 0 | 0 | 27.9397 | 1396.9874 | 1389.6907 | 7.2967 | 1389.7282 | 7.2215 | 0.037525 | 0 | 0 | 0 | 0 | 0 | 0
4087 | 171 | 6 | 20 | 119.0476 | 1250 | 0 | 285.7143 | 33.7707 | 1688.5326 | 1679.7131 | 8.8195 | 1679.7584 | 8.7285 | 0.045356 | 0 | 0 | 0 | 0 | 0 | 0
4088 | 171 | 6 | 20 | 119.0476 | 1250 | 0 | 285.7143 | 33.7707 | 1688.5326 | 1679.7131 | 8.8195 | 1679.7584 | 8.7285 | 0.045356 | 0 | 0 | 0 | 0 | 0 | 0
4089 | 171 | 6 | 20 | 119.0476 | 500 | 0 | 285.7143 | 18.4645 | 923.2264 | 918.4043 | 4.8222 | 918.4291 | 4.7724 | 0.024799 | 0 | 0 | 0 | 0 | 0 | 0
4090 | 171 | 6 | 20 | 119.0476 | 0 | 0 | 285.7143 | 8.2604 | 413.0224 | 410.8651 | 2.1573 | 410.8762 | 2.135 | 0.011094 | 0 | 0 | 0 | 0 | 0 | 0
4091 | 171 | 6 | 20 | 119.0476 | 0 | 0 | 285.7143 | 8.2604 | 413.0224 | 410.8651 | 2.1573 | 410.8762 | 2.135 | 0.011094 | 0 | 0 | 0 | 0 | 0 | 0
4092 | 171 | 6 | 20 | 119.0476 | 0 | 0 | 285.7143 | 8.2604 | 413.0224 | 410.8651 | 2.1573 | 410.8762 | 2.135 | 0.011094 | 0 | 0 | 0 | 0 | 0 | 0
4093 | 171 | 6 | 20 | 119.0476 | 0 | 0 | 285.7143 | 8.2604 | 413.0224 | 410.8651 | 2.1573 | 410.8762 | 2.135 | 0.011094 | 0 | 0 | 0 | 0 | 0 | 0
4094 | 171 | 6 | 20 | 119.0476 | 0 | 0 | 285.7143 | 8.2604 | 413.0224 | 410.8651 | 2.1573 | 410.8762 | 2.135 | 0.011094 | 0 | 0 | 0 | 0 | 0 | 0
4095 | 171 | 6 | 20 | 119.0476 | 0 | 0 | 285.7143 | 8.2604 | 413.0224 | 410.8651 | 2.1573 | 410.8762 | 2.135 | 0.011094 | 0 | 0 | 0 | 0 | 0 | 0
4096 | 171 | 6 | 20 | 119.0476 | 0 | 0 | 285.7143 | 8.2604 | 413.0224 | 410.8651 | 2.1573 | 410.8762 | 2.135 | 0.011094 | 0 | 0 | 0 | 0 | 0 | 0
4097 | 171 | 6 | 20 | 119.0476 | 0 | 0 | 0 | 2.4295 | 121.4772 | 120.8427 | 0.6345 | 120.8459 | 0.62795 | 0.003263 | 0 | 0 | 0 | 0 | 0 | 0
4098 | 171 | 6 | 20 | 119.0476 | 625 | 0 | 0 | 15.1846 | 759.2323 | 755.2667 | 3.9656 | 755.2871 | 3.9247 | 0.020394 | 0 | 0 | 0 | 0 | 0 | 0
4099 | 171 | 6 | 20 | 119.0476 | 1250 | 0 | 0 | 27.9397 | 1396.9874 | 1389.6907 | 7.2967 | 1389.7282 | 7.2215 | 0.037525 | 0 | 0 | 0 | 0 | 0 | 0
4100 | 171 | 6 | 20 | 119.0476 | 1250 | 0 | 0 | 27.9397 | 1396.9874 | 1389.6907 | 7.2967 | 1389.7282 | 7.2215 | 0.037525 | 0 | 0 | 0 | 0 | 0 | 0
4101 | 171 | 6 | 20 | 119.0476 | 1250 | 0 | 0 | 27.9397 | 1396.9874 | 1389.6907 | 7.2967 | 1389.7282 | 7.2215 | 0.037525 | 0 | 0 | 0 | 0 | 0 | 0
4102 | 171 | 6 | 20 | 119.0476 | 625 | 0 | 0 | 15.1846 | 759.2323 | 755.2667 | 3.9656 | 755.2871 | 3.9247 | 0.020394 | 0 | 0 | 0 | 0 | 0 | 0
4103 | 171 | 6 | 21 | 119.0476 | 0 | 0 | 0 | 2.4295 | 121.4772 | 120.8427 | 0.6345 | 120.8459 | 0.62795 | 0.003263 | 0 | 0 | 0 | 0 | 0 | 0
4104 | 172 | 6 | 21 | 119.0476 | 0 | 0 | 0 | 2.4295 | 121.4772 | 120.8427 | 0.6345 | 120.8459 | 0.62795 | 0.003263 | 0 | 0 | 0 | 0 | 0 | 0
4105 | 172 | 6 | 21 | 119.0476 | 0 | 0 | 0 | 2.4295 | 121.4772 | 120.8427 | 0.6345 | 120.8459 | 0.62795 | 0.003263 | 0 | 0 | 0 | 0 | 0 | 0
4106 | 172 | 6 | 21 | 119.0476 | 0 | 0 | 0 | 2.4295 | 121.4772 | 120.8427 | 0.6345 | 120.8459 | 0.62795 | 0.003263 | 0 | 0 | 0 | 0 | 0 | 0
4107 | 172 | 6 | 21 | 119.0476 | 0 | 0 | 0 | 2.4295 | 121.4772 | 120.8427 | 0.6345 | 120.8459 | 0.62795 | 0.003263 | 0 | 0 | 0 | 0 | 0 | 0
4108 | 172 | 6 | 21 | 119.0476 | 0 | 0 | 0 | 2.4295 | 121.4772 | 120.8427 | 0.6345 | 120.8459 | 0.62795 | 0.003263 | 0 | 0 | 0 | 0 | 0 | 0
4109 | 172 | 6 | 21 | 119.0476 | 750 | 0 | 0 | 17.7357 | 886.7833 | 882.1515 | 4.6318 | 882.1753 | 4.5841 | 0.02382 | 0 | 0 | 0 | 0 | 0 | 0
4110 | 172 | 6 | 21 | 119.0476 | 1250 | 0 | 0 | 27.9397 | 1396.9874 | 1389.6907 | 7.2967 | 1389.7282 | 7.2215 | 0.037525 | 0 | 0 | 0 | 0 | 0 | 0
4111 | 172 | 6 | 21 | 119.0476 | 1250 | 0 | 285.7143 | 33.7707 | 1688.5326 | 1679.7131 | 8.8195 | 1679.7584 | 8.7285 | 0.045356 | 0 | 0 | 0 | 0 | 0 | 0
4112 | 172 | 6 | 21 | 119.0476 | 1250 | 0 | 285.7143 | 33.7707 | 1688.5326 | 1679.7131 | 8.8195 | 1679.7584 | 8.7285 | 0.045356 | 0 | 0 | 0 | 0 | 0 | 0
4113 | 172 | 6 | 21 | 119.0476 | 500 | 0 | 285.7143 | 18.4645 | 923.2264 | 918.4043 | 4.8222 | 918.4291 | 4.7724 | 0.024799 | 0 | 0 | 0 | 0 | 0 | 0
4114 | 172 | 6 | 21 | 119.0476 | 0 | 0 | 285.7143 | 8.2604 | 413.0224 | 410.8651 | 2.1573 | 410.8762 | 2.135 | 0.011094 | 0 | 0 | 0 | 0 | 0 | 0
4115 | 172 | 6 | 21 | 119.0476 | 0 | 0 | 285.7143 | 8.2604 | 413.0224 | 410.8651 | 2.1573 | 410.8762 | 2.135 | 0.011094 | 0 | 0 | 0 | 0 | 0 | 0
4116 | 172 | 6 | 21 | 119.0476 | 0 | 0 | 285.7143 | 8.2604 | 413.0224 | 410.8651 | 2.1573 | 410.8762 | 2.135 | 0.011094 | 0 | 0 | 0 | 0 | 0 | 0
4117 | 172 | 6 | 21 | 119.0476 | 0 | 0 | 285.7143 | 8.2604 | 413.0224 | 410.8651 | 2.1573 | 410.8762 | 2.135 | 0.011094 | 0 | 0 | 0 | 0 | 0 | 0
4118 | 172 | 6 | 21 | 119.0476 | 0 | 0 | 285.7143 | 8.2604 | 413.0224 | 410.8651 | 2.1573 | 410.8762 | 2.135 | 0.011094 | 0 | 0 | 0 | 0 | 0 | 0
4119 | 172 | 6 | 21 | 119.0476 | 0 | 0 | 285.7143 | 8.2604 | 413.0224 | 410.8651 | 2.1573 | 410.8762 | 2.135 | 0.011094 | 0 | 0 | 0 | 0 | 0 | 0
4120 | 172 | 6 | 21 | 119.0476 | 0 | 0 | 285.7143 | 8.2604 | 413.0224 | 410.8651 | 2.1573 | 410.8762 | 2.135 | 0.011094 | 0 | 0 | 0 | 0 | 0 | 0
4121 | 172 | 6 | 21 | 119.0476 | 0 | 0 | 0 | 2.4295 | 121.4772 | 120.8427 | 0.6345 | 120.8459 | 0.62795 | 0.003263 | 0 | 0 | 0 | 0 | 0 | 0
4122 | 172 | 6 | 21 | 119.0476 | 625 | 0 | 0 | 15.1846 | 759.2323 | 755.2667 | 3.9656 | 755.2871 | 3.9247 | 0.020394 | 0 | 0 | 0 | 0 | 0 | 0
4123 | 172 | 6 | 21 | 119.0476 | 1250 | 0 | 0 | 27.9397 | 1396.9874 | 1389.6907 | 7.2967 | 1389.7282 | 7.2215 | 0.037525 | 0 | 0 | 0 | 0 | 0 | 0
4124 | 172 | 6 | 21 | 119.0476 | 1250 | 0 | 0 | 27.9397 | 1396.9874 | 1389.6907 | 7.2967 | 1389.7282 | 7.2215 | 0.037525 | 0 | 0 | 0 | 0 | 0 | 0
4125 | 172 | 6 | 21 | 119.0476 | 1250 | 0 | 0 | 27.9397 | 1396.9874 | 1389.6907 | 7.2967 | 1389.7282 | 7.2215 | 0.037525 | 0 | 0 | 0 | 0 | 0 | 0
4126 | 172 | 6 | 21 | 119.0476 | 625 | 0 | 0 | 15.1846 | 759.2323 | 755.2667 | 3.9656 | 755.2871 | 3.9247 | 0.020394 | 0 | 0 | 0 | 0 | 0 | 0
4127 | 172 | 6 | 22 | 119.0476 | 0 | 0 | 0 | 2.4295 | 121.4772 | 120.8427 | 0.6345 | 120.8459 | 0.62795 | 0.003263 | 0 | 0 | 0 | 0 | 0 | 0
4128 | 173 | 6 | 22 | 119.0476 | 0 | 0 | 0 | 2.4295 | 121.4772 | 120.8427 | 0.6345 | 120.8459 | 0.62795 | 0.003263 | 0 | 0 | 0 | 0 | 0 | 0
4129 | 173 | 6 | 22 | 119.0476 | 0 | 0 | 0 | 2.4295 | 121.4772 | 120.8427 | 0.6345 | 120.8459 | 0.62795 | 0.003263 | 0 | 0 | 0 | 0 | 0 | 0
4130 | 173 | 6 | 22 | 119.0476 | 0 | 0 | 0 | 2.4295 | 121.4772 | 120.8427 | 0.6345 | 120.8459 | 0.62795 | 0.003263 | 0 | 0 | 0 | 0 | 0 | 0
4131 | 173 | 6 | 22 | 119.0476 | 0 | 0 | 0 | 2.4295 | 121.4772 | 120.8427 | 0.6345 | 120.8459 | 0.62795 | 0.003263 | 0 | 0 | 0 | 0 | 0 | 0
4132 | 173 | 6 | 22 | 119.0476 | 0 | 0 | 0 | 2.4295 | 121.4772 | 120.8427 | 0.6345 | 120.8459 | 0.62795 | 0.003263 | 0 | 0 | 0 | 0 | 0 | 0
4133 | 173 | 6 | 22 | 119.0476 | 750 | 0 | 0 | 17.7357 | 886.7833 | 882.1515 | 4.6318 | 882.1753 | 4.5841 | 0.02382 | 0 | 0 | 0 | 0 | 0 | 0
4134 | 173 | 6 | 22 | 119.0476 | 1250 | 0 | 0 | 27.9397 | 1396.9874 | 1389.6907 | 7.2967 | 1389.7282 | 7.2215 | 0.037525 | 0 | 0 | 0 | 0 | 0 | 0
4135 | 173 | 6 | 22 | 119.0476 | 1250 | 0 | 285.7143 | 33.7707 | 1688.5326 | 1679.7131 | 8.8195 | 1679.7584 | 8.7285 | 0.045356 | 0 | 0 | 0 | 0 | 0 | 0
4136 | 173 | 6 | 22 | 119.0476 | 1250 | 0 | 285.7143 | 33.7707 | 1688.5326 | 1679.7131 | 8.8195 | 1679.7584 | 8.7285 | 0.045356 | 0 | 0 | 0 | 0 | 0 | 0
4137 | 173 | 6 | 22 | 119.0476 | 500 | 0 | 285.7143 | 18.4645 | 923.2264 | 918.4043 | 4.8222 | 918.4291 | 4.7724 | 0.024799 | 0 | 0 | 0 | 0 | 0 | 0
4138 | 173 | 6 | 22 | 119.0476 | 0 | 0 | 285.7143 | 8.2604 | 413.0224 | 410.8651 | 2.1573 | 410.8762 | 2.135 | 0.011094 | 0 | 0 | 0 | 0 | 0 | 0
4139 | 173 | 6 | 22 | 119.0476 | 0 | 0 | 285.7143 | 8.2604 | 413.0224 | 410.8651 | 2.1573 | 410.8762 | 2.135 | 0.011094 | 0 | 0 | 0 | 0 | 0 | 0
4140 | 173 | 6 | 22 | 119.0476 | 0 | 0 | 285.7143 | 8.2604 | 413.0224 | 410.8651 | 2.1573 | 410.8762 | 2.135 | 0.011094 | 0 | 0 | 0 | 0 | 0 | 0
4141 | 173 | 6 | 22 | 119.0476 | 0 | 0 | 285.7143 | 8.2604 | 413.0224 | 410.8651 | 2.1573 | 410.8762 | 2.135 | 0.011094 | 0 | 0 | 0 | 0 | 0 | 0
4142 | 173 | 6 | 22 | 119.0476 | 0 | 0 | 285.7143 | 8.2604 | 413.0224 | 410.8651 | 2.1573 | 410.8762 | 2.135 | 0.011094 | 0 | 0 | 0 | 0 | 0 | 0
4143 | 173 | 6 | 22 | 119.0476 | 0 | 0 | 285.7143 | 8.2604 | 413.0224 | 410.8651 | 2.1573 | 410.8762 | 2.135 | 0.011094 | 0 | 0 | 0 | 0 | 0 | 0
4144 | 173 | 6 | 22 | 119.0476 | 0 | 0 | 285.7143 | 8.2604 | 413.0224 | 410.8651 | 2.1573 | 410.8762 | 2.135 | 0.011094 | 0 | 0 | 0 | 0 | 0 | 0
4145 | 173 | 6 | 22 | 119.0476 | 0 | 0 | 0 | 2.4295 | 121.4772 | 120.8427 | 0.6345 | 120.8459 | 0.62795 | 0.003263 | 0 | 0 | 0 | 0 | 0 | 0
4146 | 173 | 6 | 22 | 119.0476 | 625 | 0 | 0 | 15.1846 | 759.2323 | 755.2667 | 3.9656 | 755.2871 | 3.9247 | 0.020394 | 0 | 0 | 0 | 0 | 0 | 0
4147 | 173 | 6 | 22 | 119.0476 | 1250 | 0 | 0 | 27.9397 | 1396.9874 | 1389.6907 | 7.2967 | 1389.7282 | 7.2215 | 0.037525 | 0 | 0 | 0 | 0 | 0 | 0
4148 | 173 | 6 | 22 | 119.0476 | 1250 | 0 | 0 | 27.9397 | 1396.9874 | 1389.6907 | 7.2967 | 1389.7282 | 7.2215 | 0.037525 | 0 | 0 | 0 | 0 | 0 | 0
4149 | 173 | 6 | 22 | 119.0476 | 1250 | 0 | 0 | 27.9397 | 1396.9874 | 1389.6907 | 7.2967 | 1389.7282 | 7.2215 | 0.037525 | 0 | 0 | 0 | 0 | 0 | 0
4150 | 173 | 6 | 22 | 119.0476 | 625 | 0 | 0 | 15.1846 | 759.2323 | 755.2667 | 3.9656 | 755.2871 | 3.9247 | 0.020394 | 0 | 0 | 0 | 0 | 0 | 0
4151 | 173 | 6 | 23 | 119.0476 | 0 | 0 | 0 | 2.4295 | 121.4772 | 120.8427 | 0.6345 | 120.8459 | 0.62795 | 0.003263 | 0 | 0 | 0 | 0 | 0 | 0
4152 | 174 | 6 | 23 | 119.0476 | 0 | 0 | 0 | 2.4295 | 121.4772 | 120.8427 | 0.6345 | 120.8459 | 0.62795 | 0.003263 | 0 | 0 | 0 | 0 | 0 | 0
4153 | 174 | 6 | 23 | 119.0476 | 0 | 0 | 0 | 2.4295 | 121.4772 | 120.8427 | 0.6345 | 120.8459 | 0.62795 | 0.003263 | 0 | 0 | 0 | 0 | 0 | 0
4154 | 174 | 6 | 23 | 119.0476 | 0 | 0 | 0 | 2.4295 | 121.4772 | 120.8427 | 0.6345 | 120.8459 | 0.62795 | 0.003263 | 0 | 0 | 0 | 0 | 0 | 0
4155 | 174 | 6 | 23 | 119.0476 | 0 | 0 | 0 | 2.4295 | 121.4772 | 120.8427 | 0.6345 | 120.8459 | 0.62795 | 0.003263 | 0 | 0 | 0 | 0 | 0 | 0
4156 | 174 | 6 | 23 | 119.0476 | 0 | 0 | 0 | 2.4295 | 121.4772 | 120.8427 | 0.6345 | 120.8459 | 0.62795 | 0.003263 | 0 | 0 | 0 | 0 | 0 | 0
4157 | 174 | 6 | 23 | 119.0476 | 750 | 0 | 0 | 17.7357 | 886.7833 | 882.1515 | 4.6318 | 882.1753 | 4.5841 | 0.02382 | 0 | 0 | 0 | 0 | 0 | 0
4158 | 174 | 6 | 23 | 119.0476 | 1250 | 0 | 0 | 27.9397 | 1396.9874 | 1389.6907 | 7.2967 | 1389.7282 | 7.2215 | 0.037525 | 0 | 0 | 0 | 0 | 0 | 0
4159 | 174 | 6 | 23 | 119.0476 | 1250 | 0 | 285.7143 | 33.7707 | 1688.5326 | 1679.7131 | 8.8195 | 1679.7584 | 8.7285 | 0.045356 | 0 | 0 | 0 | 0 | 0 | 0
4160 | 174 | 6 | 23 | 119.0476 | 1250 | 0 | 285.7143 | 33.7707 | 1688.5326 | 1679.7131 | 8.8195 | 1679.7584 | 8.7285 | 0.045356 | 0 | 0 | 0 | 0 | 0 | 0
4161 | 174 | 6 | 23 | 119.0476 | 500 | 0 | 285.7143 | 18.4645 | 923.2264 | 918.4043 | 4.8222 | 918.4291 | 4.7724 | 0.024799 | 0 | 0 | 0 | 0 | 0 | 0
4162 | 174 | 6 | 23 | 119.0476 | 0 | 0 | 285.7143 | 8.2604 | 413.0224 | 410.8651 | 2.1573 | 410.8762 | 2.135 | 0.011094 | 0 | 0 | 0 | 0 | 0 | 0
4163 | 174 | 6 | 23 | 119.0476 | 0 | 0 | 285.7143 | 8.2604 | 413.0224 | 410.8651 | 2.1573 | 410.8762 | 2.135 | 0.011094 | 0 | 0 | 0 | 0 | 0 | 0
4164 | 174 | 6 | 23 | 119.0476 | 0 | 0 | 285.7143 | 8.2604 | 413.0224 | 410.8651 | 2.1573 | 410.8762 | 2.135 | 0.011094 | 0 | 0 | 0 | 0 | 0 | 0
4165 | 174 | 6 | 23 | 119.0476 | 0 | 0 | 285.7143 | 8.2604 | 413.0224 | 410.8651 | 2.1573 | 410.8762 | 2.135 | 0.011094 | 0 | 0 | 0 | 0 | 0 | 0
4166 | 174 | 6 | 23 | 119.0476 | 0 | 0 | 285.7143 | 8.2604 | 413.0224 | 410.8651 | 2.1573 | 410.8762 | 2.135 | 0.011094 | 0 | 0 | 0 | 0 | 0 | 0
4167 | 174 | 6 | 23 | 119.0476 | 0 | 0 | 285.7143 | 8.2604 | 413.0224 | 410.8651 | 2.1573 | 410.8762 | 2.135 | 0.011094 | 0 | 0 | 0 | 0 | 0 | 0
4168 | 174 | 6 | 23 | 119.0476 | 0 | 0 | 285.7143 | 8.2604 | 413.0224 | 410.8651 | 2.1573 | 410.8762 | 2.135 | 0.011094 | 0 | 0 | 0 | 0 | 0 | 0
4169 | 174 | 6 | 23 | 119.0476 | 0 | 0 | 0 | 2.4295 | 121.4772 | 120.8427 | 0.6345 | 120.8459 | 0.62795 | 0.003263 | 0 | 0 | 0 | 0 | 0 | 0
4170 | 174 | 6 | 23 | 119.0476 | 625 | 0 | 0 | 15.1846 | 759.2323 | 755.2667 | 3.9656 | 755.2871 | 3.9247 | 0.020394 | 0 | 0 | 0 | 0 | 0 | 0
4171 | 174 | 6 | 23 | 119.0476 | 1250 | 0 | 0 | 27.9397 | 1396.9874 | 1389.6907 | 7.2967 | 1389.7282 | 7.2215 | 0.037525 | 0 | 0 | 0 | 0 | 0 | 0
4172 | 174 | 6 | 23 | 119.0476 | 1250 | 0 | 0 | 27.9397 | 1396.9874 | 1389.6907 | 7.2967 | 1389.7282 | 7.2215 | 0.037525 | 0 | 0 | 0 | 0 | 0 | 0
4173 | 174 | 6 | 23 | 119.0476 | 1250 | 0 | 0 | 27.9397 | 1396.9874 | 1389.6907 | 7.2967 | 1389.7282 | 7.2215 | 0.037525 | 0 | 0 | 0 | 0 | 0 | 0
4174 | 174 | 6 | 23 | 119.0476 | 625 | 0 | 0 | 15.1846 | 759.2323 | 755.2667 | 3.9656 | 755.2871 | 3.9247 | 0.020394 | 0 | 0 | 0 | 0 | 0 | 0
4175 | 174 | 6 | 24 | 119.0476 | 0 | 0 | 0 | 2.4295 | 121.4772 | 120.8427 | 0.6345 | 120.8459 | 0.62795 | 0.003263 | 0 | 0 | 0 | 0 | 0 | 0
4176 | 175 | 6 | 24 | 119.0476 | 0 | 0 | 0 | 2.4295 | 121.4772 | 120.8427 | 0.6345 | 120.8459 | 0.62795 | 0.003263 | 0 | 0 | 0 | 0 | 0 | 0
4177 | 175 | 6 | 24 | 119.0476 | 0 | 0 | 0 | 2.4295 | 121.4772 | 120.8427 | 0.6345 | 120.8459 | 0.62795 | 0.003263 | 0 | 0 | 0 | 0 | 0 | 0
4178 | 175 | 6 | 24 | 119.0476 | 0 | 0 | 0 | 2.4295 | 121.4772 | 120.8427 | 0.6345 | 120.8459 | 0.62795 | 0.003263 | 0 | 0 | 0 | 0 | 0 | 0
4179 | 175 | 6 | 24 | 119.0476 | 0 | 0 | 0 | 2.4295 | 121.4772 | 120.8427 | 0.6345 | 120.8459 | 0.62795 | 0.003263 | 0 | 0 | 0 | 0 | 0 | 0
4180 | 175 | 6 | 24 | 119.0476 | 0 | 0 | 0 | 2.4295 | 121.4772 | 120.8427 | 0.6345 | 120.8459 | 0.62795 | 0.003263 | 0 | 0 | 0 | 0 | 0 | 0
4181 | 175 | 6 | 24 | 119.0476 | 750 | 0 | 0 | 17.7357 | 886.7833 | 882.1515 | 4.6318 | 882.1753 | 4.5841 | 0.02382 | 0 | 0 | 0 | 0 | 0 | 0
4182 | 175 | 6 | 24 | 119.0476 | 1250 | 0 | 0 | 27.9397 | 1396.9874 | 1389.6907 | 7.2967 | 1389.7282 | 7.2215 | 0.037525 | 0 | 0 | 0 | 0 | 0 | 0
4183 | 175 | 6 | 24 | 119.0476 | 1250 | 0 | 285.7143 | 33.7707 | 1688.5326 | 1679.7131 | 8.8195 | 1679.7584 | 8.7285 | 0.045356 | 0 | 0 | 0 | 0 | 0 | 0
4184 | 175 | 6 | 24 | 119.0476 | 1250 | 0 | 285.7143 | 33.7707 | 1688.5326 | 1679.7131 | 8.8195 | 1679.7584 | 8.7285 | 0.045356 | 0 | 0 | 0 | 0 | 0 | 0
4185 | 175 | 6 | 24 | 119.0476 | 500 | 0 | 285.7143 | 18.4645 | 923.2264 | 918.4043 | 4.8222 | 918.4291 | 4.7724 | 0.024799 | 0 | 0 | 0 | 0 | 0 | 0
4186 | 175 | 6 | 24 | 119.0476 | 0 | 0 | 285.7143 | 8.2604 | 413.0224 | 410.8651 | 2.1573 | 410.8762 | 2.135 | 0.011094 | 0 | 0 | 0 | 0 | 0 | 0
4187 | 175 | 6 | 24 | 119.0476 | 0 | 0 | 285.7143 | 8.2604 | 413.0224 | 410.8651 | 2.1573 | 410.8762 | 2.135 | 0.011094 | 0 | 0 | 0 | 0 | 0 | 0
4188 | 175 | 6 | 24 | 119.0476 | 0 | 0 | 285.7143 | 8.2604 | 413.0224 | 410.8651 | 2.1573 | 410.8762 | 2.135 | 0.011094 | 0 | 0 | 0 | 0 | 0 | 0
4189 | 175 | 6 | 24 | 119.0476 | 0 | 0 | 285.7143 | 8.2604 | 413.0224 | 410.8651 | 2.1573 | 410.8762 | 2.135 | 0.011094 | 0 | 0 | 0 | 0 | 0 | 0
4190 | 175 | 6 | 24 | 119.0476 | 0 | 0 | 285.7143 | 8.2604 | 413.0224 | 410.8651 | 2.1573 | 410.8762 | 2.135 | 0.011094 | 0 | 0 | 0 | 0 | 0 | 0
4191 | 175 | 6 | 24 | 119.0476 | 0 | 0 | 285.7143 | 8.2604 | 413.0224 | 410.8651 | 2.1573 | 410.8762 | 2.135 | 0.011094 | 0 | 0 | 0 | 0 | 0 | 0
4192 | 175 | 6 | 24 | 119.0476 | 0 | 0 | 285.7143 | 8.2604 | 413.0224 | 410.8651 | 2.1573 | 410.8762 | 2.135 | 0.011094 | 0 | 0 | 0 | 0 | 0 | 0
4193 | 175 | 6 | 24 | 119.0476 | 0 | 0 | 0 | 2.4295 | 121.4772 | 120.8427 | 0.6345 | 120.8459 | 0.62795 | 0.003263 | 0 | 0 | 0 | 0 | 0 | 0
4194 | 175 | 6 | 24 | 119.0476 | 625 | 0 | 0 | 15.1846 | 759.2323 | 755.2667 | 3.9656 | 755.2871 | 3.9247 | 0.020394 | 0 | 0 | 0 | 0 | 0 | 0
4195 | 175 | 6 | 24 | 119.0476 | 1250 | 0 | 0 | 27.9397 | 1396.9874 | 1389.6907 | 7.2967 | 1389.7282 | 7.2215 | 0.037525 | 0 | 0 | 0 | 0 | 0 | 0
4196 | 175 | 6 | 24 | 119.0476 | 1250 | 0 | 0 | 27.9397 | 1396.9874 | 1389.6907 | 7.2967 | 1389.7282 | 7.2215 | 0.037525 | 0 | 0 | 0 | 0 | 0 | 0
4197 | 175 | 6 | 24 | 119.0476 | 1250 | 0 | 0 | 27.9397 | 1396.9874 | 1389.6907 | 7.2967 | 1389.7282 | 7.2215 | 0.037525 | 0 | 0 | 0 | 0 | 0 | 0
4198 | 175 | 6 | 24 | 119.0476 | 625 | 0 | 0 | 15.1846 | 759.2323 | 755.2667 | 3.9656 | 755.2871 | 3.9247 | 0.020394 | 0 | 0 | 0 | 0 | 0 | 0
4199 | 175 | 6 | 25 | 119.0476 | 0 | 0 | 0 | 2.4295 | 121.4772 | 120.8427 | 0.6345 | 120.8459 | 0.62795 | 0.003263 | 0 | 0 | 0 | 0 | 0 | 0
4200 | 176 | 6 | 25 | 119.0476 | 0 | 0 | 0 | 2.4295 | 121.4772 | 120.8427 | 0.6345 | 120.8459 | 0.62795 | 0.003263 | 0 | 0 | 0 | 0 | 0 | 0
4201 | 176 | 6 | 25 | 119.0476 | 0 | 0 | 0 | 2.4295 | 121.4772 | 120.8427 | 0.6345 | 120.8459 | 0.62795 | 0.003263 | 0 | 0 | 0 | 0 | 0 | 0
4202 | 176 | 6 | 25 | 119.0476 | 0 | 0 | 0 | 2.4295 | 121.4772 | 120.8427 | 0.6345 | 120.8459 | 0.62795 | 0.003263 | 0 | 0 | 0 | 0 | 0 | 0
4203 | 176 | 6 | 25 | 119.0476 | 0 | 0 | 0 | 2.4295 | 121.4772 | 120.8427 | 0.6345 | 120.8459 | 0.62795 | 0.003263 | 0 | 0 | 0 | 0 | 0 | 0
4204 | 176 | 6 | 25 | 119.0476 | 0 | 0 | 0 | 2.4295 | 121.4772 | 120.8427 | 0.6345 | 120.8459 | 0.62795 | 0.003263 | 0 | 0 | 0 | 0 | 0 | 0
4205 | 176 | 6 | 25 | 119.0476 | 750 | 0 | 0 | 17.7357 | 886.7833 | 882.1515 | 4.6318 | 882.1753 | 4.5841 | 0.02382 | 0 | 0 | 0 | 0 | 0 | 0
4206 | 176 | 6 | 25 | 119.0476 | 1250 | 0 | 0 | 27.9397 | 1396.9874 | 1389.6907 | 7.2967 | 1389.7282 | 7.2215 | 0.037525 | 0 | 0 | 0 | 0 | 0 | 0
4207 | 176 | 6 | 25 | 119.0476 | 1250 | 0 | 285.7143 | 33.7707 | 1688.5326 | 1679.7131 | 8.8195 | 1679.7584 | 8.7285 | 0.045356 | 0 | 0 | 0 | 0 | 0 | 0
4208 | 176 | 6 | 25 | 119.0476 | 1250 | 0 | 285.7143 | 33.7707 | 1688.5326 | 1679.7131 | 8.8195 | 1679.7584 | 8.7285 | 0.045356 | 0 | 0 | 0 | 0 | 0 | 0
4209 | 176 | 6 | 25 | 119.0476 | 500 | 0 | 285.7143 | 18.4645 | 923.2264 | 918.4043 | 4.8222 | 918.4291 | 4.7724 | 0.024799 | 0 | 0 | 0 | 0 | 0 | 0
4210 | 176 | 6 | 25 | 119.0476 | 0 | 0 | 285.7143 | 8.2604 | 413.0224 | 410.8651 | 2.1573 | 410.8762 | 2.135 | 0.011094 | 0 | 0 | 0 | 0 | 0 | 0
4211 | 176 | 6 | 25 | 119.0476 | 0 | 0 | 285.7143 | 8.2604 | 413.0224 | 410.8651 | 2.1573 | 410.8762 | 2.135 | 0.011094 | 0 | 0 | 0 | 0 | 0 | 0
4212 | 176 | 6 | 25 | 119.0476 | 0 | 0 | 285.7143 | 8.2604 | 413.0224 | 410.8651 | 2.1573 | 410.8762 | 2.135 | 0.011094 | 0 | 0 | 0 | 0 | 0 | 0
4213 | 176 | 6 | 25 | 119.0476 | 0 | 0 | 285.7143 | 8.2604 | 413.0224 | 410.8651 | 2.1573 | 410.8762 | 2.135 | 0.011094 | 0 | 0 | 0 | 0 | 0 | 0
4214 | 176 | 6 | 25 | 119.0476 | 0 | 0 | 285.7143 | 8.2604 | 413.0224 | 410.8651 | 2.1573 | 410.8762 | 2.135 | 0.011094 | 0 | 0 | 0 | 0 | 0 | 0
4215 | 176 | 6 | 25 | 119.0476 | 0 | 0 | 285.7143 | 8.2604 | 413.0224 | 410.8651 | 2.1573 | 410.8762 | 2.135 | 0.011094 | 0 | 0 | 0 | 0 | 0 | 0
4216 | 176 | 6 | 25 | 119.0476 | 0 | 0 | 285.7143 | 8.2604 | 413.0224 | 410.8651 | 2.1573 | 410.8762 | 2.135 | 0.011094 | 0 | 0 | 0 | 0 | 0 | 0
4217 | 176 | 6 | 25 | 119.0476 | 0 | 0 | 0 | 2.4295 | 121.4772 | 120.8427 | 0.6345 | 120.8459 | 0.62795 | 0.003263 | 0 | 0 | 0 | 0 | 0 | 0
4218 | 176 | 6 | 25 | 119.0476 | 625 | 0 | 0 | 15.1846 | 759.2323 | 755.2667 | 3.9656 | 755.2871 | 3.9247 | 0.020394 | 0 | 0 | 0 | 0 | 0 | 0
4219 | 176 | 6 | 25 | 119.0476 | 1250 | 0 | 0 | 27.9397 | 1396.9874 | 1389.6907 | 7.2967 | 1389.7282 | 7.2215 | 0.037525 | 0 | 0 | 0 | 0 | 0 | 0
4220 | 176 | 6 | 25 | 119.0476 | 1250 | 0 | 0 | 27.9397 | 1396.9874 | 1389.6907 | 7.2967 | 1389.7282 | 7.2215 | 0.037525 | 0 | 0 | 0 | 0 | 0 | 0
4221 | 176 | 6 | 25 | 119.0476 | 1250 | 0 | 0 | 27.9397 | 1396.9874 | 1389.6907 | 7.2967 | 1389.7282 | 7.2215 | 0.037525 | 0 | 0 | 0 | 0 | 0 | 0
4222 | 176 | 6 | 25 | 119.0476 | 625 | 0 | 0 | 15.1846 | 759.2323 | 755.2667 | 3.9656 | 755.2871 | 3.9247 | 0.020394 | 0 | 0 | 0 | 0 | 0 | 0
4223 | 176 | 6 | 26 | 119.0476 | 0 | 0 | 0 | 2.4295 | 121.4772 | 120.8427 | 0.6345 | 120.8459 | 0.62795 | 0.003263 | 0 | 0 | 0 | 0 | 0 | 0
4224 | 177 | 6 | 26 | 119.0476 | 0 | 0 | 0 | 2.4295 | 121.4772 | 120.8427 | 0.6345 | 120.8459 | 0.62795 | 0.003263 | 0 | 0 | 0 | 0 | 0 | 0
4225 | 177 | 6 | 26 | 119.0476 | 0 | 0 | 0 | 2.4295 | 121.4772 | 120.8427 | 0.6345 | 120.8459 | 0.62795 | 0.003263 | 0 | 0 | 0 | 0 | 0 | 0
4226 | 177 | 6 | 26 | 119.0476 | 0 | 0 | 0 | 2.4295 | 121.4772 | 120.8427 | 0.6345 | 120.8459 | 0.62795 | 0.003263 | 0 | 0 | 0 | 0 | 0 | 0
4227 | 177 | 6 | 26 | 119.0476 | 0 | 0 | 0 | 2.4295 | 121.4772 | 120.8427 | 0.6345 | 120.8459 | 0.62795 | 0.003263 | 0 | 0 | 0 | 0 | 0 | 0
4228 | 177 | 6 | 26 | 119.0476 | 0 | 0 | 0 | 2.4295 | 121.4772 | 120.8427 | 0.6345 | 120.8459 | 0.62795 | 0.003263 | 0 | 0 | 0 | 0 | 0 | 0
4229 | 177 | 6 | 26 | 119.0476 | 750 | 0 | 0 | 17.7357 | 886.7833 | 882.1515 | 4.6318 | 882.1753 | 4.5841 | 0.02382 | 0 | 0 | 0 | 0 | 0 | 0
4230 | 177 | 6 | 26 | 119.0476 | 1250 | 0 | 0 | 27.9397 | 1396.9874 | 1389.6907 | 7.2967 | 1389.7282 | 7.2215 | 0.037525 | 0 | 0 | 0 | 0 | 0 | 0
4231 | 177 | 6 | 26 | 119.0476 | 1250 | 0 | 285.7143 | 33.7707 | 1688.5326 | 1679.7131 | 8.8195 | 1679.7584 | 8.7285 | 0.045356 | 0 | 0 | 0 | 0 | 0 | 0
4232 | 177 | 6 | 26 | 119.0476 | 1250 | 0 | 285.7143 | 33.7707 | 1688.5326 | 1679.7131 | 8.8195 | 1679.7584 | 8.7285 | 0.045356 | 0 | 0 | 0 | 0 | 0 | 0
4233 | 177 | 6 | 26 | 119.0476 | 500 | 0 | 285.7143 | 18.4645 | 923.2264 | 918.4043 | 4.8222 | 918.4291 | 4.7724 | 0.024799 | 0 | 0 | 0 | 0 | 0 | 0
4234 | 177 | 6 | 26 | 119.0476 | 0 | 0 | 285.7143 | 8.2604 | 413.0224 | 410.8651 | 2.1573 | 410.8762 | 2.135 | 0.011094 | 0 | 0 | 0 | 0 | 0 | 0
4235 | 177 | 6 | 26 | 119.0476 | 0 | 0 | 285.7143 | 8.2604 | 413.0224 | 410.8651 | 2.1573 | 410.8762 | 2.135 | 0.011094 | 0 | 0 | 0 | 0 | 0 | 0
4236 | 177 | 6 | 26 | 119.0476 | 0 | 0 | 285.7143 | 8.2604 | 413.0224 | 410.8651 | 2.1573 | 410.8762 | 2.135 | 0.011094 | 0 | 0 | 0 | 0 | 0 | 0
4237 | 177 | 6 | 26 | 119.0476 | 0 | 0 | 285.7143 | 8.2604 | 413.0224 | 410.8651 | 2.1573 | 410.8762 | 2.135 | 0.011094 | 0 | 0 | 0 | 0 | 0 | 0
4238 | 177 | 6 | 26 | 119.0476 | 0 | 0 | 285.7143 | 8.2604 | 413.0224 | 410.8651 | 2.1573 | 410.8762 | 2.135 | 0.011094 | 0 | 0 | 0 | 0 | 0 | 0
4239 | 177 | 6 | 26 | 119.0476 | 0 | 0 | 285.7143 | 8.2604 | 413.0224 | 410.8651 | 2.1573 | 410.8762 | 2.135 | 0.011094 | 0 | 0 | 0 | 0 | 0 | 0
4240 | 177 | 6 | 26 | 119.0476 | 0 | 0 | 285.7143 | 8.2604 | 413.0224 | 410.8651 | 2.1573 | 410.8762 | 2.135 | 0.011094 | 0 | 0 | 0 | 0 | 0 | 0
4241 | 177 | 6 | 26 | 119.0476 | 0 | 0 | 0 | 2.4295 | 121.4772 | 120.8427 | 0.6345 | 120.8459 | 0.62795 | 0.003263 | 0 | 0 | 0 | 0 | 0 | 0
4242 | 177 | 6 | 26 | 119.0476 | 625 | 0 | 0 | 15.1846 | 759.2323 | 755.2667 | 3.9656 | 755.2871 | 3.9247 | 0.020394 | 0 | 0 | 0 | 0 | 0 | 0
4243 | 177 | 6 | 26 | 119.0476 | 1250 | 0 | 0 | 27.9397 | 1396.9874 | 1389.6907 | 7.2967 | 1389.7282 | 7.2215 | 0.037525 | 0 | 0 | 0 | 0 | 0 | 0
4244 | 177 | 6 | 26 | 119.0476 | 1250 | 0 | 0 | 27.9397 | 1396.9874 | 1389.6907 | 7.2967 | 1389.7282 | 7.2215 | 0.037525 | 0 | 0 | 0 | 0 | 0 | 0
4245 | 177 | 6 | 26 | 119.0476 | 1250 | 0 | 0 | 27.9397 | 1396.9874 | 1389.6907 | 7.2967 | 1389.7282 | 7.2215 | 0.037525 | 0 | 0 | 0 | 0 | 0 | 0
4246 | 177 | 6 | 26 | 119.0476 | 625 | 0 | 0 | 15.1846 | 759.2323 | 755.2667 | 3.9656 | 755.2871 | 3.9247 | 0.020394 | 0 | 0 | 0 | 0 | 0 | 0
4247 | 177 | 6 | 27 | 119.0476 | 0 | 0 | 0 | 2.4295 | 121.4772 | 120.8427 | 0.6345 | 120.8459 | 0.62795 | 0.003263 | 0 | 0 | 0 | 0 | 0 | 0
4248 | 178 | 6 | 27 | 119.0476 | 0 | 0 | 0 | 2.4295 | 121.4772 | 120.8427 | 0.6345 | 120.8459 | 0.62795 | 0.003263 | 0 | 0 | 0 | 0 | 0 | 0
4249 | 178 | 6 | 27 | 119.0476 | 0 | 0 | 0 | 2.4295 | 121.4772 | 120.8427 | 0.6345 | 120.8459 | 0.62795 | 0.003263 | 0 | 0 | 0 | 0 | 0 | 0
4250 | 178 | 6 | 27 | 119.0476 | 0 | 0 | 0 | 2.4295 | 121.4772 | 120.8427 | 0.6345 | 120.8459 | 0.62795 | 0.003263 | 0 | 0 | 0 | 0 | 0 | 0
4251 | 178 | 6 | 27 | 119.0476 | 0 | 0 | 0 | 2.4295 | 121.4772 | 120.8427 | 0.6345 | 120.8459 | 0.62795 | 0.003263 | 0 | 0 | 0 | 0 | 0 | 0
4252 | 178 | 6 | 27 | 119.0476 | 0 | 0 | 0 | 2.4295 | 121.4772 | 120.8427 | 0.6345 | 120.8459 | 0.62795 | 0.003263 | 0 | 0 | 0 | 0 | 0 | 0
4253 | 178 | 6 | 27 | 119.0476 | 750 | 0 | 0 | 17.7357 | 886.7833 | 882.1515 | 4.6318 | 882.1753 | 4.5841 | 0.02382 | 0 | 0 | 0 | 0 | 0 | 0
4254 | 178 | 6 | 27 | 119.0476 | 1250 | 0 | 0 | 27.9397 | 1396.9874 | 1389.6907 | 7.2967 | 1389.7282 | 7.2215 | 0.037525 | 0 | 0 | 0 | 0 | 0 | 0
4255 | 178 | 6 | 27 | 119.0476 | 1250 | 0 | 285.7143 | 33.7707 | 1688.5326 | 1679.7131 | 8.8195 | 1679.7584 | 8.7285 | 0.045356 | 0 | 0 | 0 | 0 | 0 | 0
4256 | 178 | 6 | 27 | 119.0476 | 1250 | 0 | 285.7143 | 33.7707 | 1688.5326 | 1679.7131 | 8.8195 | 1679.7584 | 8.7285 | 0.045356 | 0 | 0 | 0 | 0 | 0 | 0
4257 | 178 | 6 | 27 | 119.0476 | 500 | 0 | 285.7143 | 18.4645 | 923.2264 | 918.4043 | 4.8222 | 918.4291 | 4.7724 | 0.024799 | 0 | 0 | 0 | 0 | 0 | 0
4258 | 178 | 6 | 27 | 119.0476 | 0 | 0 | 285.7143 | 8.2604 | 413.0224 | 410.8651 | 2.1573 | 410.8762 | 2.135 | 0.011094 | 0 | 0 | 0 | 0 | 0 | 0
4259 | 178 | 6 | 27 | 119.0476 | 0 | 0 | 285.7143 | 8.2604 | 413.0224 | 410.8651 | 2.1573 | 410.8762 | 2.135 | 0.011094 | 0 | 0 | 0 | 0 | 0 | 0
4260 | 178 | 6 | 27 | 119.0476 | 0 | 0 | 285.7143 | 8.2604 | 413.0224 | 410.8651 | 2.1573 | 410.8762 | 2.135 | 0.011094 | 0 | 0 | 0 | 0 | 0 | 0
4261 | 178 | 6 | 27 | 119.0476 | 0 | 0 | 285.7143 | 8.2604 | 413.0224 | 410.8651 | 2.1573 | 410.8762 | 2.135 | 0.011094 | 0 | 0 | 0 | 0 | 0 | 0
4262 | 178 | 6 | 27 | 119.0476 | 0 | 0 | 285.7143 | 8.2604 | 413.0224 | 410.8651 | 2.1573 | 410.8762 | 2.135 | 0.011094 | 0 | 0 | 0 | 0 | 0 | 0
4263 | 178 | 6 | 27 | 119.0476 | 0 | 0 | 285.7143 | 8.2604 | 413.0224 | 410.8651 | 2.1573 | 410.8762 | 2.135 | 0.011094 | 0 | 0 | 0 | 0 | 0 | 0
4264 | 178 | 6 | 27 | 119.0476 | 0 | 0 | 285.7143 | 8.2604 | 413.0224 | 410.8651 | 2.1573 | 410.8762 | 2.135 | 0.011094 | 0 | 0 | 0 | 0 | 0 | 0
4265 | 178 | 6 | 27 | 119.0476 | 0 | 0 | 0 | 2.4295 | 121.4772 | 120.8427 | 0.6345 | 120.8459 | 0.62795 | 0.003263 | 0 | 0 | 0 | 0 | 0 | 0
4266 | 178 | 6 | 27 | 119.0476 | 625 | 0 | 0 | 15.1846 | 759.2323 | 755.2667 | 3.9656 | 755.2871 | 3.9247 | 0.020394 | 0 | 0 | 0 | 0 | 0 | 0
4267 | 178 | 6 | 27 | 119.0476 | 1250 | 0 | 0 | 27.9397 | 1396.9874 | 1389.6907 | 7.2967 | 1389.7282 | 7.2215 | 0.037525 | 0 | 0 | 0 | 0 | 0 | 0
4268 | 178 | 6 | 27 | 119.0476 | 1250 | 0 | 0 | 27.9397 | 1396.9874 | 1389.6907 | 7.2967 | 1389.7282 | 7.2215 | 0.037525 | 0 | 0 | 0 | 0 | 0 | 0
4269 | 178 | 6 | 27 | 119.0476 | 1250 | 0 | 0 | 27.9397 | 1396.9874 | 1389.6907 | 7.2967 | 1389.7282 | 7.2215 | 0.037525 | 0 | 0 | 0 | 0 | 0 | 0
4270 | 178 | 6 | 27 | 119.0476 | 625 | 0 | 0 | 15.1846 | 759.2323 | 755.2667 | 3.9656 | 755.2871 | 3.9247 | 0.020394 | 0 | 0 | 0 | 0 | 0 | 0
4271 | 178 | 6 | 28 | 119.0476 | 0 | 0 | 0 | 2.4295 | 121.4772 | 120.8427 | 0.6345 | 120.8459 | 0.62795 | 0.003263 | 0 | 0 | 0 | 0 | 0 | 0
4272 | 179 | 6 | 28 | 119.0476 | 0 | 0 | 0 | 2.4295 | 121.4772 | 120.8427 | 0.6345 | 120.8459 | 0.62795 | 0.003263 | 0 | 0 | 0 | 0 | 0 | 0
4273 | 179 | 6 | 28 | 119.0476 | 0 | 0 | 0 | 2.4295 | 121.4772 | 120.8427 | 0.6345 | 120.8459 | 0.62795 | 0.003263 | 0 | 0 | 0 | 0 | 0 | 0
4274 | 179 | 6 | 28 | 119.0476 | 0 | 0 | 0 | 2.4295 | 121.4772 | 120.8427 | 0.6345 | 120.8459 | 0.62795 | 0.003263 | 0 | 0 | 0 | 0 | 0 | 0
4275 | 179 | 6 | 28 | 119.0476 | 0 | 0 | 0 | 2.4295 | 121.4772 | 120.8427 | 0.6345 | 120.8459 | 0.62795 | 0.003263 | 0 | 0 | 0 | 0 | 0 | 0
4276 | 179 | 6 | 28 | 119.0476 | 0 | 0 | 0 | 2.4295 | 121.4772 | 120.8427 | 0.6345 | 120.8459 | 0.62795 | 0.003263 | 0 | 0 | 0 | 0 | 0 | 0
4277 | 179 | 6 | 28 | 119.0476 | 750 | 0 | 0 | 17.7357 | 886.7833 | 882.1515 | 4.6318 | 882.1753 | 4.5841 | 0.02382 | 0 | 0 | 0 | 0 | 0 | 0
4278 | 179 | 6 | 28 | 119.0476 | 1250 | 0 | 0 | 27.9397 | 1396.9874 | 1389.6907 | 7.2967 | 1389.7282 | 7.2215 | 0.037525 | 0 | 0 | 0 | 0 | 0 | 0
4279 | 179 | 6 | 28 | 119.0476 | 1250 | 0 | 285.7143 | 33.7707 | 1688.5326 | 1679.7131 | 8.8195 | 1679.7584 | 8.7285 | 0.045356 | 0 | 0 | 0 | 0 | 0 | 0
4280 | 179 | 6 | 28 | 119.0476 | 1250 | 0 | 285.7143 | 33.7707 | 1688.5326 | 1679.7131 | 8.8195 | 1679.7584 | 8.7285 | 0.045356 | 0 | 0 | 0 | 0 | 0 | 0
4281 | 179 | 6 | 28 | 119.0476 | 500 | 0 | 285.7143 | 18.4645 | 923.2264 | 918.4043 | 4.8222 | 918.4291 | 4.7724 | 0.024799 | 0 | 0 | 0 | 0 | 0 | 0
4282 | 179 | 6 | 28 | 119.0476 | 0 | 0 | 285.7143 | 8.2604 | 413.0224 | 410.8651 | 2.1573 | 410.8762 | 2.135 | 0.011094 | 0 | 0 | 0 | 0 | 0 | 0
4283 | 179 | 6 | 28 | 119.0476 | 0 | 0 | 285.7143 | 8.2604 | 413.0224 | 410.8651 | 2.1573 | 410.8762 | 2.135 | 0.011094 | 0 | 0 | 0 | 0 | 0 | 0
4284 | 179 | 6 | 28 | 119.0476 | 0 | 0 | 285.7143 | 8.2604 | 413.0224 | 410.8651 | 2.1573 | 410.8762 | 2.135 | 0.011094 | 0 | 0 | 0 | 0 | 0 | 0
4285 | 179 | 6 | 28 | 119.0476 | 0 | 0 | 285.7143 | 8.2604 | 413.0224 | 410.8651 | 2.1573 | 410.8762 | 2.135 | 0.011094 | 0 | 0 | 0 | 0 | 0 | 0
4286 | 179 | 6 | 28 | 119.0476 | 0 | 0 | 285.7143 | 8.2604 | 413.0224 | 410.8651 | 2.1573 | 410.8762 | 2.135 | 0.011094 | 0 | 0 | 0 | 0 | 0 | 0
4287 | 179 | 6 | 28 | 119.0476 | 0 | 0 | 285.7143 | 8.2604 | 413.0224 | 410.8651 | 2.1573 | 410.8762 | 2.135 | 0.011094 | 0 | 0 | 0 | 0 | 0 | 0
4288 | 179 | 6 | 28 | 119.0476 | 0 | 0 | 285.7143 | 8.2604 | 413.0224 | 410.8651 | 2.1573 | 410.8762 | 2.135 | 0.011094 | 0 | 0 | 0 | 0 | 0 | 0
4289 | 179 | 6 | 28 | 119.0476 | 0 | 0 | 0 | 2.4295 | 121.4772 | 120.8427 | 0.6345 | 120.8459 | 0.62795 | 0.003263 | 0 | 0 | 0 | 0 | 0 | 0
4290 | 179 | 6 | 28 | 119.0476 | 625 | 0 | 0 | 15.1846 | 759.2323 | 755.2667 | 3.9656 | 755.2871 | 3.9247 | 0.020394 | 0 | 0 | 0 | 0 | 0 | 0
4291 | 179 | 6 | 28 | 119.0476 | 1250 | 0 | 0 | 27.9397 | 1396.9874 | 1389.6907 | 7.2967 | 1389.7282 | 7.2215 | 0.037525 | 0 | 0 | 0 | 0 | 0 | 0
4292 | 179 | 6 | 28 | 119.0476 | 1250 | 0 | 0 | 27.9397 | 1396.9874 | 1389.6907 | 7.2967 | 1389.7282 | 7.2215 | 0.037525 | 0 | 0 | 0 | 0 | 0 | 0
4293 | 179 | 6 | 28 | 119.0476 | 1250 | 0 | 0 | 27.9397 | 1396.9874 | 1389.6907 | 7.2967 | 1389.7282 | 7.2215 | 0.037525 | 0 | 0 | 0 | 0 | 0 | 0
4294 | 179 | 6 | 28 | 119.0476 | 625 | 0 | 0 | 15.1846 | 759.2323 | 755.2667 | 3.9656 | 755.2871 | 3.9247 | 0.020394 | 0 | 0 | 0 | 0 | 0 | 0
4295 | 179 | 6 | 29 | 119.0476 | 0 | 0 | 0 | 2.4295 | 121.4772 | 120.8427 | 0.6345 | 120.8459 | 0.62795 | 0.003263 | 0 | 0 | 0 | 0 | 0 | 0
4296 | 180 | 6 | 29 | 119.0476 | 0 | 0 | 0 | 2.4295 | 121.4772 | 120.8427 | 0.6345 | 120.8459 | 0.62795 | 0.003263 | 0 | 0 | 0 | 0 | 0 | 0
4297 | 180 | 6 | 29 | 119.0476 | 0 | 0 | 0 | 2.4295 | 121.4772 | 120.8427 | 0.6345 | 120.8459 | 0.62795 | 0.003263 | 0 | 0 | 0 | 0 | 0 | 0
4298 | 180 | 6 | 29 | 119.0476 | 0 | 0 | 0 | 2.4295 | 121.4772 | 120.8427 | 0.6345 | 120.8459 | 0.62795 | 0.003263 | 0 | 0 | 0 | 0 | 0 | 0
4299 | 180 | 6 | 29 | 119.0476 | 0 | 0 | 0 | 2.4295 | 121.4772 | 120.8427 | 0.6345 | 120.8459 | 0.62795 | 0.003263 | 0 | 0 | 0 | 0 | 0 | 0
4300 | 180 | 6 | 29 | 119.0476 | 0 | 0 | 0 | 2.4295 | 121.4772 | 120.8427 | 0.6345 | 120.8459 | 0.62795 | 0.003263 | 0 | 0 | 0 | 0 | 0 | 0
4301 | 180 | 6 | 29 | 119.0476 | 750 | 0 | 0 | 17.7357 | 886.7833 | 882.1515 | 4.6318 | 882.1753 | 4.5841 | 0.02382 | 0 | 0 | 0 | 0 | 0 | 0
4302 | 180 | 6 | 29 | 119.0476 | 1250 | 0 | 0 | 27.9397 | 1396.9874 | 1389.6907 | 7.2967 | 1389.7282 | 7.2215 | 0.037525 | 0 | 0 | 0 | 0 | 0 | 0
4303 | 180 | 6 | 29 | 119.0476 | 1250 | 0 | 285.7143 | 33.7707 | 1688.5326 | 1679.7131 | 8.8195 | 1679.7584 | 8.7285 | 0.045356 | 0 | 0 | 0 | 0 | 0 | 0
4304 | 180 | 6 | 29 | 119.0476 | 1250 | 0 | 285.7143 | 33.7707 | 1688.5326 | 1679.7131 | 8.8195 | 1679.7584 | 8.7285 | 0.045356 | 0 | 0 | 0 | 0 | 0 | 0
4305 | 180 | 6 | 29 | 119.0476 | 500 | 0 | 285.7143 | 18.4645 | 923.2264 | 918.4043 | 4.8222 | 918.4291 | 4.7724 | 0.024799 | 0 | 0 | 0 | 0 | 0 | 0
4306 | 180 | 6 | 29 | 119.0476 | 0 | 0 | 285.7143 | 8.2604 | 413.0224 | 410.8651 | 2.1573 | 410.8762 | 2.135 | 0.011094 | 0 | 0 | 0 | 0 | 0 | 0
4307 | 180 | 6 | 29 | 119.0476 | 0 | 0 | 285.7143 | 8.2604 | 413.0224 | 410.8651 | 2.1573 | 410.8762 | 2.135 | 0.011094 | 0 | 0 | 0 | 0 | 0 | 0
4308 | 180 | 6 | 29 | 119.0476 | 0 | 0 | 285.7143 | 8.2604 | 413.0224 | 410.8651 | 2.1573 | 410.8762 | 2.135 | 0.011094 | 0 | 0 | 0 | 0 | 0 | 0
4309 | 180 | 6 | 29 | 119.0476 | 0 | 0 | 285.7143 | 8.2604 | 413.0224 | 410.8651 | 2.1573 | 410.8762 | 2.135 | 0.011094 | 0 | 0 | 0 | 0 | 0 | 0
4310 | 180 | 6 | 29 | 119.0476 | 0 | 0 | 285.7143 | 8.2604 | 413.0224 | 410.8651 | 2.1573 | 410.8762 | 2.135 | 0.011094 | 0 | 0 | 0 | 0 | 0 | 0
4311 | 180 | 6 | 29 | 119.0476 | 0 | 0 | 285.7143 | 8.2604 | 413.0224 | 410.8651 | 2.1573 | 410.8762 | 2.135 | 0.011094 | 0 | 0 | 0 | 0 | 0 | 0
4312 | 180 | 6 | 29 | 119.0476 | 0 | 0 | 285.7143 | 8.2604 | 413.0224 | 410.8651 | 2.1573 | 410.8762 | 2.135 | 0.011094 | 0 | 0 | 0 | 0 | 0 | 0
4313 | 180 | 6 | 29 | 119.0476 | 0 | 0 | 0 | 2.4295 | 121.4772 | 120.8427 | 0.6345 | 120.8459 | 0.62795 | 0.003263 | 0 | 0 | 0 | 0 | 0 | 0
4314 | 180 | 6 | 29 | 119.0476 | 625 | 0 | 0 | 15.1846 | 759.2323 | 755.2667 | 3.9656 | 755.2871 | 3.9247 | 0.020394 | 0 | 0 | 0 | 0 | 0 | 0
4315 | 180 | 6 | 29 | 119.0476 | 1250 | 0 | 0 | 27.9397 | 1396.9874 | 1389.6907 | 7.2967 | 1389.7282 | 7.2215 | 0.037525 | 0 | 0 | 0 | 0 | 0 | 0
4316 | 180 | 6 | 29 | 119.0476 | 1250 | 0 | 0 | 27.9397 | 1396.9874 | 1389.6907 | 7.2967 | 1389.7282 | 7.2215 | 0.037525 | 0 | 0 | 0 | 0 | 0 | 0
4317 | 180 | 6 | 29 | 119.0476 | 1250 | 0 | 0 | 27.9397 | 1396.9874 | 1389.6907 | 7.2967 | 1389.7282 | 7.2215 | 0.037525 | 0 | 0 | 0 | 0 | 0 | 0
4318 | 180 | 6 | 29 | 119.0476 | 625 | 0 | 0 | 15.1846 | 759.2323 | 755.2667 | 3.9656 | 755.2871 | 3.9247 | 0.020394 | 0 | 0 | 0 | 0 | 0 | 0
4319 | 180 | 6 | 30 | 119.0476 | 0 | 0 | 0 | 2.4295 | 121.4772 | 120.8427 | 0.6345 | 120.8459 | 0.62795 | 0.003263 | 0 | 0 | 0 | 0 | 0 | 0
4320 | 181 | 6 | 30 | 119.0476 | 0 | 0 | 0 | 2.4295 | 121.4772 | 120.8427 | 0.6345 | 120.8459 | 0.62795 | 0.003263 | 0 | 0 | 0 | 0 | 0 | 0
4321 | 181 | 6 | 30 | 119.0476 | 0 | 0 | 0 | 2.4295 | 121.4772 | 120.8427 | 0.6345 | 120.8459 | 0.62795 | 0.003263 | 0 | 0 | 0 | 0 | 0 | 0
4322 | 181 | 6 | 30 | 119.0476 | 0 | 0 | 0 | 2.4295 | 121.4772 | 120.8427 | 0.6345 | 120.8459 | 0.62795 | 0.003263 | 0 | 0 | 0 | 0 | 0 | 0
4323 | 181 | 6 | 30 | 119.0476 | 0 | 0 | 0 | 2.4295 | 121.4772 | 120.8427 | 0.6345 | 120.8459 | 0.62795 | 0.003263 | 0 | 0 | 0 | 0 | 0 | 0
4324 | 181 | 6 | 30 | 119.0476 | 0 | 0 | 0 | 2.4295 | 121.4772 | 120.8427 | 0.6345 | 120.8459 | 0.62795 | 0.003263 | 0 | 0 | 0 | 0 | 0 | 0
4325 | 181 | 6 | 30 | 119.0476 | 750 | 0 | 0 | 17.7357 | 886.7833 | 882.1515 | 4.6318 | 882.1753 | 4.5841 | 0.02382 | 0 | 0 | 0 | 0 | 0 | 0
4326 | 181 | 6 | 30 | 119.0476 | 1250 | 0 | 0 | 27.9397 | 1396.9874 | 1389.6907 | 7.2967 | 1389.7282 | 7.2215 | 0.037525 | 0 | 0 | 0 | 0 | 0 | 0
4327 | 181 | 6 | 30 | 119.0476 | 1250 | 0 | 285.7143 | 33.7707 | 1688.5326 | 1679.7131 | 8.8195 | 1679.7584 | 8.7285 | 0.045356 | 0 | 0 | 0 | 0 | 0 | 0
4328 | 181 | 6 | 30 | 119.0476 | 1250 | 0 | 285.7143 | 33.7707 | 1688.5326 | 1679.7131 | 8.8195 | 1679.7584 | 8.7285 | 0.045356 | 0 | 0 | 0 | 0 | 0 | 0
4329 | 181 | 6 | 30 | 119.0476 | 500 | 0 | 285.7143 | 18.4645 | 923.2264 | 918.4043 | 4.8222 | 918.4291 | 4.7724 | 0.024799 | 0 | 0 | 0 | 0 | 0 | 0
4330 | 181 | 6 | 30 | 119.0476 | 0 | 0 | 285.7143 | 8.2604 | 413.0224 | 410.8651 | 2.1573 | 410.8762 | 2.135 | 0.011094 | 0 | 0 | 0 | 0 | 0 | 0
4331 | 181 | 6 | 30 | 119.0476 | 0 | 0 | 285.7143 | 8.2604 | 413.0224 | 410.8651 | 2.1573 | 410.8762 | 2.135 | 0.011094 | 0 | 0 | 0 | 0 | 0 | 0
4332 | 181 | 6 | 30 | 119.0476 | 0 | 0 | 285.7143 | 8.2604 | 413.0224 | 410.8651 | 2.1573 | 410.8762 | 2.135 | 0.011094 | 0 | 0 | 0 | 0 | 0 | 0
4333 | 181 | 6 | 30 | 119.0476 | 0 | 0 | 285.7143 | 8.2604 | 413.0224 | 410.8651 | 2.1573 | 410.8762 | 2.135 | 0.011094 | 0 | 0 | 0 | 0 | 0 | 0
4334 | 181 | 6 | 30 | 119.0476 | 0 | 0 | 285.7143 | 8.2604 | 413.0224 | 410.8651 | 2.1573 | 410.8762 | 2.135 | 0.011094 | 0 | 0 | 0 | 0 | 0 | 0
4335 | 181 | 6 | 30 | 119.0476 | 0 | 0 | 285.7143 | 8.2604 | 413.0224 | 410.8651 | 2.1573 | 410.8762 | 2.135 | 0.011094 | 0 | 0 | 0 | 0 | 0 | 0
4336 | 181 | 6 | 30 | 119.0476 | 0 | 0 | 285.7143 | 8.2604 | 413.0224 | 410.8651 | 2.1573 | 410.8762 | 2.135 | 0.011094 | 0 | 0 | 0 | 0 | 0 | 0
4337 | 181 | 6 | 30 | 119.0476 | 0 | 0 | 0 | 2.4295 | 121.4772 | 120.8427 | 0.6345 | 120.8459 | 0.62795 | 0.003263 | 0 | 0 | 0 | 0 | 0 | 0
4338 | 181 | 6 | 30 | 119.0476 | 625 | 0 | 0 | 15.1846 | 759.2323 | 755.2667 | 3.9656 | 755.2871 | 3.9247 | 0.020394 | 0 | 0 | 0 | 0 | 0 | 0
4339 | 181 | 6 | 30 | 119.0476 | 1250 | 0 | 0 | 27.9397 | 1396.9874 | 1389.6907 | 7.2967 | 1389.7282 | 7.2215 | 0.037525 | 0 | 0 | 0 | 0 | 0 | 0
4340 | 181 | 6 | 30 | 119.0476 | 1250 | 0 | 0 | 27.9397 | 1396.9874 | 1389.6907 | 7.2967 | 1389.7282 | 7.2215 | 0.037525 | 0 | 0 | 0 | 0 | 0 | 0
4341 | 181 | 6 | 30 | 119.0476 | 1250 | 0 | 0 | 27.9397 | 1396.9874 | 1389.6907 | 7.2967 | 1389.7282 | 7.2215 | 0.037525 | 0 | 0 | 0 | 0 | 0 | 0
4342 | 181 | 6 | 30 | 119.0476 | 625 | 0 | 0 | 15.1846 | 759.2323 | 755.2667 | 3.9656 | 755.2871 | 3.9247 | 0.020394 | 0 | 0 | 0 | 0 | 0 | 0
4343 | 181 | 6 | 31 | 119.0476 | 0 | 0 | 0 | 2.4295 | 121.4772 | 120.8427 | 0.6345 | 120.8459 | 0.62795 | 0.003263 | 0 | 0 | 0 | 0 | 0 | 0
4344 | 182 | 7 | 1 | 119.0476 | 0 | 0 | 0 | 2.4295 | 121.4772 | 120.8427 | 0.6345 | 120.8459 | 0.62795 | 0.003263 | 0 | 0 | 0 | 0 | 0 | 0
4345 | 182 | 7 | 1 | 119.0476 | 0 | 0 | 0 | 2.4295 | 121.4772 | 120.8427 | 0.6345 | 120.8459 | 0.62795 | 0.003263 | 0 | 0 | 0 | 0 | 0 | 0
4346 | 182 | 7 | 1 | 119.0476 | 0 | 0 | 0 | 2.4295 | 121.4772 | 120.8427 | 0.6345 | 120.8459 | 0.62795 | 0.003263 | 0 | 0 | 0 | 0 | 0 | 0
4347 | 182 | 7 | 1 | 119.0476 | 0 | 0 | 0 | 2.4295 | 121.4772 | 120.8427 | 0.6345 | 120.8459 | 0.62795 | 0.003263 | 0 | 0 | 0 | 0 | 0 | 0
4348 | 182 | 7 | 1 | 119.0476 | 0 | 0 | 0 | 2.4295 | 121.4772 | 120.8427 | 0.6345 | 120.8459 | 0.62795 | 0.003263 | 0 | 0 | 0 | 0 | 0 | 0
4349 | 182 | 7 | 1 | 119.0476 | 1607.1429 | 0 | 0 | 35.2284 | 1761.4189 | 1752.1139 | 9.3049 | 1732 | 29.266 | 0.15207 | 0 | 0 | 0 | 0 | 0 | 0
4350 | 182 | 7 | 1 | 119.0476 | 2678.5714 | 0 | 0 | 57.0943 | 2854.7133 | 2834.0757 | 20.6376 | 1732 | 1116.8794 | 5.8036 | 0 | 0 | 0 | 0 | 0 | 0
4351 | 182 | 7 | 1 | 119.0476 | 2678.5714 | 0 | 657.1429 | 70.5053 | 3525.2672 | 3446 | 79.2672 | 1732 | 1732 | 60.9489 | 0 | 0 | 0 | 0 | 0 | 0
4352 | 182 | 7 | 1 | 119.0476 | 2678.5714 | 0 | 657.1429 | 70.5053 | 3525.2672 | 3446 | 79.2672 | 1732 | 1732 | 60.9489 | 0 | 0 | 0 | 0 | 0 | 0
4353 | 182 | 7 | 1 | 119.0476 | 1071.4286 | 0 | 657.1429 | 37.7065 | 1885.3256 | 1874.7362 | 10.5893 | 1732 | 152.5288 | 0.79259 | 0 | 0 | 0 | 0 | 0 | 0
4354 | 182 | 7 | 1 | 119.0476 | 0 | 0 | 657.1429 | 15.8406 | 792.0311 | 787.8942 | 4.1369 | 787.9155 | 4.0942 | 0.021275 | 0 | 0 | 0 | 0 | 0 | 0
4355 | 182 | 7 | 1 | 119.0476 | 0 | 0 | 657.1429 | 15.8406 | 792.0311 | 787.8942 | 4.1369 | 787.9155 | 4.0942 | 0.021275 | 0 | 0 | 0 | 0 | 0 | 0
4356 | 182 | 7 | 1 | 119.0476 | 0 | 0 | 657.1429 | 15.8406 | 792.0311 | 787.8942 | 4.1369 | 787.9155 | 4.0942 | 0.021275 | 0 | 0 | 0 | 0 | 0 | 0
4357 | 182 | 7 | 1 | 119.0476 | 0 | 0 | 657.1429 | 15.8406 | 792.0311 | 787.8942 | 4.1369 | 787.9155 | 4.0942 | 0.021275 | 0 | 0 | 0 | 0 | 0 | 0
4358 | 182 | 7 | 1 | 119.0476 | 0 | 0 | 657.1429 | 15.8406 | 792.0311 | 787.8942 | 4.1369 | 787.9155 | 4.0942 | 0.021275 | 0 | 0 | 0 | 0 | 0 | 0
4359 | 182 | 7 | 1 | 119.0476 | 0 | 0 | 657.1429 | 15.8406 | 792.0311 | 787.8942 | 4.1369 | 787.9155 | 4.0942 | 0.021275 | 0 | 0 | 0 | 0 | 0 | 0
4360 | 182 | 7 | 1 | 119.0476 | 0 | 0 | 657.1429 | 15.8406 | 792.0311 | 787.8942 | 4.1369 | 787.9155 | 4.0942 | 0.021275 | 0 | 0 | 0 | 0 | 0 | 0
4361 | 182 | 7 | 1 | 119.0476 | 0 | 0 | 0 | 2.4295 | 121.4772 | 120.8427 | 0.6345 | 120.8459 | 0.62795 | 0.003263 | 0 | 0 | 0 | 0 | 0 | 0
4362 | 182 | 7 | 1 | 119.0476 | 1339.2857 | 0 | 0 | 29.7619 | 1488.0952 | 1480.3227 | 7.7726 | 1480.3626 | 7.6924 | 0.039972 | 0 | 0 | 0 | 0 | 0 | 0
4363 | 182 | 7 | 1 | 119.0476 | 2678.5714 | 0 | 0 | 57.0943 | 2854.7133 | 2834.0757 | 20.6376 | 1732 | 1116.8794 | 5.8036 | 0 | 0 | 0 | 0 | 0 | 0
4364 | 182 | 7 | 1 | 119.0476 | 2678.5714 | 0 | 0 | 57.0943 | 2854.7133 | 2834.0757 | 20.6376 | 1732 | 1116.8794 | 5.8036 | 0 | 0 | 0 | 0 | 0 | 0
4365 | 182 | 7 | 1 | 119.0476 | 2678.5714 | 0 | 0 | 57.0943 | 2854.7133 | 2834.0757 | 20.6376 | 1732 | 1116.8794 | 5.8036 | 0 | 0 | 0 | 0 | 0 | 0
4366 | 182 | 7 | 1 | 119.0476 | 1339.2857 | 0 | 0 | 29.7619 | 1488.0952 | 1480.3227 | 7.7726 | 1480.3626 | 7.6924 | 0.039972 | 0 | 0 | 0 | 0 | 0 | 0
4367 | 182 | 7 | 2 | 119.0476 | 0 | 0 | 0 | 2.4295 | 121.4772 | 120.8427 | 0.6345 | 120.8459 | 0.62795 | 0.003263 | 0 | 0 | 0 | 0 | 0 | 0
4368 | 183 | 7 | 2 | 119.0476 | 0 | 0 | 0 | 2.4295 | 121.4772 | 120.8427 | 0.6345 | 120.8459 | 0.62795 | 0.003263 | 0 | 0 | 0 | 0 | 0 | 0
4369 | 183 | 7 | 2 | 119.0476 | 0 | 0 | 0 | 2.4295 | 121.4772 | 120.8427 | 0.6345 | 120.8459 | 0.62795 | 0.003263 | 0 | 0 | 0 | 0 | 0 | 0
4370 | 183 | 7 | 2 | 119.0476 | 0 | 0 | 0 | 2.4295 | 121.4772 | 120.8427 | 0.6345 | 120.8459 | 0.62795 | 0.003263 | 0 | 0 | 0 | 0 | 0 | 0
4371 | 183 | 7 | 2 | 119.0476 | 0 | 0 | 0 | 2.4295 | 121.4772 | 120.8427 | 0.6345 | 120.8459 | 0.62795 | 0.003263 | 0 | 0 | 0 | 0 | 0 | 0
4372 | 183 | 7 | 2 | 119.0476 | 0 | 0 | 0 | 2.4295 | 121.4772 | 120.8427 | 0.6345 | 120.8459 | 0.62795 | 0.003263 | 0 | 0 | 0 | 0 | 0 | 0
4373 | 183 | 7 | 2 | 119.0476 | 1607.1429 | 0 | 0 | 35.2284 | 1761.4189 | 1752.1139 | 9.3049 | 1732 | 29.266 | 0.15207 | 0 | 0 | 0 | 0 | 0 | 0
4374 | 183 | 7 | 2 | 119.0476 | 2678.5714 | 0 | 0 | 57.0943 | 2854.7133 | 2834.0757 | 20.6376 | 1732 | 1116.8794 | 5.8036 | 0 | 0 | 0 | 0 | 0 | 0
4375 | 183 | 7 | 2 | 119.0476 | 2678.5714 | 0 | 657.1429 | 70.5053 | 3525.2672 | 3446 | 79.2672 | 1732 | 1732 | 60.9489 | 0 | 0 | 0 | 0 | 0 | 0
4376 | 183 | 7 | 2 | 119.0476 | 2678.5714 | 0 | 657.1429 | 70.5053 | 3525.2672 | 3446 | 79.2672 | 1732 | 1732 | 60.9489 | 0 | 0 | 0 | 0 | 0 | 0
4377 | 183 | 7 | 2 | 119.0476 | 1071.4286 | 0 | 657.1429 | 37.7065 | 1885.3256 | 1874.7362 | 10.5893 | 1732 | 152.5288 | 0.79259 | 0 | 0 | 0 | 0 | 0 | 0
4378 | 183 | 7 | 2 | 119.0476 | 0 | 0 | 657.1429 | 15.8406 | 792.0311 | 787.8942 | 4.1369 | 787.9155 | 4.0942 | 0.021275 | 0 | 0 | 0 | 0 | 0 | 0
4379 | 183 | 7 | 2 | 119.0476 | 0 | 0 | 657.1429 | 15.8406 | 792.0311 | 787.8942 | 4.1369 | 787.9155 | 4.0942 | 0.021275 | 0 | 0 | 0 | 0 | 0 | 0
4380 | 183 | 7 | 2 | 119.0476 | 0 | 0 | 657.1429 | 15.8406 | 792.0311 | 787.8942 | 4.1369 | 787.9155 | 4.0942 | 0.021275 | 0 | 0 | 0 | 0 | 0 | 0
4381 | 183 | 7 | 2 | 119.0476 | 0 | 0 | 657.1429 | 15.8406 | 792.0311 | 787.8942 | 4.1369 | 787.9155 | 4.0942 | 0.021275 | 0 | 0 | 0 | 0 | 0 | 0
4382 | 183 | 7 | 2 | 119.0476 | 0 | 0 | 657.1429 | 15.8406 | 792.0311 | 787.8942 | 4.1369 | 787.9155 | 4.0942 | 0.021275 | 0 | 0 | 0 | 0 | 0 | 0
4383 | 183 | 7 | 2 | 119.0476 | 0 | 0 | 657.1429 | 15.8406 | 792.0311 | 787.8942 | 4.1369 | 787.9155 | 4.0942 | 0.021275 | 0 | 0 | 0 | 0 | 0 | 0
4384 | 183 | 7 | 2 | 119.0476 | 0 | 0 | 657.1429 | 15.8406 | 792.0311 | 787.8942 | 4.1369 | 787.9155 | 4.0942 | 0.021275 | 0 | 0 | 0 | 0 | 0 | 0
4385 | 183 | 7 | 2 | 119.0476 | 0 | 0 | 0 | 2.4295 | 121.4772 | 120.8427 | 0.6345 | 120.8459 | 0.62795 | 0.003263 | 0 | 0 | 0 | 0 | 0 | 0
4386 | 183 | 7 | 2 | 119.0476 | 1339.2857 | 0 | 0 | 29.7619 | 1488.0952 | 1480.3227 | 7.7726 | 1480.3626 | 7.6924 | 0.039972 | 0 | 0 | 0 | 0 | 0 | 0
4387 | 183 | 7 | 2 | 119.0476 | 2678.5714 | 0 | 0 | 57.0943 | 2854.7133 | 2834.0757 | 20.6376 | 1732 | 1116.8794 | 5.8036 | 0 | 0 | 0 | 0 | 0 | 0
4388 | 183 | 7 | 2 | 119.0476 | 2678.5714 | 0 | 0 | 57.0943 | 2854.7133 | 2834.0757 | 20.6376 | 1732 | 1116.8794 | 5.8036 | 0 | 0 | 0 | 0 | 0 | 0
4389 | 183 | 7 | 2 | 119.0476 | 2678.5714 | 0 | 0 | 57.0943 | 2854.7133 | 2834.0757 | 20.6376 | 1732 | 1116.8794 | 5.8036 | 0 | 0 | 0 | 0 | 0 | 0
4390 | 183 | 7 | 2 | 119.0476 | 1339.2857 | 0 | 0 | 29.7619 | 1488.0952 | 1480.3227 | 7.7726 | 1480.3626 | 7.6924 | 0.039972 | 0 | 0 | 0 | 0 | 0 | 0
4391 | 183 | 7 | 3 | 119.0476 | 0 | 0 | 0 | 2.4295 | 121.4772 | 120.8427 | 0.6345 | 120.8459 | 0.62795 | 0.003263 | 0 | 0 | 0 | 0 | 0 | 0
4392 | 184 | 7 | 3 | 119.0476 | 0 | 0 | 0 | 2.4295 | 121.4772 | 120.8427 | 0.6345 | 120.8459 | 0.62795 | 0.003263 | 0 | 0 | 0 | 0 | 0 | 0
4393 | 184 | 7 | 3 | 119.0476 | 0 | 0 | 0 | 2.4295 | 121.4772 | 120.8427 | 0.6345 | 120.8459 | 0.62795 | 0.003263 | 0 | 0 | 0 | 0 | 0 | 0
4394 | 184 | 7 | 3 | 119.0476 | 0 | 0 | 0 | 2.4295 | 121.4772 | 120.8427 | 0.6345 | 120.8459 | 0.62795 | 0.003263 | 0 | 0 | 0 | 0 | 0 | 0
4395 | 184 | 7 | 3 | 119.0476 | 0 | 0 | 0 | 2.4295 | 121.4772 | 120.8427 | 0.6345 | 120.8459 | 0.62795 | 0.003263 | 0 | 0 | 0 | 0 | 0 | 0
4396 | 184 | 7 | 3 | 119.0476 | 0 | 0 | 0 | 2.4295 | 121.4772 | 120.8427 | 0.6345 | 120.8459 | 0.62795 | 0.003263 | 0 | 0 | 0 | 0 | 0 | 0
4397 | 184 | 7 | 3 | 119.0476 | 1607.1429 | 0 | 0 | 35.2284 | 1761.4189 | 1752.1139 | 9.3049 | 1732 | 29.266 | 0.15207 | 0 | 0 | 0 | 0 | 0 | 0
4398 | 184 | 7 | 3 | 119.0476 | 2678.5714 | 0 | 0 | 57.0943 | 2854.7133 | 2834.0757 | 20.6376 | 1732 | 1116.8794 | 5.8036 | 0 | 0 | 0 | 0 | 0 | 0
4399 | 184 | 7 | 3 | 119.0476 | 2678.5714 | 0 | 657.1429 | 70.5053 | 3525.2672 | 3446 | 79.2672 | 1732 | 1732 | 60.9489 | 0 | 0 | 0 | 0 | 0 | 0
4400 | 184 | 7 | 3 | 119.0476 | 2678.5714 | 0 | 657.1429 | 70.5053 | 3525.2672 | 3446 | 79.2672 | 1732 | 1732 | 60.9489 | 0 | 0 | 0 | 0 | 0 | 0
4401 | 184 | 7 | 3 | 119.0476 | 1071.4286 | 0 | 657.1429 | 37.7065 | 1885.3256 | 1874.7362 | 10.5893 | 1732 | 152.5288 | 0.79259 | 0 | 0 | 0 | 0 | 0 | 0
4402 | 184 | 7 | 3 | 119.0476 | 0 | 0 | 657.1429 | 15.8406 | 792.0311 | 787.8942 | 4.1369 | 787.9155 | 4.0942 | 0.021275 | 0 | 0 | 0 | 0 | 0 | 0
4403 | 184 | 7 | 3 | 119.0476 | 0 | 0 | 657.1429 | 15.8406 | 792.0311 | 787.8942 | 4.1369 | 787.9155 | 4.0942 | 0.021275 | 0 | 0 | 0 | 0 | 0 | 0
4404 | 184 | 7 | 3 | 119.0476 | 0 | 0 | 657.1429 | 15.8406 | 792.0311 | 787.8942 | 4.1369 | 787.9155 | 4.0942 | 0.021275 | 0 | 0 | 0 | 0 | 0 | 0
4405 | 184 | 7 | 3 | 119.0476 | 0 | 0 | 657.1429 | 15.8406 | 792.0311 | 787.8942 | 4.1369 | 787.9155 | 4.0942 | 0.021275 | 0 | 0 | 0 | 0 | 0 | 0
4406 | 184 | 7 | 3 | 119.0476 | 0 | 0 | 657.1429 | 15.8406 | 792.0311 | 787.8942 | 4.1369 | 787.9155 | 4.0942 | 0.021275 | 0 | 0 | 0 | 0 | 0 | 0
4407 | 184 | 7 | 3 | 119.0476 | 0 | 0 | 657.1429 | 15.8406 | 792.0311 | 787.8942 | 4.1369 | 787.9155 | 4.0942 | 0.021275 | 0 | 0 | 0 | 0 | 0 | 0
4408 | 184 | 7 | 3 | 119.0476 | 0 | 0 | 657.1429 | 15.8406 | 792.0311 | 787.8942 | 4.1369 | 787.9155 | 4.0942 | 0.021275 | 0 | 0 | 0 | 0 | 0 | 0
4409 | 184 | 7 | 3 | 119.0476 | 0 | 0 | 0 | 2.4295 | 121.4772 | 120.8427 | 0.6345 | 120.8459 | 0.62795 | 0.003263 | 0 | 0 | 0 | 0 | 0 | 0
4410 | 184 | 7 | 3 | 119.0476 | 1339.2857 | 0 | 0 | 29.7619 | 1488.0952 | 1480.3227 | 7.7726 | 1480.3626 | 7.6924 | 0.039972 | 0 | 0 | 0 | 0 | 0 | 0
4411 | 184 | 7 | 3 | 119.0476 | 2678.5714 | 0 | 0 | 57.0943 | 2854.7133 | 2834.0757 | 20.6376 | 1732 | 1116.8794 | 5.8036 | 0 | 0 | 0 | 0 | 0 | 0
4412 | 184 | 7 | 3 | 119.0476 | 2678.5714 | 0 | 0 | 57.0943 | 2854.7133 | 2834.0757 | 20.6376 | 1732 | 1116.8794 | 5.8036 | 0 | 0 | 0 | 0 | 0 | 0
4413 | 184 | 7 | 3 | 119.0476 | 2678.5714 | 0 | 0 | 57.0943 | 2854.7133 | 2834.0757 | 20.6376 | 1732 | 1116.8794 | 5.8036 | 0 | 0 | 0 | 0 | 0 | 0
4414 | 184 | 7 | 3 | 119.0476 | 1339.2857 | 0 | 0 | 29.7619 | 1488.0952 | 1480.3227 | 7.7726 | 1480.3626 | 7.6924 | 0.039972 | 0 | 0 | 0 | 0 | 0 | 0
4415 | 184 | 7 | 4 | 119.0476 | 0 | 0 | 0 | 2.4295 | 121.4772 | 120.8427 | 0.6345 | 120.8459 | 0.62795 | 0.003263 | 0 | 0 | 0 | 0 | 0 | 0
4416 | 185 | 7 | 4 | 119.0476 | 0 | 0 | 0 | 2.4295 | 121.4772 | 120.8427 | 0.6345 | 120.8459 | 0.62795 | 0.003263 | 0 | 0 | 0 | 0 | 0 | 0
4417 | 185 | 7 | 4 | 119.0476 | 0 | 0 | 0 | 2.4295 | 121.4772 | 120.8427 | 0.6345 | 120.8459 | 0.62795 | 0.003263 | 0 | 0 | 0 | 0 | 0 | 0
4418 | 185 | 7 | 4 | 119.0476 | 0 | 0 | 0 | 2.4295 | 121.4772 | 120.8427 | 0.6345 | 120.8459 | 0.62795 | 0.003263 | 0 | 0 | 0 | 0 | 0 | 0
4419 | 185 | 7 | 4 | 119.0476 | 0 | 0 | 0 | 2.4295 | 121.4772 | 120.8427 | 0.6345 | 120.8459 | 0.62795 | 0.003263 | 0 | 0 | 0 | 0 | 0 | 0
4420 | 185 | 7 | 4 | 119.0476 | 0 | 0 | 0 | 2.4295 | 121.4772 | 120.8427 | 0.6345 | 120.8459 | 0.62795 | 0.003263 | 0 | 0 | 0 | 0 | 0 | 0
4421 | 185 | 7 | 4 | 119.0476 | 1607.1429 | 0 | 0 | 35.2284 | 1761.4189 | 1752.1139 | 9.3049 | 1732 | 29.266 | 0.15207 | 0 | 0 | 0 | 0 | 0 | 0
4422 | 185 | 7 | 4 | 119.0476 | 2678.5714 | 0 | 0 | 57.0943 | 2854.7133 | 2834.0757 | 20.6376 | 1732 | 1116.8794 | 5.8036 | 0 | 0 | 0 | 0 | 0 | 0
4423 | 185 | 7 | 4 | 119.0476 | 2678.5714 | 0 | 657.1429 | 70.5053 | 3525.2672 | 3446 | 79.2672 | 1732 | 1732 | 60.9489 | 0 | 0 | 0 | 0 | 0 | 0
4424 | 185 | 7 | 4 | 119.0476 | 2678.5714 | 0 | 657.1429 | 70.5053 | 3525.2672 | 3446 | 79.2672 | 1732 | 1732 | 60.9489 | 0 | 0 | 0 | 0 | 0 | 0
4425 | 185 | 7 | 4 | 119.0476 | 1071.4286 | 0 | 657.1429 | 37.7065 | 1885.3256 | 1874.7362 | 10.5893 | 1732 | 152.5288 | 0.79259 | 0 | 0 | 0 | 0 | 0 | 0
4426 | 185 | 7 | 4 | 119.0476 | 0 | 0 | 657.1429 | 15.8406 | 792.0311 | 787.8942 | 4.1369 | 787.9155 | 4.0942 | 0.021275 | 0 | 0 | 0 | 0 | 0 | 0
4427 | 185 | 7 | 4 | 119.0476 | 0 | 0 | 657.1429 | 15.8406 | 792.0311 | 787.8942 | 4.1369 | 787.9155 | 4.0942 | 0.021275 | 0 | 0 | 0 | 0 | 0 | 0
4428 | 185 | 7 | 4 | 119.0476 | 0 | 0 | 657.1429 | 15.8406 | 792.0311 | 787.8942 | 4.1369 | 787.9155 | 4.0942 | 0.021275 | 0 | 0 | 0 | 0 | 0 | 0
4429 | 185 | 7 | 4 | 119.0476 | 0 | 0 | 657.1429 | 15.8406 | 792.0311 | 787.8942 | 4.1369 | 787.9155 | 4.0942 | 0.021275 | 0 | 0 | 0 | 0 | 0 | 0
4430 | 185 | 7 | 4 | 119.0476 | 0 | 0 | 657.1429 | 15.8406 | 792.0311 | 787.8942 | 4.1369 | 787.9155 | 4.0942 | 0.021275 | 0 | 0 | 0 | 0 | 0 | 0
4431 | 185 | 7 | 4 | 119.0476 | 0 | 0 | 657.1429 | 15.8406 | 792.0311 | 787.8942 | 4.1369 | 787.9155 | 4.0942 | 0.021275 | 0 | 0 | 0 | 0 | 0 | 0
4432 | 185 | 7 | 4 | 119.0476 | 0 | 0 | 657.1429 | 15.8406 | 792.0311 | 787.8942 | 4.1369 | 787.9155 | 4.0942 | 0.021275 | 0 | 0 | 0 | 0 | 0 | 0
4433 | 185 | 7 | 4 | 119.0476 | 0 | 0 | 0 | 2.4295 | 121.4772 | 120.8427 | 0.6345 | 120.8459 | 0.62795 | 0.003263 | 0 | 0 | 0 | 0 | 0 | 0
4434 | 185 | 7 | 4 | 119.0476 | 1339.2857 | 0 | 0 | 29.7619 | 1488.0952 | 1480.3227 | 7.7726 | 1480.3626 | 7.6924 | 0.039972 | 0 | 0 | 0 | 0 | 0 | 0
4435 | 185 | 7 | 4 | 119.0476 | 2678.5714 | 0 | 0 | 57.0943 | 2854.7133 | 2834.0757 | 20.6376 | 1732 | 1116.8794 | 5.8036 | 0 | 0 | 0 | 0 | 0 | 0
4436 | 185 | 7 | 4 | 119.0476 | 2678.5714 | 0 | 0 | 57.0943 | 2854.7133 | 2834.0757 | 20.6376 | 1732 | 1116.8794 | 5.8036 | 0 | 0 | 0 | 0 | 0 | 0
4437 | 185 | 7 | 4 | 119.0476 | 2678.5714 | 0 | 0 | 57.0943 | 2854.7133 | 2834.0757 | 20.6376 | 1732 | 1116.8794 | 5.8036 | 0 | 0 | 0 | 0 | 0 | 0
4438 | 185 | 7 | 4 | 119.0476 | 1339.2857 | 0 | 0 | 29.7619 | 1488.0952 | 1480.3227 | 7.7726 | 1480.3626 | 7.6924 | 0.039972 | 0 | 0 | 0 | 0 | 0 | 0
4439 | 185 | 7 | 5 | 119.0476 | 0 | 0 | 0 | 2.4295 | 121.4772 | 120.8427 | 0.6345 | 120.8459 | 0.62795 | 0.003263 | 0 | 0 | 0 | 0 | 0 | 0
4440 | 186 | 7 | 5 | 119.0476 | 0 | 0 | 0 | 2.4295 | 121.4772 | 120.8427 | 0.6345 | 120.8459 | 0.62795 | 0.003263 | 0 | 0 | 0 | 0 | 0 | 0
4441 | 186 | 7 | 5 | 119.0476 | 0 | 0 | 0 | 2.4295 | 121.4772 | 120.8427 | 0.6345 | 120.8459 | 0.62795 | 0.003263 | 0 | 0 | 0 | 0 | 0 | 0
4442 | 186 | 7 | 5 | 119.0476 | 0 | 0 | 0 | 2.4295 | 121.4772 | 120.8427 | 0.6345 | 120.8459 | 0.62795 | 0.003263 | 0 | 0 | 0 | 0 | 0 | 0
4443 | 186 | 7 | 5 | 119.0476 | 0 | 0 | 0 | 2.4295 | 121.4772 | 120.8427 | 0.6345 | 120.8459 | 0.62795 | 0.003263 | 0 | 0 | 0 | 0 | 0 | 0
4444 | 186 | 7 | 5 | 119.0476 | 0 | 0 | 0 | 2.4295 | 121.4772 | 120.8427 | 0.6345 | 120.8459 | 0.62795 | 0.003263 | 0 | 0 | 0 | 0 | 0 | 0
4445 | 186 | 7 | 5 | 119.0476 | 1607.1429 | 0 | 0 | 35.2284 | 1761.4189 | 1752.1139 | 9.3049 | 1732 | 29.266 | 0.15207 | 0 | 0 | 0 | 0 | 0 | 0
4446 | 186 | 7 | 5 | 119.0476 | 2678.5714 | 0 | 0 | 57.0943 | 2854.7133 | 2834.0757 | 20.6376 | 1732 | 1116.8794 | 5.8036 | 0 | 0 | 0 | 0 | 0 | 0
4447 | 186 | 7 | 5 | 119.0476 | 2678.5714 | 0 | 657.1429 | 70.5053 | 3525.2672 | 3446 | 79.2672 | 1732 | 1732 | 60.9489 | 0 | 0 | 0 | 0 | 0 | 0
4448 | 186 | 7 | 5 | 119.0476 | 2678.5714 | 0 | 657.1429 | 70.5053 | 3525.2672 | 3446 | 79.2672 | 1732 | 1732 | 60.9489 | 0 | 0 | 0 | 0 | 0 | 0
4449 | 186 | 7 | 5 | 119.0476 | 1071.4286 | 0 | 657.1429 | 37.7065 | 1885.3256 | 1874.7362 | 10.5893 | 1732 | 152.5288 | 0.79259 | 0 | 0 | 0 | 0 | 0 | 0
4450 | 186 | 7 | 5 | 119.0476 | 0 | 0 | 657.1429 | 15.8406 | 792.0311 | 787.8942 | 4.1369 | 787.9155 | 4.0942 | 0.021275 | 0 | 0 | 0 | 0 | 0 | 0
4451 | 186 | 7 | 5 | 119.0476 | 0 | 0 | 657.1429 | 15.8406 | 792.0311 | 787.8942 | 4.1369 | 787.9155 | 4.0942 | 0.021275 | 0 | 0 | 0 | 0 | 0 | 0
4452 | 186 | 7 | 5 | 119.0476 | 0 | 0 | 657.1429 | 15.8406 | 792.0311 | 787.8942 | 4.1369 | 787.9155 | 4.0942 | 0.021275 | 0 | 0 | 0 | 0 | 0 | 0
4453 | 186 | 7 | 5 | 119.0476 | 0 | 0 | 657.1429 | 15.8406 | 792.0311 | 787.8942 | 4.1369 | 787.9155 | 4.0942 | 0.021275 | 0 | 0 | 0 | 0 | 0 | 0
4454 | 186 | 7 | 5 | 119.0476 | 0 | 0 | 657.1429 | 15.8406 | 792.0311 | 787.8942 | 4.1369 | 787.9155 | 4.0942 | 0.021275 | 0 | 0 | 0 | 0 | 0 | 0
4455 | 186 | 7 | 5 | 119.0476 | 0 | 0 | 657.1429 | 15.8406 | 792.0311 | 787.8942 | 4.1369 | 787.9155 | 4.0942 | 0.021275 | 0 | 0 | 0 | 0 | 0 | 0
4456 | 186 | 7 | 5 | 119.0476 | 0 | 0 | 657.1429 | 15.8406 | 792.0311 | 787.8942 | 4.1369 | 787.9155 | 4.0942 | 0.021275 | 0 | 0 | 0 | 0 | 0 | 0
4457 | 186 | 7 | 5 | 119.0476 | 0 | 0 | 0 | 2.4295 | 121.4772 | 120.8427 | 0.6345 | 120.8459 | 0.62795 | 0.003263 | 0 | 0 | 0 | 0 | 0 | 0
4458 | 186 | 7 | 5 | 119.0476 | 1339.2857 | 0 | 0 | 29.7619 | 1488.0952 | 1480.3227 | 7.7726 | 1480.3626 | 7.6924 | 0.039972 | 0 | 0 | 0 | 0 | 0 | 0
4459 | 186 | 7 | 5 | 119.0476 | 2678.5714 | 0 | 0 | 57.0943 | 2854.7133 | 2834.0757 | 20.6376 | 1732 | 1116.8794 | 5.8036 | 0 | 0 | 0 | 0 | 0 | 0
4460 | 186 | 7 | 5 | 119.0476 | 2678.5714 | 0 | 0 | 57.0943 | 2854.7133 | 2834.0757 | 20.6376 | 1732 | 1116.8794 | 5.8036 | 0 | 0 | 0 | 0 | 0 | 0
4461 | 186 | 7 | 5 | 119.0476 | 2678.5714 | 0 | 0 | 57.0943 | 2854.7133 | 2834.0757 | 20.6376 | 1732 | 1116.8794 | 5.8036 | 0 | 0 | 0 | 0 | 0 | 0
4462 | 186 | 7 | 5 | 119.0476 | 1339.2857 | 0 | 0 | 29.7619 | 1488.0952 | 1480.3227 | 7.7726 | 1480.3626 | 7.6924 | 0.039972 | 0 | 0 | 0 | 0 | 0 | 0
4463 | 186 | 7 | 6 | 119.0476 | 0 | 0 | 0 | 2.4295 | 121.4772 | 120.8427 | 0.6345 | 120.8459 | 0.62795 | 0.003263 | 0 | 0 | 0 | 0 | 0 | 0
4464 | 187 | 7 | 6 | 119.0476 | 0 | 0 | 0 | 2.4295 | 121.4772 | 120.8427 | 0.6345 | 120.8459 | 0.62795 | 0.003263 | 0 | 0 | 0 | 0 | 0 | 0
4465 | 187 | 7 | 6 | 119.0476 | 0 | 0 | 0 | 2.4295 | 121.4772 | 120.8427 | 0.6345 | 120.8459 | 0.62795 | 0.003263 | 0 | 0 | 0 | 0 | 0 | 0
4466 | 187 | 7 | 6 | 119.0476 | 0 | 0 | 0 | 2.4295 | 121.4772 | 120.8427 | 0.6345 | 120.8459 | 0.62795 | 0.003263 | 0 | 0 | 0 | 0 | 0 | 0
4467 | 187 | 7 | 6 | 119.0476 | 0 | 0 | 0 | 2.4295 | 121.4772 | 120.8427 | 0.6345 | 120.8459 | 0.62795 | 0.003263 | 0 | 0 | 0 | 0 | 0 | 0
4468 | 187 | 7 | 6 | 119.0476 | 0 | 0 | 0 | 2.4295 | 121.4772 | 120.8427 | 0.6345 | 120.8459 | 0.62795 | 0.003263 | 0 | 0 | 0 | 0 | 0 | 0
4469 | 187 | 7 | 6 | 119.0476 | 1607.1429 | 0 | 0 | 35.2284 | 1761.4189 | 1752.1139 | 9.3049 | 1732 | 29.266 | 0.15207 | 0 | 0 | 0 | 0 | 0 | 0
4470 | 187 | 7 | 6 | 119.0476 | 2678.5714 | 0 | 0 | 57.0943 | 2854.7133 | 2834.0757 | 20.6376 | 1732 | 1116.8794 | 5.8036 | 0 | 0 | 0 | 0 | 0 | 0
4471 | 187 | 7 | 6 | 119.0476 | 2678.5714 | 0 | 657.1429 | 70.5053 | 3525.2672 | 3446 | 79.2672 | 1732 | 1732 | 60.9489 | 0 | 0 | 0 | 0 | 0 | 0
4472 | 187 | 7 | 6 | 119.0476 | 2678.5714 | 0 | 657.1429 | 70.5053 | 3525.2672 | 3446 | 79.2672 | 1732 | 1732 | 60.9489 | 0 | 0 | 0 | 0 | 0 | 0
4473 | 187 | 7 | 6 | 119.0476 | 1071.4286 | 0 | 657.1429 | 37.7065 | 1885.3256 | 1874.7362 | 10.5893 | 1732 | 152.5288 | 0.79259 | 0 | 0 | 0 | 0 | 0 | 0
4474 | 187 | 7 | 6 | 119.0476 | 0 | 0 | 657.1429 | 15.8406 | 792.0311 | 787.8942 | 4.1369 | 787.9155 | 4.0942 | 0.021275 | 0 | 0 | 0 | 0 | 0 | 0
4475 | 187 | 7 | 6 | 119.0476 | 0 | 0 | 657.1429 | 15.8406 | 792.0311 | 787.8942 | 4.1369 | 787.9155 | 4.0942 | 0.021275 | 0 | 0 | 0 | 0 | 0 | 0
4476 | 187 | 7 | 6 | 119.0476 | 0 | 0 | 657.1429 | 15.8406 | 792.0311 | 787.8942 | 4.1369 | 787.9155 | 4.0942 | 0.021275 | 0 | 0 | 0 | 0 | 0 | 0
4477 | 187 | 7 | 6 | 119.0476 | 0 | 0 | 657.1429 | 15.8406 | 792.0311 | 787.8942 | 4.1369 | 787.9155 | 4.0942 | 0.021275 | 0 | 0 | 0 | 0 | 0 | 0
4478 | 187 | 7 | 6 | 119.0476 | 0 | 0 | 657.1429 | 15.8406 | 792.0311 | 787.8942 | 4.1369 | 787.9155 | 4.0942 | 0.021275 | 0 | 0 | 0 | 0 | 0 | 0
4479 | 187 | 7 | 6 | 119.0476 | 0 | 0 | 657.1429 | 15.8406 | 792.0311 | 787.8942 | 4.1369 | 787.9155 | 4.0942 | 0.021275 | 0 | 0 | 0 | 0 | 0 | 0
4480 | 187 | 7 | 6 | 119.0476 | 0 | 0 | 657.1429 | 15.8406 | 792.0311 | 787.8942 | 4.1369 | 787.9155 | 4.0942 | 0.021275 | 0 | 0 | 0 | 0 | 0 | 0
4481 | 187 | 7 | 6 | 119.0476 | 0 | 0 | 0 | 2.4295 | 121.4772 | 120.8427 | 0.6345 | 120.8459 | 0.62795 | 0.003263 | 0 | 0 | 0 | 0 | 0 | 0
4482 | 187 | 7 | 6 | 119.0476 | 1339.2857 | 0 | 0 | 29.7619 | 1488.0952 | 1480.3227 | 7.7726 | 1480.3626 | 7.6924 | 0.039972 | 0 | 0 | 0 | 0 | 0 | 0
4483 | 187 | 7 | 6 | 119.0476 | 2678.5714 | 0 | 0 | 57.0943 | 2854.7133 | 2834.0757 | 20.6376 | 1732 | 1116.8794 | 5.8036 | 0 | 0 | 0 | 0 | 0 | 0
4484 | 187 | 7 | 6 | 119.0476 | 2678.5714 | 0 | 0 | 57.0943 | 2854.7133 | 2834.0757 | 20.6376 | 1732 | 1116.8794 | 5.8036 | 0 | 0 | 0 | 0 | 0 | 0
4485 | 187 | 7 | 6 | 119.0476 | 2678.5714 | 0 | 0 | 57.0943 | 2854.7133 | 2834.0757 | 20.6376 | 1732 | 1116.8794 | 5.8036 | 0 | 0 | 0 | 0 | 0 | 0
4486 | 187 | 7 | 6 | 119.0476 | 1339.2857 | 0 | 0 | 29.7619 | 1488.0952 | 1480.3227 | 7.7726 | 1480.3626 | 7.6924 | 0.039972 | 0 | 0 | 0 | 0 | 0 | 0
4487 | 187 | 7 | 7 | 119.0476 | 0 | 0 | 0 | 2.4295 | 121.4772 | 120.8427 | 0.6345 | 120.8459 | 0.62795 | 0.003263 | 0 | 0 | 0 | 0 | 0 | 0
4488 | 188 | 7 | 7 | 119.0476 | 0 | 0 | 0 | 2.4295 | 121.4772 | 120.8427 | 0.6345 | 120.8459 | 0.62795 | 0.003263 | 0 | 0 | 0 | 0 | 0 | 0
4489 | 188 | 7 | 7 | 119.0476 | 0 | 0 | 0 | 2.4295 | 121.4772 | 120.8427 | 0.6345 | 120.8459 | 0.62795 | 0.003263 | 0 | 0 | 0 | 0 | 0 | 0
4490 | 188 | 7 | 7 | 119.0476 | 0 | 0 | 0 | 2.4295 | 121.4772 | 120.8427 | 0.6345 | 120.8459 | 0.62795 | 0.003263 | 0 | 0 | 0 | 0 | 0 | 0
4491 | 188 | 7 | 7 | 119.0476 | 0 | 0 | 0 | 2.4295 | 121.4772 | 120.8427 | 0.6345 | 120.8459 | 0.62795 | 0.003263 | 0 | 0 | 0 | 0 | 0 | 0
4492 | 188 | 7 | 7 | 119.0476 | 0 | 0 | 0 | 2.4295 | 121.4772 | 120.8427 | 0.6345 | 120.8459 | 0.62795 | 0.003263 | 0 | 0 | 0 | 0 | 0 | 0
4493 | 188 | 7 | 7 | 119.0476 | 1607.1429 | 0 | 0 | 35.2284 | 1761.4189 | 1752.1139 | 9.3049 | 1732 | 29.266 | 0.15207 | 0 | 0 | 0 | 0 | 0 | 0
4494 | 188 | 7 | 7 | 119.0476 | 2678.5714 | 0 | 0 | 57.0943 | 2854.7133 | 2834.0757 | 20.6376 | 1732 | 1116.8794 | 5.8036 | 0 | 0 | 0 | 0 | 0 | 0
4495 | 188 | 7 | 7 | 119.0476 | 2678.5714 | 0 | 657.1429 | 70.5053 | 3525.2672 | 3446 | 79.2672 | 1732 | 1732 | 60.9489 | 0 | 0 | 0 | 0 | 0 | 0
4496 | 188 | 7 | 7 | 119.0476 | 2678.5714 | 0 | 657.1429 | 70.5053 | 3525.2672 | 3446 | 79.2672 | 1732 | 1732 | 60.9489 | 0 | 0 | 0 | 0 | 0 | 0
4497 | 188 | 7 | 7 | 119.0476 | 1071.4286 | 0 | 657.1429 | 37.7065 | 1885.3256 | 1874.7362 | 10.5893 | 1732 | 152.5288 | 0.79259 | 0 | 0 | 0 | 0 | 0 | 0
4498 | 188 | 7 | 7 | 119.0476 | 0 | 0 | 657.1429 | 15.8406 | 792.0311 | 787.8942 | 4.1369 | 787.9155 | 4.0942 | 0.021275 | 0 | 0 | 0 | 0 | 0 | 0
4499 | 188 | 7 | 7 | 119.0476 | 0 | 0 | 657.1429 | 15.8406 | 792.0311 | 787.8942 | 4.1369 | 787.9155 | 4.0942 | 0.021275 | 0 | 0 | 0 | 0 | 0 | 0
4500 | 188 | 7 | 7 | 119.0476 | 0 | 0 | 657.1429 | 15.8406 | 792.0311 | 787.8942 | 4.1369 | 787.9155 | 4.0942 | 0.021275 | 0 | 0 | 0 | 0 | 0 | 0
4501 | 188 | 7 | 7 | 119.0476 | 0 | 0 | 657.1429 | 15.8406 | 792.0311 | 787.8942 | 4.1369 | 787.9155 | 4.0942 | 0.021275 | 0 | 0 | 0 | 0 | 0 | 0
4502 | 188 | 7 | 7 | 119.0476 | 0 | 0 | 657.1429 | 15.8406 | 792.0311 | 787.8942 | 4.1369 | 787.9155 | 4.0942 | 0.021275 | 0 | 0 | 0 | 0 | 0 | 0
4503 | 188 | 7 | 7 | 119.0476 | 0 | 0 | 657.1429 | 15.8406 | 792.0311 | 787.8942 | 4.1369 | 787.9155 | 4.0942 | 0.021275 | 0 | 0 | 0 | 0 | 0 | 0
4504 | 188 | 7 | 7 | 119.0476 | 0 | 0 | 657.1429 | 15.8406 | 792.0311 | 787.8942 | 4.1369 | 787.9155 | 4.0942 | 0.021275 | 0 | 0 | 0 | 0 | 0 | 0
4505 | 188 | 7 | 7 | 119.0476 | 0 | 0 | 0 | 2.4295 | 121.4772 | 120.8427 | 0.6345 | 120.8459 | 0.62795 | 0.003263 | 0 | 0 | 0 | 0 | 0 | 0
4506 | 188 | 7 | 7 | 119.0476 | 1339.2857 | 0 | 0 | 29.7619 | 1488.0952 | 1480.3227 | 7.7726 | 1480.3626 | 7.6924 | 0.039972 | 0 | 0 | 0 | 0 | 0 | 0
4507 | 188 | 7 | 7 | 119.0476 | 2678.5714 | 0 | 0 | 57.0943 | 2854.7133 | 2834.0757 | 20.6376 | 1732 | 1116.8794 | 5.8036 | 0 | 0 | 0 | 0 | 0 | 0
4508 | 188 | 7 | 7 | 119.0476 | 2678.5714 | 0 | 0 | 57.0943 | 2854.7133 | 2834.0757 | 20.6376 | 1732 | 1116.8794 | 5.8036 | 0 | 0 | 0 | 0 | 0 | 0
4509 | 188 | 7 | 7 | 119.0476 | 2678.5714 | 0 | 0 | 57.0943 | 2854.7133 | 2834.0757 | 20.6376 | 1732 | 1116.8794 | 5.8036 | 0 | 0 | 0 | 0 | 0 | 0
4510 | 188 | 7 | 7 | 119.0476 | 1339.2857 | 0 | 0 | 29.7619 | 1488.0952 | 1480.3227 | 7.7726 | 1480.3626 | 7.6924 | 0.039972 | 0 | 0 | 0 | 0 | 0 | 0
4511 | 188 | 7 | 8 | 119.0476 | 0 | 0 | 0 | 2.4295 | 121.4772 | 120.8427 | 0.6345 | 120.8459 | 0.62795 | 0.003263 | 0 | 0 | 0 | 0 | 0 | 0
4512 | 189 | 7 | 8 | 119.0476 | 0 | 0 | 0 | 2.4295 | 121.4772 | 120.8427 | 0.6345 | 120.8459 | 0.62795 | 0.003263 | 0 | 0 | 0 | 0 | 0 | 0
4513 | 189 | 7 | 8 | 119.0476 | 0 | 0 | 0 | 2.4295 | 121.4772 | 120.8427 | 0.6345 | 120.8459 | 0.62795 | 0.003263 | 0 | 0 | 0 | 0 | 0 | 0
4514 | 189 | 7 | 8 | 119.0476 | 0 | 0 | 0 | 2.4295 | 121.4772 | 120.8427 | 0.6345 | 120.8459 | 0.62795 | 0.003263 | 0 | 0 | 0 | 0 | 0 | 0
4515 | 189 | 7 | 8 | 119.0476 | 0 | 0 | 0 | 2.4295 | 121.4772 | 120.8427 | 0.6345 | 120.8459 | 0.62795 | 0.003263 | 0 | 0 | 0 | 0 | 0 | 0
4516 | 189 | 7 | 8 | 119.0476 | 0 | 0 | 0 | 2.4295 | 121.4772 | 120.8427 | 0.6345 | 120.8459 | 0.62795 | 0.003263 | 0 | 0 | 0 | 0 | 0 | 0
4517 | 189 | 7 | 8 | 119.0476 | 1607.1429 | 0 | 0 | 35.2284 | 1761.4189 | 1752.1139 | 9.3049 | 1732 | 29.266 | 0.15207 | 0 | 0 | 0 | 0 | 0 | 0
4518 | 189 | 7 | 8 | 119.0476 | 2678.5714 | 0 | 0 | 57.0943 | 2854.7133 | 2834.0757 | 20.6376 | 1732 | 1116.8794 | 5.8036 | 0 | 0 | 0 | 0 | 0 | 0
4519 | 189 | 7 | 8 | 119.0476 | 2678.5714 | 0 | 657.1429 | 70.5053 | 3525.2672 | 3446 | 79.2672 | 1732 | 1732 | 60.9489 | 0 | 0 | 0 | 0 | 0 | 0
4520 | 189 | 7 | 8 | 119.0476 | 2678.5714 | 0 | 657.1429 | 70.5053 | 3525.2672 | 3446 | 79.2672 | 1732 | 1732 | 60.9489 | 0 | 0 | 0 | 0 | 0 | 0
4521 | 189 | 7 | 8 | 119.0476 | 1071.4286 | 0 | 657.1429 | 37.7065 | 1885.3256 | 1874.7362 | 10.5893 | 1732 | 152.5288 | 0.79259 | 0 | 0 | 0 | 0 | 0 | 0
4522 | 189 | 7 | 8 | 119.0476 | 0 | 0 | 657.1429 | 15.8406 | 792.0311 | 787.8942 | 4.1369 | 787.9155 | 4.0942 | 0.021275 | 0 | 0 | 0 | 0 | 0 | 0
4523 | 189 | 7 | 8 | 119.0476 | 0 | 0 | 657.1429 | 15.8406 | 792.0311 | 787.8942 | 4.1369 | 787.9155 | 4.0942 | 0.021275 | 0 | 0 | 0 | 0 | 0 | 0
4524 | 189 | 7 | 8 | 119.0476 | 0 | 0 | 657.1429 | 15.8406 | 792.0311 | 787.8942 | 4.1369 | 787.9155 | 4.0942 | 0.021275 | 0 | 0 | 0 | 0 | 0 | 0
4525 | 189 | 7 | 8 | 119.0476 | 0 | 0 | 657.1429 | 15.8406 | 792.0311 | 787.8942 | 4.1369 | 787.9155 | 4.0942 | 0.021275 | 0 | 0 | 0 | 0 | 0 | 0
4526 | 189 | 7 | 8 | 119.0476 | 0 | 0 | 657.1429 | 15.8406 | 792.0311 | 787.8942 | 4.1369 | 787.9155 | 4.0942 | 0.021275 | 0 | 0 | 0 | 0 | 0 | 0
4527 | 189 | 7 | 8 | 119.0476 | 0 | 0 | 657.1429 | 15.8406 | 792.0311 | 787.8942 | 4.1369 | 787.9155 | 4.0942 | 0.021275 | 0 | 0 | 0 | 0 | 0 | 0
4528 | 189 | 7 | 8 | 119.0476 | 0 | 0 | 657.1429 | 15.8406 | 792.0311 | 787.8942 | 4.1369 | 787.9155 | 4.0942 | 0.021275 | 0 | 0 | 0 | 0 | 0 | 0
4529 | 189 | 7 | 8 | 119.0476 | 0 | 0 | 0 | 2.4295 | 121.4772 | 120.8427 | 0.6345 | 120.8459 | 0.62795 | 0.003263 | 0 | 0 | 0 | 0 | 0 | 0
4530 | 189 | 7 | 8 | 119.0476 | 1339.2857 | 0 | 0 | 29.7619 | 1488.0952 | 1480.3227 | 7.7726 | 1480.3626 | 7.6924 | 0.039972 | 0 | 0 | 0 | 0 | 0 | 0
4531 | 189 | 7 | 8 | 119.0476 | 2678.5714 | 0 | 0 | 57.0943 | 2854.7133 | 2834.0757 | 20.6376 | 1732 | 1116.8794 | 5.8036 | 0 | 0 | 0 | 0 | 0 | 0
4532 | 189 | 7 | 8 | 119.0476 | 2678.5714 | 0 | 0 | 57.0943 | 2854.7133 | 2834.0757 | 20.6376 | 1732 | 1116.8794 | 5.8036 | 0 | 0 | 0 | 0 | 0 | 0
4533 | 189 | 7 | 8 | 119.0476 | 2678.5714 | 0 | 0 | 57.0943 | 2854.7133 | 2834.0757 | 20.6376 | 1732 | 1116.8794 | 5.8036 | 0 | 0 | 0 | 0 | 0 | 0
4534 | 189 | 7 | 8 | 119.0476 | 1339.2857 | 0 | 0 | 29.7619 | 1488.0952 | 1480.3227 | 7.7726 | 1480.3626 | 7.6924 | 0.039972 | 0 | 0 | 0 | 0 | 0 | 0
4535 | 189 | 7 | 9 | 119.0476 | 0 | 0 | 0 | 2.4295 | 121.4772 | 120.8427 | 0.6345 | 120.8459 | 0.62795 | 0.003263 | 0 | 0 | 0 | 0 | 0 | 0
4536 | 190 | 7 | 9 | 119.0476 | 0 | 0 | 0 | 2.4295 | 121.4772 | 120.8427 | 0.6345 | 120.8459 | 0.62795 | 0.003263 | 0 | 0 | 0 | 0 | 0 | 0
4537 | 190 | 7 | 9 | 119.0476 | 0 | 0 | 0 | 2.4295 | 121.4772 | 120.8427 | 0.6345 | 120.8459 | 0.62795 | 0.003263 | 0 | 0 | 0 | 0 | 0 | 0
4538 | 190 | 7 | 9 | 119.0476 | 0 | 0 | 0 | 2.4295 | 121.4772 | 120.8427 | 0.6345 | 120.8459 | 0.62795 | 0.003263 | 0 | 0 | 0 | 0 | 0 | 0
4539 | 190 | 7 | 9 | 119.0476 | 0 | 0 | 0 | 2.4295 | 121.4772 | 120.8427 | 0.6345 | 120.8459 | 0.62795 | 0.003263 | 0 | 0 | 0 | 0 | 0 | 0
4540 | 190 | 7 | 9 | 119.0476 | 0 | 0 | 0 | 2.4295 | 121.4772 | 120.8427 | 0.6345 | 120.8459 | 0.62795 | 0.003263 | 0 | 0 | 0 | 0 | 0 | 0
4541 | 190 | 7 | 9 | 119.0476 | 1607.1429 | 0 | 0 | 35.2284 | 1761.4189 | 1752.1139 | 9.3049 | 1732 | 29.266 | 0.15207 | 0 | 0 | 0 | 0 | 0 | 0
4542 | 190 | 7 | 9 | 119.0476 | 2678.5714 | 0 | 0 | 57.0943 | 2854.7133 | 2834.0757 | 20.6376 | 1732 | 1116.8794 | 5.8036 | 0 | 0 | 0 | 0 | 0 | 0
4543 | 190 | 7 | 9 | 119.0476 | 2678.5714 | 0 | 657.1429 | 70.5053 | 3525.2672 | 3446 | 79.2672 | 1732 | 1732 | 60.9489 | 0 | 0 | 0 | 0 | 0 | 0
4544 | 190 | 7 | 9 | 119.0476 | 2678.5714 | 0 | 657.1429 | 70.5053 | 3525.2672 | 3446 | 79.2672 | 1732 | 1732 | 60.9489 | 0 | 0 | 0 | 0 | 0 | 0
4545 | 190 | 7 | 9 | 119.0476 | 1071.4286 | 0 | 657.1429 | 37.7065 | 1885.3256 | 1874.7362 | 10.5893 | 1732 | 152.5288 | 0.79259 | 0 | 0 | 0 | 0 | 0 | 0
4546 | 190 | 7 | 9 | 119.0476 | 0 | 0 | 657.1429 | 15.8406 | 792.0311 | 787.8942 | 4.1369 | 787.9155 | 4.0942 | 0.021275 | 0 | 0 | 0 | 0 | 0 | 0
4547 | 190 | 7 | 9 | 119.0476 | 0 | 0 | 657.1429 | 15.8406 | 792.0311 | 787.8942 | 4.1369 | 787.9155 | 4.0942 | 0.021275 | 0 | 0 | 0 | 0 | 0 | 0
4548 | 190 | 7 | 9 | 119.0476 | 0 | 0 | 657.1429 | 15.8406 | 792.0311 | 787.8942 | 4.1369 | 787.9155 | 4.0942 | 0.021275 | 0 | 0 | 0 | 0 | 0 | 0
4549 | 190 | 7 | 9 | 119.0476 | 0 | 0 | 657.1429 | 15.8406 | 792.0311 | 787.8942 | 4.1369 | 787.9155 | 4.0942 | 0.021275 | 0 | 0 | 0 | 0 | 0 | 0
4550 | 190 | 7 | 9 | 119.0476 | 0 | 0 | 657.1429 | 15.8406 | 792.0311 | 787.8942 | 4.1369 | 787.9155 | 4.0942 | 0.021275 | 0 | 0 | 0 | 0 | 0 | 0
4551 | 190 | 7 | 9 | 119.0476 | 0 | 0 | 657.1429 | 15.8406 | 792.0311 | 787.8942 | 4.1369 | 787.9155 | 4.0942 | 0.021275 | 0 | 0 | 0 | 0 | 0 | 0
4552 | 190 | 7 | 9 | 119.0476 | 0 | 0 | 657.1429 | 15.8406 | 792.0311 | 787.8942 | 4.1369 | 787.9155 | 4.0942 | 0.021275 | 0 | 0 | 0 | 0 | 0 | 0
4553 | 190 | 7 | 9 | 119.0476 | 0 | 0 | 0 | 2.4295 | 121.4772 | 120.8427 | 0.6345 | 120.8459 | 0.62795 | 0.003263 | 0 | 0 | 0 | 0 | 0 | 0
4554 | 190 | 7 | 9 | 119.0476 | 1339.2857 | 0 | 0 | 29.7619 | 1488.0952 | 1480.3227 | 7.7726 | 1480.3626 | 7.6924 | 0.039972 | 0 | 0 | 0 | 0 | 0 | 0
4555 | 190 | 7 | 9 | 119.0476 | 2678.5714 | 0 | 0 | 57.0943 | 2854.7133 | 2834.0757 | 20.6376 | 1732 | 1116.8794 | 5.8036 | 0 | 0 | 0 | 0 | 0 | 0
4556 | 190 | 7 | 9 | 119.0476 | 2678.5714 | 0 | 0 | 57.0943 | 2854.7133 | 2834.0757 | 20.6376 | 1732 | 1116.8794 | 5.8036 | 0 | 0 | 0 | 0 | 0 | 0
4557 | 190 | 7 | 9 | 119.0476 | 2678.5714 | 0 | 0 | 57.0943 | 2854.7133 | 2834.0757 | 20.6376 | 1732 | 1116.8794 | 5.8036 | 0 | 0 | 0 | 0 | 0 | 0
4558 | 190 | 7 | 9 | 119.0476 | 1339.2857 | 0 | 0 | 29.7619 | 1488.0952 | 1480.3227 | 7.7726 | 1480.3626 | 7.6924 | 0.039972 | 0 | 0 | 0 | 0 | 0 | 0
4559 | 190 | 7 | 10 | 119.0476 | 0 | 0 | 0 | 2.4295 | 121.4772 | 120.8427 | 0.6345 | 120.8459 | 0.62795 | 0.003263 | 0 | 0 | 0 | 0 | 0 | 0
4560 | 191 | 7 | 10 | 119.0476 | 0 | 0 | 0 | 2.4295 | 121.4772 | 120.8427 | 0.6345 | 120.8459 | 0.62795 | 0.003263 | 0 | 0 | 0 | 0 | 0 | 0
4561 | 191 | 7 | 10 | 119.0476 | 0 | 0 | 0 | 2.4295 | 121.4772 | 120.8427 | 0.6345 | 120.8459 | 0.62795 | 0.003263 | 0 | 0 | 0 | 0 | 0 | 0
4562 | 191 | 7 | 10 | 119.0476 | 0 | 0 | 0 | 2.4295 | 121.4772 | 120.8427 | 0.6345 | 120.8459 | 0.62795 | 0.003263 | 0 | 0 | 0 | 0 | 0 | 0
4563 | 191 | 7 | 10 | 119.0476 | 0 | 0 | 0 | 2.4295 | 121.4772 | 120.8427 | 0.6345 | 120.8459 | 0.62795 | 0.003263 | 0 | 0 | 0 | 0 | 0 | 0
4564 | 191 | 7 | 10 | 119.0476 | 0 | 0 | 0 | 2.4295 | 121.4772 | 120.8427 | 0.6345 | 120.8459 | 0.62795 | 0.003263 | 0 | 0 | 0 | 0 | 0 | 0
4565 | 191 | 7 | 10 | 119.0476 | 1607.1429 | 0 | 0 | 35.2284 | 1761.4189 | 1752.1139 | 9.3049 | 1732 | 29.266 | 0.15207 | 0 | 0 | 0 | 0 | 0 | 0
4566 | 191 | 7 | 10 | 119.0476 | 2678.5714 | 0 | 0 | 57.0943 | 2854.7133 | 2834.0757 | 20.6376 | 1732 | 1116.8794 | 5.8036 | 0 | 0 | 0 | 0 | 0 | 0
4567 | 191 | 7 | 10 | 119.0476 | 2678.5714 | 0 | 657.1429 | 70.5053 | 3525.2672 | 3446 | 79.2672 | 1732 | 1732 | 60.9489 | 0 | 0 | 0 | 0 | 0 | 0
4568 | 191 | 7 | 10 | 119.0476 | 2678.5714 | 0 | 657.1429 | 70.5053 | 3525.2672 | 3446 | 79.2672 | 1732 | 1732 | 60.9489 | 0 | 0 | 0 | 0 | 0 | 0
4569 | 191 | 7 | 10 | 119.0476 | 1071.4286 | 0 | 657.1429 | 37.7065 | 1885.3256 | 1874.7362 | 10.5893 | 1732 | 152.5288 | 0.79259 | 0 | 0 | 0 | 0 | 0 | 0
4570 | 191 | 7 | 10 | 119.0476 | 0 | 0 | 657.1429 | 15.8406 | 792.0311 | 787.8942 | 4.1369 | 787.9155 | 4.0942 | 0.021275 | 0 | 0 | 0 | 0 | 0 | 0
4571 | 191 | 7 | 10 | 119.0476 | 0 | 0 | 657.1429 | 15.8406 | 792.0311 | 787.8942 | 4.1369 | 787.9155 | 4.0942 | 0.021275 | 0 | 0 | 0 | 0 | 0 | 0
4572 | 191 | 7 | 10 | 119.0476 | 0 | 0 | 657.1429 | 15.8406 | 792.0311 | 787.8942 | 4.1369 | 787.9155 | 4.0942 | 0.021275 | 0 | 0 | 0 | 0 | 0 | 0
4573 | 191 | 7 | 10 | 119.0476 | 0 | 0 | 657.1429 | 15.8406 | 792.0311 | 787.8942 | 4.1369 | 787.9155 | 4.0942 | 0.021275 | 0 | 0 | 0 | 0 | 0 | 0
4574 | 191 | 7 | 10 | 119.0476 | 0 | 0 | 657.1429 | 15.8406 | 792.0311 | 787.8942 | 4.1369 | 787.9155 | 4.0942 | 0.021275 | 0 | 0 | 0 | 0 | 0 | 0
4575 | 191 | 7 | 10 | 119.0476 | 0 | 0 | 657.1429 | 15.8406 | 792.0311 | 787.8942 | 4.1369 | 787.9155 | 4.0942 | 0.021275 | 0 | 0 | 0 | 0 | 0 | 0
4576 | 191 | 7 | 10 | 119.0476 | 0 | 0 | 657.1429 | 15.8406 | 792.0311 | 787.8942 | 4.1369 | 787.9155 | 4.0942 | 0.021275 | 0 | 0 | 0 | 0 | 0 | 0
4577 | 191 | 7 | 10 | 119.0476 | 0 | 0 | 0 | 2.4295 | 121.4772 | 120.8427 | 0.6345 | 120.8459 | 0.62795 | 0.003263 | 0 | 0 | 0 | 0 | 0 | 0
4578 | 191 | 7 | 10 | 119.0476 | 1339.2857 | 0 | 0 | 29.7619 | 1488.0952 | 1480.3227 | 7.7726 | 1480.3626 | 7.6924 | 0.039972 | 0 | 0 | 0 | 0 | 0 | 0
4579 | 191 | 7 | 10 | 119.0476 | 2678.5714 | 0 | 0 | 57.0943 | 2854.7133 | 2834.0757 | 20.6376 | 1732 | 1116.8794 | 5.8036 | 0 | 0 | 0 | 0 | 0 | 0
4580 | 191 | 7 | 10 | 119.0476 | 2678.5714 | 0 | 0 | 57.0943 | 2854.7133 | 2834.0757 | 20.6376 | 1732 | 1116.8794 | 5.8036 | 0 | 0 | 0 | 0 | 0 | 0
4581 | 191 | 7 | 10 | 119.0476 | 2678.5714 | 0 | 0 | 57.0943 | 2854.7133 | 2834.0757 | 20.6376 | 1732 | 1116.8794 | 5.8036 | 0 | 0 | 0 | 0 | 0 | 0
4582 | 191 | 7 | 10 | 119.0476 | 1339.2857 | 0 | 0 | 29.7619 | 1488.0952 | 1480.3227 | 7.7726 | 1480.3626 | 7.6924 | 0.039972 | 0 | 0 | 0 | 0 | 0 | 0
4583 | 191 | 7 | 11 | 119.0476 | 0 | 0 | 0 | 2.4295 | 121.4772 | 120.8427 | 0.6345 | 120.8459 | 0.62795 | 0.003263 | 0 | 0 | 0 | 0 | 0 | 0
4584 | 192 | 7 | 11 | 119.0476 | 0 | 0 | 0 | 2.4295 | 121.4772 | 120.8427 | 0.6345 | 120.8459 | 0.62795 | 0.003263 | 0 | 0 | 0 | 0 | 0 | 0
4585 | 192 | 7 | 11 | 119.0476 | 0 | 0 | 0 | 2.4295 | 121.4772 | 120.8427 | 0.6345 | 120.8459 | 0.62795 | 0.003263 | 0 | 0 | 0 | 0 | 0 | 0
4586 | 192 | 7 | 11 | 119.0476 | 0 | 0 | 0 | 2.4295 | 121.4772 | 120.8427 | 0.6345 | 120.8459 | 0.62795 | 0.003263 | 0 | 0 | 0 | 0 | 0 | 0
4587 | 192 | 7 | 11 | 119.0476 | 0 | 0 | 0 | 2.4295 | 121.4772 | 120.8427 | 0.6345 | 120.8459 | 0.62795 | 0.003263 | 0 | 0 | 0 | 0 | 0 | 0
4588 | 192 | 7 | 11 | 119.0476 | 0 | 0 | 0 | 2.4295 | 121.4772 | 120.8427 | 0.6345 | 120.8459 | 0.62795 | 0.003263 | 0 | 0 | 0 | 0 | 0 | 0
4589 | 192 | 7 | 11 | 119.0476 | 1607.1429 | 0 | 0 | 35.2284 | 1761.4189 | 1752.1139 | 9.3049 | 1732 | 29.266 | 0.15207 | 0 | 0 | 0 | 0 | 0 | 0
4590 | 192 | 7 | 11 | 119.0476 | 2678.5714 | 0 | 0 | 57.0943 | 2854.7133 | 2834.0757 | 20.6376 | 1732 | 1116.8794 | 5.8036 | 0 | 0 | 0 | 0 | 0 | 0
4591 | 192 | 7 | 11 | 119.0476 | 2678.5714 | 0 | 657.1429 | 70.5053 | 3525.2672 | 3446 | 79.2672 | 1732 | 1732 | 60.9489 | 0 | 0 | 0 | 0 | 0 | 0
4592 | 192 | 7 | 11 | 119.0476 | 2678.5714 | 0 | 657.1429 | 70.5053 | 3525.2672 | 3446 | 79.2672 | 1732 | 1732 | 60.9489 | 0 | 0 | 0 | 0 | 0 | 0
4593 | 192 | 7 | 11 | 119.0476 | 1071.4286 | 0 | 657.1429 | 37.7065 | 1885.3256 | 1874.7362 | 10.5893 | 1732 | 152.5288 | 0.79259 | 0 | 0 | 0 | 0 | 0 | 0
4594 | 192 | 7 | 11 | 119.0476 | 0 | 0 | 657.1429 | 15.8406 | 792.0311 | 787.8942 | 4.1369 | 787.9155 | 4.0942 | 0.021275 | 0 | 0 | 0 | 0 | 0 | 0
4595 | 192 | 7 | 11 | 119.0476 | 0 | 0 | 657.1429 | 15.8406 | 792.0311 | 787.8942 | 4.1369 | 787.9155 | 4.0942 | 0.021275 | 0 | 0 | 0 | 0 | 0 | 0
4596 | 192 | 7 | 11 | 119.0476 | 0 | 0 | 657.1429 | 15.8406 | 792.0311 | 787.8942 | 4.1369 | 787.9155 | 4.0942 | 0.021275 | 0 | 0 | 0 | 0 | 0 | 0
4597 | 192 | 7 | 11 | 119.0476 | 0 | 0 | 657.1429 | 15.8406 | 792.0311 | 787.8942 | 4.1369 | 787.9155 | 4.0942 | 0.021275 | 0 | 0 | 0 | 0 | 0 | 0
4598 | 192 | 7 | 11 | 119.0476 | 0 | 0 | 657.1429 | 15.8406 | 792.0311 | 787.8942 | 4.1369 | 787.9155 | 4.0942 | 0.021275 | 0 | 0 | 0 | 0 | 0 | 0
4599 | 192 | 7 | 11 | 119.0476 | 0 | 0 | 657.1429 | 15.8406 | 792.0311 | 787.8942 | 4.1369 | 787.9155 | 4.0942 | 0.021275 | 0 | 0 | 0 | 0 | 0 | 0
4600 | 192 | 7 | 11 | 119.0476 | 0 | 0 | 657.1429 | 15.8406 | 792.0311 | 787.8942 | 4.1369 | 787.9155 | 4.0942 | 0.021275 | 0 | 0 | 0 | 0 | 0 | 0
4601 | 192 | 7 | 11 | 119.0476 | 0 | 0 | 0 | 2.4295 | 121.4772 | 120.8427 | 0.6345 | 120.8459 | 0.62795 | 0.003263 | 0 | 0 | 0 | 0 | 0 | 0
4602 | 192 | 7 | 11 | 119.0476 | 1339.2857 | 0 | 0 | 29.7619 | 1488.0952 | 1480.3227 | 7.7726 | 1480.3626 | 7.6924 | 0.039972 | 0 | 0 | 0 | 0 | 0 | 0
4603 | 192 | 7 | 11 | 119.0476 | 2678.5714 | 0 | 0 | 57.0943 | 2854.7133 | 2834.0757 | 20.6376 | 1732 | 1116.8794 | 5.8036 | 0 | 0 | 0 | 0 | 0 | 0
4604 | 192 | 7 | 11 | 119.0476 | 2678.5714 | 0 | 0 | 57.0943 | 2854.7133 | 2834.0757 | 20.6376 | 1732 | 1116.8794 | 5.8036 | 0 | 0 | 0 | 0 | 0 | 0
4605 | 192 | 7 | 11 | 119.0476 | 2678.5714 | 0 | 0 | 57.0943 | 2854.7133 | 2834.0757 | 20.6376 | 1732 | 1116.8794 | 5.8036 | 0 | 0 | 0 | 0 | 0 | 0
4606 | 192 | 7 | 11 | 119.0476 | 1339.2857 | 0 | 0 | 29.7619 | 1488.0952 | 1480.3227 | 7.7726 | 1480.3626 | 7.6924 | 0.039972 | 0 | 0 | 0 | 0 | 0 | 0
4607 | 192 | 7 | 12 | 119.0476 | 0 | 0 | 0 | 2.4295 | 121.4772 | 120.8427 | 0.6345 | 120.8459 | 0.62795 | 0.003263 | 0 | 0 | 0 | 0 | 0 | 0
4608 | 193 | 7 | 12 | 119.0476 | 0 | 0 | 0 | 2.4295 | 121.4772 | 120.8427 | 0.6345 | 120.8459 | 0.62795 | 0.003263 | 0 | 0 | 0 | 0 | 0 | 0
4609 | 193 | 7 | 12 | 119.0476 | 0 | 0 | 0 | 2.4295 | 121.4772 | 120.8427 | 0.6345 | 120.8459 | 0.62795 | 0.003263 | 0 | 0 | 0 | 0 | 0 | 0
4610 | 193 | 7 | 12 | 119.0476 | 0 | 0 | 0 | 2.4295 | 121.4772 | 120.8427 | 0.6345 | 120.8459 | 0.62795 | 0.003263 | 0 | 0 | 0 | 0 | 0 | 0
4611 | 193 | 7 | 12 | 119.0476 | 0 | 0 | 0 | 2.4295 | 121.4772 | 120.8427 | 0.6345 | 120.8459 | 0.62795 | 0.003263 | 0 | 0 | 0 | 0 | 0 | 0
4612 | 193 | 7 | 12 | 119.0476 | 0 | 0 | 0 | 2.4295 | 121.4772 | 120.8427 | 0.6345 | 120.8459 | 0.62795 | 0.003263 | 0 | 0 | 0 | 0 | 0 | 0
4613 | 193 | 7 | 12 | 119.0476 | 1607.1429 | 0 | 0 | 35.2284 | 1761.4189 | 1752.1139 | 9.3049 | 1732 | 29.266 | 0.15207 | 0 | 0 | 0 | 0 | 0 | 0
4614 | 193 | 7 | 12 | 119.0476 | 2678.5714 | 0 | 0 | 57.0943 | 2854.7133 | 2834.0757 | 20.6376 | 1732 | 1116.8794 | 5.8036 | 0 | 0 | 0 | 0 | 0 | 0
4615 | 193 | 7 | 12 | 119.0476 | 2678.5714 | 0 | 657.1429 | 70.5053 | 3525.2672 | 3446 | 79.2672 | 1732 | 1732 | 60.9489 | 0 | 0 | 0 | 0 | 0 | 0
4616 | 193 | 7 | 12 | 119.0476 | 2678.5714 | 0 | 657.1429 | 70.5053 | 3525.2672 | 3446 | 79.2672 | 1732 | 1732 | 60.9489 | 0 | 0 | 0 | 0 | 0 | 0
4617 | 193 | 7 | 12 | 119.0476 | 1071.4286 | 0 | 657.1429 | 37.7065 | 1885.3256 | 1874.7362 | 10.5893 | 1732 | 152.5288 | 0.79259 | 0 | 0 | 0 | 0 | 0 | 0
4618 | 193 | 7 | 12 | 119.0476 | 0 | 0 | 657.1429 | 15.8406 | 792.0311 | 787.8942 | 4.1369 | 787.9155 | 4.0942 | 0.021275 | 0 | 0 | 0 | 0 | 0 | 0
4619 | 193 | 7 | 12 | 119.0476 | 0 | 0 | 657.1429 | 15.8406 | 792.0311 | 787.8942 | 4.1369 | 787.9155 | 4.0942 | 0.021275 | 0 | 0 | 0 | 0 | 0 | 0
4620 | 193 | 7 | 12 | 119.0476 | 0 | 0 | 657.1429 | 15.8406 | 792.0311 | 787.8942 | 4.1369 | 787.9155 | 4.0942 | 0.021275 | 0 | 0 | 0 | 0 | 0 | 0
4621 | 193 | 7 | 12 | 119.0476 | 0 | 0 | 657.1429 | 15.8406 | 792.0311 | 787.8942 | 4.1369 | 787.9155 | 4.0942 | 0.021275 | 0 | 0 | 0 | 0 | 0 | 0
4622 | 193 | 7 | 12 | 119.0476 | 0 | 0 | 657.1429 | 15.8406 | 792.0311 | 787.8942 | 4.1369 | 787.9155 | 4.0942 | 0.021275 | 0 | 0 | 0 | 0 | 0 | 0
4623 | 193 | 7 | 12 | 119.0476 | 0 | 0 | 657.1429 | 15.8406 | 792.0311 | 787.8942 | 4.1369 | 787.9155 | 4.0942 | 0.021275 | 0 | 0 | 0 | 0 | 0 | 0
4624 | 193 | 7 | 12 | 119.0476 | 0 | 0 | 657.1429 | 15.8406 | 792.0311 | 787.8942 | 4.1369 | 787.9155 | 4.0942 | 0.021275 | 0 | 0 | 0 | 0 | 0 | 0
4625 | 193 | 7 | 12 | 119.0476 | 0 | 0 | 0 | 2.4295 | 121.4772 | 120.8427 | 0.6345 | 120.8459 | 0.62795 | 0.003263 | 0 | 0 | 0 | 0 | 0 | 0
4626 | 193 | 7 | 12 | 119.0476 | 1339.2857 | 0 | 0 | 29.7619 | 1488.0952 | 1480.3227 | 7.7726 | 1480.3626 | 7.6924 | 0.039972 | 0 | 0 | 0 | 0 | 0 | 0
4627 | 193 | 7 | 12 | 119.0476 | 2678.5714 | 0 | 0 | 57.0943 | 2854.7133 | 2834.0757 | 20.6376 | 1732 | 1116.8794 | 5.8036 | 0 | 0 | 0 | 0 | 0 | 0
4628 | 193 | 7 | 12 | 119.0476 | 2678.5714 | 0 | 0 | 57.0943 | 2854.7133 | 2834.0757 | 20.6376 | 1732 | 1116.8794 | 5.8036 | 0 | 0 | 0 | 0 | 0 | 0
4629 | 193 | 7 | 12 | 119.0476 | 2678.5714 | 0 | 0 | 57.0943 | 2854.7133 | 2834.0757 | 20.6376 | 1732 | 1116.8794 | 5.8036 | 0 | 0 | 0 | 0 | 0 | 0
4630 | 193 | 7 | 12 | 119.0476 | 1339.2857 | 0 | 0 | 29.7619 | 1488.0952 | 1480.3227 | 7.7726 | 1480.3626 | 7.6924 | 0.039972 | 0 | 0 | 0 | 0 | 0 | 0
4631 | 193 | 7 | 13 | 119.0476 | 0 | 0 | 0 | 2.4295 | 121.4772 | 120.8427 | 0.6345 | 120.8459 | 0.62795 | 0.003263 | 0 | 0 | 0 | 0 | 0 | 0
4632 | 194 | 7 | 13 | 119.0476 | 0 | 0 | 0 | 2.4295 | 121.4772 | 120.8427 | 0.6345 | 120.8459 | 0.62795 | 0.003263 | 0 | 0 | 0 | 0 | 0 | 0
4633 | 194 | 7 | 13 | 119.0476 | 0 | 0 | 0 | 2.4295 | 121.4772 | 120.8427 | 0.6345 | 120.8459 | 0.62795 | 0.003263 | 0 | 0 | 0 | 0 | 0 | 0
4634 | 194 | 7 | 13 | 119.0476 | 0 | 0 | 0 | 2.4295 | 121.4772 | 120.8427 | 0.6345 | 120.8459 | 0.62795 | 0.003263 | 0 | 0 | 0 | 0 | 0 | 0
4635 | 194 | 7 | 13 | 119.0476 | 0 | 0 | 0 | 2.4295 | 121.4772 | 120.8427 | 0.6345 | 120.8459 | 0.62795 | 0.003263 | 0 | 0 | 0 | 0 | 0 | 0
4636 | 194 | 7 | 13 | 119.0476 | 0 | 0 | 0 | 2.4295 | 121.4772 | 120.8427 | 0.6345 | 120.8459 | 0.62795 | 0.003263 | 0 | 0 | 0 | 0 | 0 | 0
4637 | 194 | 7 | 13 | 119.0476 | 1607.1429 | 0 | 0 | 35.2284 | 1761.4189 | 1752.1139 | 9.3049 | 1732 | 29.266 | 0.15207 | 0 | 0 | 0 | 0 | 0 | 0
4638 | 194 | 7 | 13 | 119.0476 | 2678.5714 | 0 | 0 | 57.0943 | 2854.7133 | 2834.0757 | 20.6376 | 1732 | 1116.8794 | 5.8036 | 0 | 0 | 0 | 0 | 0 | 0
4639 | 194 | 7 | 13 | 119.0476 | 2678.5714 | 0 | 657.1429 | 70.5053 | 3525.2672 | 3446 | 79.2672 | 1732 | 1732 | 60.9489 | 0 | 0 | 0 | 0 | 0 | 0
4640 | 194 | 7 | 13 | 119.0476 | 2678.5714 | 0 | 657.1429 | 70.5053 | 3525.2672 | 3446 | 79.2672 | 1732 | 1732 | 60.9489 | 0 | 0 | 0 | 0 | 0 | 0
4641 | 194 | 7 | 13 | 119.0476 | 1071.4286 | 0 | 657.1429 | 37.7065 | 1885.3256 | 1874.7362 | 10.5893 | 1732 | 152.5288 | 0.79259 | 0 | 0 | 0 | 0 | 0 | 0
4642 | 194 | 7 | 13 | 119.0476 | 0 | 0 | 657.1429 | 15.8406 | 792.0311 | 787.8942 | 4.1369 | 787.9155 | 4.0942 | 0.021275 | 0 | 0 | 0 | 0 | 0 | 0
4643 | 194 | 7 | 13 | 119.0476 | 0 | 0 | 657.1429 | 15.8406 | 792.0311 | 787.8942 | 4.1369 | 787.9155 | 4.0942 | 0.021275 | 0 | 0 | 0 | 0 | 0 | 0
4644 | 194 | 7 | 13 | 119.0476 | 0 | 0 | 657.1429 | 15.8406 | 792.0311 | 787.8942 | 4.1369 | 787.9155 | 4.0942 | 0.021275 | 0 | 0 | 0 | 0 | 0 | 0
4645 | 194 | 7 | 13 | 119.0476 | 0 | 0 | 657.1429 | 15.8406 | 792.0311 | 787.8942 | 4.1369 | 787.9155 | 4.0942 | 0.021275 | 0 | 0 | 0 | 0 | 0 | 0
4646 | 194 | 7 | 13 | 119.0476 | 0 | 0 | 657.1429 | 15.8406 | 792.0311 | 787.8942 | 4.1369 | 787.9155 | 4.0942 | 0.021275 | 0 | 0 | 0 | 0 | 0 | 0
4647 | 194 | 7 | 13 | 119.0476 | 0 | 0 | 657.1429 | 15.8406 | 792.0311 | 787.8942 | 4.1369 | 787.9155 | 4.0942 | 0.021275 | 0 | 0 | 0 | 0 | 0 | 0
4648 | 194 | 7 | 13 | 119.0476 | 0 | 0 | 657.1429 | 15.8406 | 792.0311 | 787.8942 | 4.1369 | 787.9155 | 4.0942 | 0.021275 | 0 | 0 | 0 | 0 | 0 | 0
4649 | 194 | 7 | 13 | 119.0476 | 0 | 0 | 0 | 2.4295 | 121.4772 | 120.8427 | 0.6345 | 120.8459 | 0.62795 | 0.003263 | 0 | 0 | 0 | 0 | 0 | 0
4650 | 194 | 7 | 13 | 119.0476 | 1339.2857 | 0 | 0 | 29.7619 | 1488.0952 | 1480.3227 | 7.7726 | 1480.3626 | 7.6924 | 0.039972 | 0 | 0 | 0 | 0 | 0 | 0
4651 | 194 | 7 | 13 | 119.0476 | 2678.5714 | 0 | 0 | 57.0943 | 2854.7133 | 2834.0757 | 20.6376 | 1732 | 1116.8794 | 5.8036 | 0 | 0 | 0 | 0 | 0 | 0
4652 | 194 | 7 | 13 | 119.0476 | 2678.5714 | 0 | 0 | 57.0943 | 2854.7133 | 2834.0757 | 20.6376 | 1732 | 1116.8794 | 5.8036 | 0 | 0 | 0 | 0 | 0 | 0
4653 | 194 | 7 | 13 | 119.0476 | 2678.5714 | 0 | 0 | 57.0943 | 2854.7133 | 2834.0757 | 20.6376 | 1732 | 1116.8794 | 5.8036 | 0 | 0 | 0 | 0 | 0 | 0
4654 | 194 | 7 | 13 | 119.0476 | 1339.2857 | 0 | 0 | 29.7619 | 1488.0952 | 1480.3227 | 7.7726 | 1480.3626 | 7.6924 | 0.039972 | 0 | 0 | 0 | 0 | 0 | 0
4655 | 194 | 7 | 14 | 119.0476 | 0 | 0 | 0 | 2.4295 | 121.4772 | 120.8427 | 0.6345 | 120.8459 | 0.62795 | 0.003263 | 0 | 0 | 0 | 0 | 0 | 0
4656 | 195 | 7 | 14 | 119.0476 | 0 | 0 | 0 | 2.4295 | 121.4772 | 120.8427 | 0.6345 | 120.8459 | 0.62795 | 0.003263 | 0 | 0 | 0 | 0 | 0 | 0
4657 | 195 | 7 | 14 | 119.0476 | 0 | 0 | 0 | 2.4295 | 121.4772 | 120.8427 | 0.6345 | 120.8459 | 0.62795 | 0.003263 | 0 | 0 | 0 | 0 | 0 | 0
4658 | 195 | 7 | 14 | 119.0476 | 0 | 0 | 0 | 2.4295 | 121.4772 | 120.8427 | 0.6345 | 120.8459 | 0.62795 | 0.003263 | 0 | 0 | 0 | 0 | 0 | 0
4659 | 195 | 7 | 14 | 119.0476 | 0 | 0 | 0 | 2.4295 | 121.4772 | 120.8427 | 0.6345 | 120.8459 | 0.62795 | 0.003263 | 0 | 0 | 0 | 0 | 0 | 0
4660 | 195 | 7 | 14 | 119.0476 | 0 | 0 | 0 | 2.4295 | 121.4772 | 120.8427 | 0.6345 | 120.8459 | 0.62795 | 0.003263 | 0 | 0 | 0 | 0 | 0 | 0
4661 | 195 | 7 | 14 | 119.0476 | 1607.1429 | 0 | 0 | 35.2284 | 1761.4189 | 1752.1139 | 9.3049 | 1732 | 29.266 | 0.15207 | 0 | 0 | 0 | 0 | 0 | 0
4662 | 195 | 7 | 14 | 119.0476 | 2678.5714 | 0 | 0 | 57.0943 | 2854.7133 | 2834.0757 | 20.6376 | 1732 | 1116.8794 | 5.8036 | 0 | 0 | 0 | 0 | 0 | 0
4663 | 195 | 7 | 14 | 119.0476 | 2678.5714 | 0 | 657.1429 | 70.5053 | 3525.2672 | 3446 | 79.2672 | 1732 | 1732 | 60.9489 | 0 | 0 | 0 | 0 | 0 | 0
4664 | 195 | 7 | 14 | 119.0476 | 2678.5714 | 0 | 657.1429 | 70.5053 | 3525.2672 | 3446 | 79.2672 | 1732 | 1732 | 60.9489 | 0 | 0 | 0 | 0 | 0 | 0
4665 | 195 | 7 | 14 | 119.0476 | 1071.4286 | 0 | 657.1429 | 37.7065 | 1885.3256 | 1874.7362 | 10.5893 | 1732 | 152.5288 | 0.79259 | 0 | 0 | 0 | 0 | 0 | 0
4666 | 195 | 7 | 14 | 119.0476 | 0 | 0 | 657.1429 | 15.8406 | 792.0311 | 787.8942 | 4.1369 | 787.9155 | 4.0942 | 0.021275 | 0 | 0 | 0 | 0 | 0 | 0
4667 | 195 | 7 | 14 | 119.0476 | 0 | 0 | 657.1429 | 15.8406 | 792.0311 | 787.8942 | 4.1369 | 787.9155 | 4.0942 | 0.021275 | 0 | 0 | 0 | 0 | 0 | 0
4668 | 195 | 7 | 14 | 119.0476 | 0 | 0 | 657.1429 | 15.8406 | 792.0311 | 787.8942 | 4.1369 | 787.9155 | 4.0942 | 0.021275 | 0 | 0 | 0 | 0 | 0 | 0
4669 | 195 | 7 | 14 | 119.0476 | 0 | 0 | 657.1429 | 15.8406 | 792.0311 | 787.8942 | 4.1369 | 787.9155 | 4.0942 | 0.021275 | 0 | 0 | 0 | 0 | 0 | 0
4670 | 195 | 7 | 14 | 119.0476 | 0 | 0 | 657.1429 | 15.8406 | 792.0311 | 787.8942 | 4.1369 | 787.9155 | 4.0942 | 0.021275 | 0 | 0 | 0 | 0 | 0 | 0
4671 | 195 | 7 | 14 | 119.0476 | 0 | 0 | 657.1429 | 15.8406 | 792.0311 | 787.8942 | 4.1369 | 787.9155 | 4.0942 | 0.021275 | 0 | 0 | 0 | 0 | 0 | 0
4672 | 195 | 7 | 14 | 119.0476 | 0 | 0 | 657.1429 | 15.8406 | 792.0311 | 787.8942 | 4.1369 | 787.9155 | 4.0942 | 0.021275 | 0 | 0 | 0 | 0 | 0 | 0
4673 | 195 | 7 | 14 | 119.0476 | 0 | 0 | 0 | 2.4295 | 121.4772 | 120.8427 | 0.6345 | 120.8459 | 0.62795 | 0.003263 | 0 | 0 | 0 | 0 | 0 | 0
4674 | 195 | 7 | 14 | 119.0476 | 1339.2857 | 0 | 0 | 29.7619 | 1488.0952 | 1480.3227 | 7.7726 | 1480.3626 | 7.6924 | 0.039972 | 0 | 0 | 0 | 0 | 0 | 0
4675 | 195 | 7 | 14 | 119.0476 | 2678.5714 | 0 | 0 | 57.0943 | 2854.7133 | 2834.0757 | 20.6376 | 1732 | 1116.8794 | 5.8036 | 0 | 0 | 0 | 0 | 0 | 0
4676 | 195 | 7 | 14 | 119.0476 | 2678.5714 | 0 | 0 | 57.0943 | 2854.7133 | 2834.0757 | 20.6376 | 1732 | 1116.8794 | 5.8036 | 0 | 0 | 0 | 0 | 0 | 0
4677 | 195 | 7 | 14 | 119.0476 | 2678.5714 | 0 | 0 | 57.0943 | 2854.7133 | 2834.0757 | 20.6376 | 1732 | 1116.8794 | 5.8036 | 0 | 0 | 0 | 0 | 0 | 0
4678 | 195 | 7 | 14 | 119.0476 | 1339.2857 | 0 | 0 | 29.7619 | 1488.0952 | 1480.3227 | 7.7726 | 1480.3626 | 7.6924 | 0.039972 | 0 | 0 | 0 | 0 | 0 | 0
4679 | 195 | 7 | 15 | 119.0476 | 0 | 0 | 0 | 2.4295 | 121.4772 | 120.8427 | 0.6345 | 120.8459 | 0.62795 | 0.003263 | 0 | 0 | 0 | 0 | 0 | 0
4680 | 196 | 7 | 15 | 119.0476 | 0 | 0 | 0 | 2.4295 | 121.4772 | 120.8427 | 0.6345 | 120.8459 | 0.62795 | 0.003263 | 0 | 0 | 0 | 0 | 0 | 0
4681 | 196 | 7 | 15 | 119.0476 | 0 | 0 | 0 | 2.4295 | 121.4772 | 120.8427 | 0.6345 | 120.8459 | 0.62795 | 0.003263 | 0 | 0 | 0 | 0 | 0 | 0
4682 | 196 | 7 | 15 | 119.0476 | 0 | 0 | 0 | 2.4295 | 121.4772 | 120.8427 | 0.6345 | 120.8459 | 0.62795 | 0.003263 | 0 | 0 | 0 | 0 | 0 | 0
4683 | 196 | 7 | 15 | 119.0476 | 0 | 0 | 0 | 2.4295 | 121.4772 | 120.8427 | 0.6345 | 120.8459 | 0.62795 | 0.003263 | 0 | 0 | 0 | 0 | 0 | 0
4684 | 196 | 7 | 15 | 119.0476 | 0 | 0 | 0 | 2.4295 | 121.4772 | 120.8427 | 0.6345 | 120.8459 | 0.62795 | 0.003263 | 0 | 0 | 0 | 0 | 0 | 0
4685 | 196 | 7 | 15 | 119.0476 | 1607.1429 | 0 | 0 | 35.2284 | 1761.4189 | 1752.1139 | 9.3049 | 1732 | 29.266 | 0.15207 | 0 | 0 | 0 | 0 | 0 | 0
4686 | 196 | 7 | 15 | 119.0476 | 2678.5714 | 0 | 0 | 57.0943 | 2854.7133 | 2834.0757 | 20.6376 | 1732 | 1116.8794 | 5.8036 | 0 | 0 | 0 | 0 | 0 | 0
4687 | 196 | 7 | 15 | 119.0476 | 2678.5714 | 0 | 657.1429 | 70.5053 | 3525.2672 | 3446 | 79.2672 | 1732 | 1732 | 60.9489 | 0 | 0 | 0 | 0 | 0 | 0
4688 | 196 | 7 | 15 | 119.0476 | 2678.5714 | 0 | 657.1429 | 70.5053 | 3525.2672 | 3446 | 79.2672 | 1732 | 1732 | 60.9489 | 0 | 0 | 0 | 0 | 0 | 0
4689 | 196 | 7 | 15 | 119.0476 | 1071.4286 | 0 | 657.1429 | 37.7065 | 1885.3256 | 1874.7362 | 10.5893 | 1732 | 152.5288 | 0.79259 | 0 | 0 | 0 | 0 | 0 | 0
4690 | 196 | 7 | 15 | 119.0476 | 0 | 0 | 657.1429 | 15.8406 | 792.0311 | 787.8942 | 4.1369 | 787.9155 | 4.0942 | 0.021275 | 0 | 0 | 0 | 0 | 0 | 0
4691 | 196 | 7 | 15 | 119.0476 | 0 | 0 | 657.1429 | 15.8406 | 792.0311 | 787.8942 | 4.1369 | 787.9155 | 4.0942 | 0.021275 | 0 | 0 | 0 | 0 | 0 | 0
4692 | 196 | 7 | 15 | 119.0476 | 0 | 0 | 657.1429 | 15.8406 | 792.0311 | 787.8942 | 4.1369 | 787.9155 | 4.0942 | 0.021275 | 0 | 0 | 0 | 0 | 0 | 0
4693 | 196 | 7 | 15 | 119.0476 | 0 | 0 | 657.1429 | 15.8406 | 792.0311 | 787.8942 | 4.1369 | 787.9155 | 4.0942 | 0.021275 | 0 | 0 | 0 | 0 | 0 | 0
4694 | 196 | 7 | 15 | 119.0476 | 0 | 0 | 657.1429 | 15.8406 | 792.0311 | 787.8942 | 4.1369 | 787.9155 | 4.0942 | 0.021275 | 0 | 0 | 0 | 0 | 0 | 0
4695 | 196 | 7 | 15 | 119.0476 | 0 | 0 | 657.1429 | 15.8406 | 792.0311 | 787.8942 | 4.1369 | 787.9155 | 4.0942 | 0.021275 | 0 | 0 | 0 | 0 | 0 | 0
4696 | 196 | 7 | 15 | 119.0476 | 0 | 0 | 657.1429 | 15.8406 | 792.0311 | 787.8942 | 4.1369 | 787.9155 | 4.0942 | 0.021275 | 0 | 0 | 0 | 0 | 0 | 0
4697 | 196 | 7 | 15 | 119.0476 | 0 | 0 | 0 | 2.4295 | 121.4772 | 120.8427 | 0.6345 | 120.8459 | 0.62795 | 0.003263 | 0 | 0 | 0 | 0 | 0 | 0
4698 | 196 | 7 | 15 | 119.0476 | 1339.2857 | 0 | 0 | 29.7619 | 1488.0952 | 1480.3227 | 7.7726 | 1480.3626 | 7.6924 | 0.039972 | 0 | 0 | 0 | 0 | 0 | 0
4699 | 196 | 7 | 15 | 119.0476 | 2678.5714 | 0 | 0 | 57.0943 | 2854.7133 | 2834.0757 | 20.6376 | 1732 | 1116.8794 | 5.8036 | 0 | 0 | 0 | 0 | 0 | 0
4700 | 196 | 7 | 15 | 119.0476 | 2678.5714 | 0 | 0 | 57.0943 | 2854.7133 | 2834.0757 | 20.6376 | 1732 | 1116.8794 | 5.8036 | 0 | 0 | 0 | 0 | 0 | 0
4701 | 196 | 7 | 15 | 119.0476 | 2678.5714 | 0 | 0 | 57.0943 | 2854.7133 | 2834.0757 | 20.6376 | 1732 | 1116.8794 | 5.8036 | 0 | 0 | 0 | 0 | 0 | 0
4702 | 196 | 7 | 15 | 119.0476 | 1339.2857 | 0 | 0 | 29.7619 | 1488.0952 | 1480.3227 | 7.7726 | 1480.3626 | 7.6924 | 0.039972 | 0 | 0 | 0 | 0 | 0 | 0
4703 | 196 | 7 | 16 | 119.0476 | 0 | 0 | 0 | 2.4295 | 121.4772 | 120.8427 | 0.6345 | 120.8459 | 0.62795 | 0.003263 | 0 | 0 | 0 | 0 | 0 | 0
4704 | 197 | 7 | 16 | 119.0476 | 0 | 0 | 0 | 2.4295 | 121.4772 | 120.8427 | 0.6345 | 120.8459 | 0.62795 | 0.003263 | 0 | 0 | 0 | 0 | 0 | 0
4705 | 197 | 7 | 16 | 119.0476 | 0 | 0 | 0 | 2.4295 | 121.4772 | 120.8427 | 0.6345 | 120.8459 | 0.62795 | 0.003263 | 0 | 0 | 0 | 0 | 0 | 0
4706 | 197 | 7 | 16 | 119.0476 | 0 | 0 | 0 | 2.4295 | 121.4772 | 120.8427 | 0.6345 | 120.8459 | 0.62795 | 0.003263 | 0 | 0 | 0 | 0 | 0 | 0
4707 | 197 | 7 | 16 | 119.0476 | 0 | 0 | 0 | 2.4295 | 121.4772 | 120.8427 | 0.6345 | 120.8459 | 0.62795 | 0.003263 | 0 | 0 | 0 | 0 | 0 | 0
4708 | 197 | 7 | 16 | 119.0476 | 0 | 0 | 0 | 2.4295 | 121.4772 | 120.8427 | 0.6345 | 120.8459 | 0.62795 | 0.003263 | 0 | 0 | 0 | 0 | 0 | 0
4709 | 197 | 7 | 16 | 119.0476 | 1607.1429 | 0 | 0 | 35.2284 | 1761.4189 | 1752.1139 | 9.3049 | 1732 | 29.266 | 0.15207 | 0 | 0 | 0 | 0 | 0 | 0
4710 | 197 | 7 | 16 | 119.0476 | 2678.5714 | 0 | 0 | 57.0943 | 2854.7133 | 2834.0757 | 20.6376 | 1732 | 1116.8794 | 5.8036 | 0 | 0 | 0 | 0 | 0 | 0
4711 | 197 | 7 | 16 | 119.0476 | 2678.5714 | 0 | 657.1429 | 70.5053 | 3525.2672 | 3446 | 79.2672 | 1732 | 1732 | 60.9489 | 0 | 0 | 0 | 0 | 0 | 0
4712 | 197 | 7 | 16 | 119.0476 | 2678.5714 | 0 | 657.1429 | 70.5053 | 3525.2672 | 3446 | 79.2672 | 1732 | 1732 | 60.9489 | 0 | 0 | 0 | 0 | 0 | 0
4713 | 197 | 7 | 16 | 119.0476 | 1071.4286 | 0 | 657.1429 | 37.7065 | 1885.3256 | 1874.7362 | 10.5893 | 1732 | 152.5288 | 0.79259 | 0 | 0 | 0 | 0 | 0 | 0
4714 | 197 | 7 | 16 | 119.0476 | 0 | 0 | 657.1429 | 15.8406 | 792.0311 | 787.8942 | 4.1369 | 787.9155 | 4.0942 | 0.021275 | 0 | 0 | 0 | 0 | 0 | 0
4715 | 197 | 7 | 16 | 119.0476 | 0 | 0 | 657.1429 | 15.8406 | 792.0311 | 787.8942 | 4.1369 | 787.9155 | 4.0942 | 0.021275 | 0 | 0 | 0 | 0 | 0 | 0
4716 | 197 | 7 | 16 | 119.0476 | 0 | 0 | 657.1429 | 15.8406 | 792.0311 | 787.8942 | 4.1369 | 787.9155 | 4.0942 | 0.021275 | 0 | 0 | 0 | 0 | 0 | 0
4717 | 197 | 7 | 16 | 119.0476 | 0 | 0 | 657.1429 | 15.8406 | 792.0311 | 787.8942 | 4.1369 | 787.9155 | 4.0942 | 0.021275 | 0 | 0 | 0 | 0 | 0 | 0
4718 | 197 | 7 | 16 | 119.0476 | 0 | 0 | 657.1429 | 15.8406 | 792.0311 | 787.8942 | 4.1369 | 787.9155 | 4.0942 | 0.021275 | 0 | 0 | 0 | 0 | 0 | 0
4719 | 197 | 7 | 16 | 119.0476 | 0 | 0 | 657.1429 | 15.8406 | 792.0311 | 787.8942 | 4.1369 | 787.9155 | 4.0942 | 0.021275 | 0 | 0 | 0 | 0 | 0 | 0
4720 | 197 | 7 | 16 | 119.0476 | 0 | 0 | 657.1429 | 15.8406 | 792.0311 | 787.8942 | 4.1369 | 787.9155 | 4.0942 | 0.021275 | 0 | 0 | 0 | 0 | 0 | 0
4721 | 197 | 7 | 16 | 119.0476 | 0 | 0 | 0 | 2.4295 | 121.4772 | 120.8427 | 0.6345 | 120.8459 | 0.62795 | 0.003263 | 0 | 0 | 0 | 0 | 0 | 0
4722 | 197 | 7 | 16 | 119.0476 | 1339.2857 | 0 | 0 | 29.7619 | 1488.0952 | 1480.3227 | 7.7726 | 1480.3626 | 7.6924 | 0.039972 | 0 | 0 | 0 | 0 | 0 | 0
4723 | 197 | 7 | 16 | 119.0476 | 2678.5714 | 0 | 0 | 57.0943 | 2854.7133 | 2834.0757 | 20.6376 | 1732 | 1116.8794 | 5.8036 | 0 | 0 | 0 | 0 | 0 | 0
4724 | 197 | 7 | 16 | 119.0476 | 2678.5714 | 0 | 0 | 57.0943 | 2854.7133 | 2834.0757 | 20.6376 | 1732 | 1116.8794 | 5.8036 | 0 | 0 | 0 | 0 | 0 | 0
4725 | 197 | 7 | 16 | 119.0476 | 2678.5714 | 0 | 0 | 57.0943 | 2854.7133 | 2834.0757 | 20.6376 | 1732 | 1116.8794 | 5.8036 | 0 | 0 | 0 | 0 | 0 | 0
4726 | 197 | 7 | 16 | 119.0476 | 1339.2857 | 0 | 0 | 29.7619 | 1488.0952 | 1480.3227 | 7.7726 | 1480.3626 | 7.6924 | 0.039972 | 0 | 0 | 0 | 0 | 0 | 0
4727 | 197 | 7 | 17 | 119.0476 | 0 | 0 | 0 | 2.4295 | 121.4772 | 120.8427 | 0.6345 | 120.8459 | 0.62795 | 0.003263 | 0 | 0 | 0 | 0 | 0 | 0
4728 | 198 | 7 | 17 | 119.0476 | 0 | 0 | 0 | 2.4295 | 121.4772 | 120.8427 | 0.6345 | 120.8459 | 0.62795 | 0.003263 | 0 | 0 | 0 | 0 | 0 | 0
4729 | 198 | 7 | 17 | 119.0476 | 0 | 0 | 0 | 2.4295 | 121.4772 | 120.8427 | 0.6345 | 120.8459 | 0.62795 | 0.003263 | 0 | 0 | 0 | 0 | 0 | 0
4730 | 198 | 7 | 17 | 119.0476 | 0 | 0 | 0 | 2.4295 | 121.4772 | 120.8427 | 0.6345 | 120.8459 | 0.62795 | 0.003263 | 0 | 0 | 0 | 0 | 0 | 0
4731 | 198 | 7 | 17 | 119.0476 | 0 | 0 | 0 | 2.4295 | 121.4772 | 120.8427 | 0.6345 | 120.8459 | 0.62795 | 0.003263 | 0 | 0 | 0 | 0 | 0 | 0
4732 | 198 | 7 | 17 | 119.0476 | 0 | 0 | 0 | 2.4295 | 121.4772 | 120.8427 | 0.6345 | 120.8459 | 0.62795 | 0.003263 | 0 | 0 | 0 | 0 | 0 | 0
4733 | 198 | 7 | 17 | 119.0476 | 1607.1429 | 0 | 0 | 35.2284 | 1761.4189 | 1752.1139 | 9.3049 | 1732 | 29.266 | 0.15207 | 0 | 0 | 0 | 0 | 0 | 0
4734 | 198 | 7 | 17 | 119.0476 | 2678.5714 | 0 | 0 | 57.0943 | 2854.7133 | 2834.0757 | 20.6376 | 1732 | 1116.8794 | 5.8036 | 0 | 0 | 0 | 0 | 0 | 0
4735 | 198 | 7 | 17 | 119.0476 | 2678.5714 | 0 | 657.1429 | 70.5053 | 3525.2672 | 3446 | 79.2672 | 1732 | 1732 | 60.9489 | 0 | 0 | 0 | 0 | 0 | 0
4736 | 198 | 7 | 17 | 119.0476 | 2678.5714 | 0 | 657.1429 | 70.5053 | 3525.2672 | 3446 | 79.2672 | 1732 | 1732 | 60.9489 | 0 | 0 | 0 | 0 | 0 | 0
4737 | 198 | 7 | 17 | 119.0476 | 1071.4286 | 0 | 657.1429 | 37.7065 | 1885.3256 | 1874.7362 | 10.5893 | 1732 | 152.5288 | 0.79259 | 0 | 0 | 0 | 0 | 0 | 0
4738 | 198 | 7 | 17 | 119.0476 | 0 | 0 | 657.1429 | 15.8406 | 792.0311 | 787.8942 | 4.1369 | 787.9155 | 4.0942 | 0.021275 | 0 | 0 | 0 | 0 | 0 | 0
4739 | 198 | 7 | 17 | 119.0476 | 0 | 0 | 657.1429 | 15.8406 | 792.0311 | 787.8942 | 4.1369 | 787.9155 | 4.0942 | 0.021275 | 0 | 0 | 0 | 0 | 0 | 0
4740 | 198 | 7 | 17 | 119.0476 | 0 | 0 | 657.1429 | 15.8406 | 792.0311 | 787.8942 | 4.1369 | 787.9155 | 4.0942 | 0.021275 | 0 | 0 | 0 | 0 | 0 | 0
4741 | 198 | 7 | 17 | 119.0476 | 0 | 0 | 657.1429 | 15.8406 | 792.0311 | 787.8942 | 4.1369 | 787.9155 | 4.0942 | 0.021275 | 0 | 0 | 0 | 0 | 0 | 0
4742 | 198 | 7 | 17 | 119.0476 | 0 | 0 | 657.1429 | 15.8406 | 792.0311 | 787.8942 | 4.1369 | 787.9155 | 4.0942 | 0.021275 | 0 | 0 | 0 | 0 | 0 | 0
4743 | 198 | 7 | 17 | 119.0476 | 0 | 0 | 657.1429 | 15.8406 | 792.0311 | 787.8942 | 4.1369 | 787.9155 | 4.0942 | 0.021275 | 0 | 0 | 0 | 0 | 0 | 0
4744 | 198 | 7 | 17 | 119.0476 | 0 | 0 | 657.1429 | 15.8406 | 792.0311 | 787.8942 | 4.1369 | 787.9155 | 4.0942 | 0.021275 | 0 | 0 | 0 | 0 | 0 | 0
4745 | 198 | 7 | 17 | 119.0476 | 0 | 0 | 0 | 2.4295 | 121.4772 | 120.8427 | 0.6345 | 120.8459 | 0.62795 | 0.003263 | 0 | 0 | 0 | 0 | 0 | 0
4746 | 198 | 7 | 17 | 119.0476 | 1339.2857 | 0 | 0 | 29.7619 | 1488.0952 | 1480.3227 | 7.7726 | 1480.3626 | 7.6924 | 0.039972 | 0 | 0 | 0 | 0 | 0 | 0
4747 | 198 | 7 | 17 | 119.0476 | 2678.5714 | 0 | 0 | 57.0943 | 2854.7133 | 2834.0757 | 20.6376 | 1732 | 1116.8794 | 5.8036 | 0 | 0 | 0 | 0 | 0 | 0
4748 | 198 | 7 | 17 | 119.0476 | 2678.5714 | 0 | 0 | 57.0943 | 2854.7133 | 2834.0757 | 20.6376 | 1732 | 1116.8794 | 5.8036 | 0 | 0 | 0 | 0 | 0 | 0
4749 | 198 | 7 | 17 | 119.0476 | 2678.5714 | 0 | 0 | 57.0943 | 2854.7133 | 2834.0757 | 20.6376 | 1732 | 1116.8794 | 5.8036 | 0 | 0 | 0 | 0 | 0 | 0
4750 | 198 | 7 | 17 | 119.0476 | 1339.2857 | 0 | 0 | 29.7619 | 1488.0952 | 1480.3227 | 7.7726 | 1480.3626 | 7.6924 | 0.039972 | 0 | 0 | 0 | 0 | 0 | 0
4751 | 198 | 7 | 18 | 119.0476 | 0 | 0 | 0 | 2.4295 | 121.4772 | 120.8427 | 0.6345 | 120.8459 | 0.62795 | 0.003263 | 0 | 0 | 0 | 0 | 0 | 0
4752 | 199 | 7 | 18 | 119.0476 | 0 | 0 | 0 | 2.4295 | 121.4772 | 120.8427 | 0.6345 | 120.8459 | 0.62795 | 0.003263 | 0 | 0 | 0 | 0 | 0 | 0
4753 | 199 | 7 | 18 | 119.0476 | 0 | 0 | 0 | 2.4295 | 121.4772 | 120.8427 | 0.6345 | 120.8459 | 0.62795 | 0.003263 | 0 | 0 | 0 | 0 | 0 | 0
4754 | 199 | 7 | 18 | 119.0476 | 0 | 0 | 0 | 2.4295 | 121.4772 | 120.8427 | 0.6345 | 120.8459 | 0.62795 | 0.003263 | 0 | 0 | 0 | 0 | 0 | 0
4755 | 199 | 7 | 18 | 119.0476 | 0 | 0 | 0 | 2.4295 | 121.4772 | 120.8427 | 0.6345 | 120.8459 | 0.62795 | 0.003263 | 0 | 0 | 0 | 0 | 0 | 0
4756 | 199 | 7 | 18 | 119.0476 | 0 | 0 | 0 | 2.4295 | 121.4772 | 120.8427 | 0.6345 | 120.8459 | 0.62795 | 0.003263 | 0 | 0 | 0 | 0 | 0 | 0
4757 | 199 | 7 | 18 | 119.0476 | 1607.1429 | 0 | 0 | 35.2284 | 1761.4189 | 1752.1139 | 9.3049 | 1732 | 29.266 | 0.15207 | 0 | 0 | 0 | 0 | 0 | 0
4758 | 199 | 7 | 18 | 119.0476 | 2678.5714 | 0 | 0 | 57.0943 | 2854.7133 | 2834.0757 | 20.6376 | 1732 | 1116.8794 | 5.8036 | 0 | 0 | 0 | 0 | 0 | 0
4759 | 199 | 7 | 18 | 119.0476 | 2678.5714 | 0 | 657.1429 | 70.5053 | 3525.2672 | 3446 | 79.2672 | 1732 | 1732 | 60.9489 | 0 | 0 | 0 | 0 | 0 | 0
4760 | 199 | 7 | 18 | 119.0476 | 2678.5714 | 0 | 657.1429 | 70.5053 | 3525.2672 | 3446 | 79.2672 | 1732 | 1732 | 60.9489 | 0 | 0 | 0 | 0 | 0 | 0
4761 | 199 | 7 | 18 | 119.0476 | 1071.4286 | 0 | 657.1429 | 37.7065 | 1885.3256 | 1874.7362 | 10.5893 | 1732 | 152.5288 | 0.79259 | 0 | 0 | 0 | 0 | 0 | 0
4762 | 199 | 7 | 18 | 119.0476 | 0 | 0 | 657.1429 | 15.8406 | 792.0311 | 787.8942 | 4.1369 | 787.9155 | 4.0942 | 0.021275 | 0 | 0 | 0 | 0 | 0 | 0
4763 | 199 | 7 | 18 | 119.0476 | 0 | 0 | 657.1429 | 15.8406 | 792.0311 | 787.8942 | 4.1369 | 787.9155 | 4.0942 | 0.021275 | 0 | 0 | 0 | 0 | 0 | 0
4764 | 199 | 7 | 18 | 119.0476 | 0 | 0 | 657.1429 | 15.8406 | 792.0311 | 787.8942 | 4.1369 | 787.9155 | 4.0942 | 0.021275 | 0 | 0 | 0 | 0 | 0 | 0
4765 | 199 | 7 | 18 | 119.0476 | 0 | 0 | 657.1429 | 15.8406 | 792.0311 | 787.8942 | 4.1369 | 787.9155 | 4.0942 | 0.021275 | 0 | 0 | 0 | 0 | 0 | 0
4766 | 199 | 7 | 18 | 119.0476 | 0 | 0 | 657.1429 | 15.8406 | 792.0311 | 787.8942 | 4.1369 | 787.9155 | 4.0942 | 0.021275 | 0 | 0 | 0 | 0 | 0 | 0
4767 | 199 | 7 | 18 | 119.0476 | 0 | 0 | 657.1429 | 15.8406 | 792.0311 | 787.8942 | 4.1369 | 787.9155 | 4.0942 | 0.021275 | 0 | 0 | 0 | 0 | 0 | 0
4768 | 199 | 7 | 18 | 119.0476 | 0 | 0 | 657.1429 | 15.8406 | 792.0311 | 787.8942 | 4.1369 | 787.9155 | 4.0942 | 0.021275 | 0 | 0 | 0 | 0 | 0 | 0
4769 | 199 | 7 | 18 | 119.0476 | 0 | 0 | 0 | 2.4295 | 121.4772 | 120.8427 | 0.6345 | 120.8459 | 0.62795 | 0.003263 | 0 | 0 | 0 | 0 | 0 | 0
4770 | 199 | 7 | 18 | 119.0476 | 1339.2857 | 0 | 0 | 29.7619 | 1488.0952 | 1480.3227 | 7.7726 | 1480.3626 | 7.6924 | 0.039972 | 0 | 0 | 0 | 0 | 0 | 0
4771 | 199 | 7 | 18 | 119.0476 | 2678.5714 | 0 | 0 | 57.0943 | 2854.7133 | 2834.0757 | 20.6376 | 1732 | 1116.8794 | 5.8036 | 0 | 0 | 0 | 0 | 0 | 0
4772 | 199 | 7 | 18 | 119.0476 | 2678.5714 | 0 | 0 | 57.0943 | 2854.7133 | 2834.0757 | 20.6376 | 1732 | 1116.8794 | 5.8036 | 0 | 0 | 0 | 0 | 0 | 0
4773 | 199 | 7 | 18 | 119.0476 | 2678.5714 | 0 | 0 | 57.0943 | 2854.7133 | 2834.0757 | 20.6376 | 1732 | 1116.8794 | 5.8036 | 0 | 0 | 0 | 0 | 0 | 0
4774 | 199 | 7 | 18 | 119.0476 | 1339.2857 | 0 | 0 | 29.7619 | 1488.0952 | 1480.3227 | 7.7726 | 1480.3626 | 7.6924 | 0.039972 | 0 | 0 | 0 | 0 | 0 | 0
4775 | 199 | 7 | 19 | 119.0476 | 0 | 0 | 0 | 2.4295 | 121.4772 | 120.8427 | 0.6345 | 120.8459 | 0.62795 | 0.003263 | 0 | 0 | 0 | 0 | 0 | 0
4776 | 200 | 7 | 19 | 119.0476 | 0 | 0 | 0 | 2.4295 | 121.4772 | 120.8427 | 0.6345 | 120.8459 | 0.62795 | 0.003263 | 0 | 0 | 0 | 0 | 0 | 0
4777 | 200 | 7 | 19 | 119.0476 | 0 | 0 | 0 | 2.4295 | 121.4772 | 120.8427 | 0.6345 | 120.8459 | 0.62795 | 0.003263 | 0 | 0 | 0 | 0 | 0 | 0
4778 | 200 | 7 | 19 | 119.0476 | 0 | 0 | 0 | 2.4295 | 121.4772 | 120.8427 | 0.6345 | 120.8459 | 0.62795 | 0.003263 | 0 | 0 | 0 | 0 | 0 | 0
4779 | 200 | 7 | 19 | 119.0476 | 0 | 0 | 0 | 2.4295 | 121.4772 | 120.8427 | 0.6345 | 120.8459 | 0.62795 | 0.003263 | 0 | 0 | 0 | 0 | 0 | 0
4780 | 200 | 7 | 19 | 119.0476 | 0 | 0 | 0 | 2.4295 | 121.4772 | 120.8427 | 0.6345 | 120.8459 | 0.62795 | 0.003263 | 0 | 0 | 0 | 0 | 0 | 0
4781 | 200 | 7 | 19 | 119.0476 | 1607.1429 | 0 | 0 | 35.2284 | 1761.4189 | 1752.1139 | 9.3049 | 1732 | 29.266 | 0.15207 | 0 | 0 | 0 | 0 | 0 | 0
4782 | 200 | 7 | 19 | 119.0476 | 2678.5714 | 0 | 0 | 57.0943 | 2854.7133 | 2834.0757 | 20.6376 | 1732 | 1116.8794 | 5.8036 | 0 | 0 | 0 | 0 | 0 | 0
4783 | 200 | 7 | 19 | 119.0476 | 2678.5714 | 0 | 657.1429 | 70.5053 | 3525.2672 | 3446 | 79.2672 | 1732 | 1732 | 60.9489 | 0 | 0 | 0 | 0 | 0 | 0
4784 | 200 | 7 | 19 | 119.0476 | 2678.5714 | 0 | 657.1429 | 70.5053 | 3525.2672 | 3446 | 79.2672 | 1732 | 1732 | 60.9489 | 0 | 0 | 0 | 0 | 0 | 0
4785 | 200 | 7 | 19 | 119.0476 | 1071.4286 | 0 | 657.1429 | 37.7065 | 1885.3256 | 1874.7362 | 10.5893 | 1732 | 152.5288 | 0.79259 | 0 | 0 | 0 | 0 | 0 | 0
4786 | 200 | 7 | 19 | 119.0476 | 0 | 0 | 657.1429 | 15.8406 | 792.0311 | 787.8942 | 4.1369 | 787.9155 | 4.0942 | 0.021275 | 0 | 0 | 0 | 0 | 0 | 0
4787 | 200 | 7 | 19 | 119.0476 | 0 | 0 | 657.1429 | 15.8406 | 792.0311 | 787.8942 | 4.1369 | 787.9155 | 4.0942 | 0.021275 | 0 | 0 | 0 | 0 | 0 | 0
4788 | 200 | 7 | 19 | 119.0476 | 0 | 0 | 657.1429 | 15.8406 | 792.0311 | 787.8942 | 4.1369 | 787.9155 | 4.0942 | 0.021275 | 0 | 0 | 0 | 0 | 0 | 0
4789 | 200 | 7 | 19 | 119.0476 | 0 | 0 | 657.1429 | 15.8406 | 792.0311 | 787.8942 | 4.1369 | 787.9155 | 4.0942 | 0.021275 | 0 | 0 | 0 | 0 | 0 | 0
4790 | 200 | 7 | 19 | 119.0476 | 0 | 0 | 657.1429 | 15.8406 | 792.0311 | 787.8942 | 4.1369 | 787.9155 | 4.0942 | 0.021275 | 0 | 0 | 0 | 0 | 0 | 0
4791 | 200 | 7 | 19 | 119.0476 | 0 | 0 | 657.1429 | 15.8406 | 792.0311 | 787.8942 | 4.1369 | 787.9155 | 4.0942 | 0.021275 | 0 | 0 | 0 | 0 | 0 | 0
4792 | 200 | 7 | 19 | 119.0476 | 0 | 0 | 657.1429 | 15.8406 | 792.0311 | 787.8942 | 4.1369 | 787.9155 | 4.0942 | 0.021275 | 0 | 0 | 0 | 0 | 0 | 0
4793 | 200 | 7 | 19 | 119.0476 | 0 | 0 | 0 | 2.4295 | 121.4772 | 120.8427 | 0.6345 | 120.8459 | 0.62795 | 0.003263 | 0 | 0 | 0 | 0 | 0 | 0
4794 | 200 | 7 | 19 | 119.0476 | 1339.2857 | 0 | 0 | 29.7619 | 1488.0952 | 1480.3227 | 7.7726 | 1480.3626 | 7.6924 | 0.039972 | 0 | 0 | 0 | 0 | 0 | 0
4795 | 200 | 7 | 19 | 119.0476 | 2678.5714 | 0 | 0 | 57.0943 | 2854.7133 | 2834.0757 | 20.6376 | 1732 | 1116.8794 | 5.8036 | 0 | 0 | 0 | 0 | 0 | 0
4796 | 200 | 7 | 19 | 119.0476 | 2678.5714 | 0 | 0 | 57.0943 | 2854.7133 | 2834.0757 | 20.6376 | 1732 | 1116.8794 | 5.8036 | 0 | 0 | 0 | 0 | 0 | 0
4797 | 200 | 7 | 19 | 119.0476 | 2678.5714 | 0 | 0 | 57.0943 | 2854.7133 | 2834.0757 | 20.6376 | 1732 | 1116.8794 | 5.8036 | 0 | 0 | 0 | 0 | 0 | 0
4798 | 200 | 7 | 19 | 119.0476 | 1339.2857 | 0 | 0 | 29.7619 | 1488.0952 | 1480.3227 | 7.7726 | 1480.3626 | 7.6924 | 0.039972 | 0 | 0 | 0 | 0 | 0 | 0
4799 | 200 | 7 | 20 | 119.0476 | 0 | 0 | 0 | 2.4295 | 121.4772 | 120.8427 | 0.6345 | 120.8459 | 0.62795 | 0.003263 | 0 | 0 | 0 | 0 | 0 | 0
4800 | 201 | 7 | 20 | 119.0476 | 0 | 0 | 0 | 2.4295 | 121.4772 | 120.8427 | 0.6345 | 120.8459 | 0.62795 | 0.003263 | 0 | 0 | 0 | 0 | 0 | 0
4801 | 201 | 7 | 20 | 119.0476 | 0 | 0 | 0 | 2.4295 | 121.4772 | 120.8427 | 0.6345 | 120.8459 | 0.62795 | 0.003263 | 0 | 0 | 0 | 0 | 0 | 0
4802 | 201 | 7 | 20 | 119.0476 | 0 | 0 | 0 | 2.4295 | 121.4772 | 120.8427 | 0.6345 | 120.8459 | 0.62795 | 0.003263 | 0 | 0 | 0 | 0 | 0 | 0
4803 | 201 | 7 | 20 | 119.0476 | 0 | 0 | 0 | 2.4295 | 121.4772 | 120.8427 | 0.6345 | 120.8459 | 0.62795 | 0.003263 | 0 | 0 | 0 | 0 | 0 | 0
4804 | 201 | 7 | 20 | 119.0476 | 0 | 0 | 0 | 2.4295 | 121.4772 | 120.8427 | 0.6345 | 120.8459 | 0.62795 | 0.003263 | 0 | 0 | 0 | 0 | 0 | 0
4805 | 201 | 7 | 20 | 119.0476 | 1607.1429 | 0 | 0 | 35.2284 | 1761.4189 | 1752.1139 | 9.3049 | 1732 | 29.266 | 0.15207 | 0 | 0 | 0 | 0 | 0 | 0
4806 | 201 | 7 | 20 | 119.0476 | 2678.5714 | 0 | 0 | 57.0943 | 2854.7133 | 2834.0757 | 20.6376 | 1732 | 1116.8794 | 5.8036 | 0 | 0 | 0 | 0 | 0 | 0
4807 | 201 | 7 | 20 | 119.0476 | 2678.5714 | 0 | 657.1429 | 70.5053 | 3525.2672 | 3446 | 79.2672 | 1732 | 1732 | 60.9489 | 0 | 0 | 0 | 0 | 0 | 0
4808 | 201 | 7 | 20 | 119.0476 | 2678.5714 | 0 | 657.1429 | 70.5053 | 3525.2672 | 3446 | 79.2672 | 1732 | 1732 | 60.9489 | 0 | 0 | 0 | 0 | 0 | 0
4809 | 201 | 7 | 20 | 119.0476 | 1071.4286 | 0 | 657.1429 | 37.7065 | 1885.3256 | 1874.7362 | 10.5893 | 1732 | 152.5288 | 0.79259 | 0 | 0 | 0 | 0 | 0 | 0
4810 | 201 | 7 | 20 | 119.0476 | 0 | 0 | 657.1429 | 15.8406 | 792.0311 | 787.8942 | 4.1369 | 787.9155 | 4.0942 | 0.021275 | 0 | 0 | 0 | 0 | 0 | 0
4811 | 201 | 7 | 20 | 119.0476 | 0 | 0 | 657.1429 | 15.8406 | 792.0311 | 787.8942 | 4.1369 | 787.9155 | 4.0942 | 0.021275 | 0 | 0 | 0 | 0 | 0 | 0
4812 | 201 | 7 | 20 | 119.0476 | 0 | 0 | 657.1429 | 15.8406 | 792.0311 | 787.8942 | 4.1369 | 787.9155 | 4.0942 | 0.021275 | 0 | 0 | 0 | 0 | 0 | 0
4813 | 201 | 7 | 20 | 119.0476 | 0 | 0 | 657.1429 | 15.8406 | 792.0311 | 787.8942 | 4.1369 | 787.9155 | 4.0942 | 0.021275 | 0 | 0 | 0 | 0 | 0 | 0
4814 | 201 | 7 | 20 | 119.0476 | 0 | 0 | 657.1429 | 15.8406 | 792.0311 | 787.8942 | 4.1369 | 787.9155 | 4.0942 | 0.021275 | 0 | 0 | 0 | 0 | 0 | 0
4815 | 201 | 7 | 20 | 119.0476 | 0 | 0 | 657.1429 | 15.8406 | 792.0311 | 787.8942 | 4.1369 | 787.9155 | 4.0942 | 0.021275 | 0 | 0 | 0 | 0 | 0 | 0
4816 | 201 | 7 | 20 | 119.0476 | 0 | 0 | 657.1429 | 15.8406 | 792.0311 | 787.8942 | 4.1369 | 787.9155 | 4.0942 | 0.021275 | 0 | 0 | 0 | 0 | 0 | 0
4817 | 201 | 7 | 20 | 119.0476 | 0 | 0 | 0 | 2.4295 | 121.4772 | 120.8427 | 0.6345 | 120.8459 | 0.62795 | 0.003263 | 0 | 0 | 0 | 0 | 0 | 0
4818 | 201 | 7 | 20 | 119.0476 | 1339.2857 | 0 | 0 | 29.7619 | 1488.0952 | 1480.3227 | 7.7726 | 1480.3626 | 7.6924 | 0.039972 | 0 | 0 | 0 | 0 | 0 | 0
4819 | 201 | 7 | 20 | 119.0476 | 2678.5714 | 0 | 0 | 57.0943 | 2854.7133 | 2834.0757 | 20.6376 | 1732 | 1116.8794 | 5.8036 | 0 | 0 | 0 | 0 | 0 | 0
4820 | 201 | 7 | 20 | 119.0476 | 2678.5714 | 0 | 0 | 57.0943 | 2854.7133 | 2834.0757 | 20.6376 | 1732 | 1116.8794 | 5.8036 | 0 | 0 | 0 | 0 | 0 | 0
4821 | 201 | 7 | 20 | 119.0476 | 2678.5714 | 0 | 0 | 57.0943 | 2854.7133 | 2834.0757 | 20.6376 | 1732 | 1116.8794 | 5.8036 | 0 | 0 | 0 | 0 | 0 | 0
4822 | 201 | 7 | 20 | 119.0476 | 1339.2857 | 0 | 0 | 29.7619 | 1488.0952 | 1480.3227 | 7.7726 | 1480.3626 | 7.6924 | 0.039972 | 0 | 0 | 0 | 0 | 0 | 0
4823 | 201 | 7 | 21 | 119.0476 | 0 | 0 | 0 | 2.4295 | 121.4772 | 120.8427 | 0.6345 | 120.8459 | 0.62795 | 0.003263 | 0 | 0 | 0 | 0 | 0 | 0
4824 | 202 | 7 | 21 | 119.0476 | 0 | 0 | 0 | 2.4295 | 121.4772 | 120.8427 | 0.6345 | 120.8459 | 0.62795 | 0.003263 | 0 | 0 | 0 | 0 | 0 | 0
4825 | 202 | 7 | 21 | 119.0476 | 0 | 0 | 0 | 2.4295 | 121.4772 | 120.8427 | 0.6345 | 120.8459 | 0.62795 | 0.003263 | 0 | 0 | 0 | 0 | 0 | 0
4826 | 202 | 7 | 21 | 119.0476 | 0 | 0 | 0 | 2.4295 | 121.4772 | 120.8427 | 0.6345 | 120.8459 | 0.62795 | 0.003263 | 0 | 0 | 0 | 0 | 0 | 0
4827 | 202 | 7 | 21 | 119.0476 | 0 | 0 | 0 | 2.4295 | 121.4772 | 120.8427 | 0.6345 | 120.8459 | 0.62795 | 0.003263 | 0 | 0 | 0 | 0 | 0 | 0
4828 | 202 | 7 | 21 | 119.0476 | 0 | 0 | 0 | 2.4295 | 121.4772 | 120.8427 | 0.6345 | 120.8459 | 0.62795 | 0.003263 | 0 | 0 | 0 | 0 | 0 | 0
4829 | 202 | 7 | 21 | 119.0476 | 1607.1429 | 0 | 0 | 35.2284 | 1761.4189 | 1752.1139 | 9.3049 | 1732 | 29.266 | 0.15207 | 0 | 0 | 0 | 0 | 0 | 0
4830 | 202 | 7 | 21 | 119.0476 | 2678.5714 | 0 | 0 | 57.0943 | 2854.7133 | 2834.0757 | 20.6376 | 1732 | 1116.8794 | 5.8036 | 0 | 0 | 0 | 0 | 0 | 0
4831 | 202 | 7 | 21 | 119.0476 | 2678.5714 | 0 | 657.1429 | 70.5053 | 3525.2672 | 3446 | 79.2672 | 1732 | 1732 | 60.9489 | 0 | 0 | 0 | 0 | 0 | 0
4832 | 202 | 7 | 21 | 119.0476 | 2678.5714 | 0 | 657.1429 | 70.5053 | 3525.2672 | 3446 | 79.2672 | 1732 | 1732 | 60.9489 | 0 | 0 | 0 | 0 | 0 | 0
4833 | 202 | 7 | 21 | 119.0476 | 1071.4286 | 0 | 657.1429 | 37.7065 | 1885.3256 | 1874.7362 | 10.5893 | 1732 | 152.5288 | 0.79259 | 0 | 0 | 0 | 0 | 0 | 0
4834 | 202 | 7 | 21 | 119.0476 | 0 | 0 | 657.1429 | 15.8406 | 792.0311 | 787.8942 | 4.1369 | 787.9155 | 4.0942 | 0.021275 | 0 | 0 | 0 | 0 | 0 | 0
4835 | 202 | 7 | 21 | 119.0476 | 0 | 0 | 657.1429 | 15.8406 | 792.0311 | 787.8942 | 4.1369 | 787.9155 | 4.0942 | 0.021275 | 0 | 0 | 0 | 0 | 0 | 0
4836 | 202 | 7 | 21 | 119.0476 | 0 | 0 | 657.1429 | 15.8406 | 792.0311 | 787.8942 | 4.1369 | 787.9155 | 4.0942 | 0.021275 | 0 | 0 | 0 | 0 | 0 | 0
4837 | 202 | 7 | 21 | 119.0476 | 0 | 0 | 657.1429 | 15.8406 | 792.0311 | 787.8942 | 4.1369 | 787.9155 | 4.0942 | 0.021275 | 0 | 0 | 0 | 0 | 0 | 0
4838 | 202 | 7 | 21 | 119.0476 | 0 | 0 | 657.1429 | 15.8406 | 792.0311 | 787.8942 | 4.1369 | 787.9155 | 4.0942 | 0.021275 | 0 | 0 | 0 | 0 | 0 | 0
4839 | 202 | 7 | 21 | 119.0476 | 0 | 0 | 657.1429 | 15.8406 | 792.0311 | 787.8942 | 4.1369 | 787.9155 | 4.0942 | 0.021275 | 0 | 0 | 0 | 0 | 0 | 0
4840 | 202 | 7 | 21 | 119.0476 | 0 | 0 | 657.1429 | 15.8406 | 792.0311 | 787.8942 | 4.1369 | 787.9155 | 4.0942 | 0.021275 | 0 | 0 | 0 | 0 | 0 | 0
4841 | 202 | 7 | 21 | 119.0476 | 0 | 0 | 0 | 2.4295 | 121.4772 | 120.8427 | 0.6345 | 120.8459 | 0.62795 | 0.003263 | 0 | 0 | 0 | 0 | 0 | 0
4842 | 202 | 7 | 21 | 119.0476 | 1339.2857 | 0 | 0 | 29.7619 | 1488.0952 | 1480.3227 | 7.7726 | 1480.3626 | 7.6924 | 0.039972 | 0 | 0 | 0 | 0 | 0 | 0
4843 | 202 | 7 | 21 | 119.0476 | 2678.5714 | 0 | 0 | 57.0943 | 2854.7133 | 2834.0757 | 20.6376 | 1732 | 1116.8794 | 5.8036 | 0 | 0 | 0 | 0 | 0 | 0
4844 | 202 | 7 | 21 | 119.0476 | 2678.5714 | 0 | 0 | 57.0943 | 2854.7133 | 2834.0757 | 20.6376 | 1732 | 1116.8794 | 5.8036 | 0 | 0 | 0 | 0 | 0 | 0
4845 | 202 | 7 | 21 | 119.0476 | 2678.5714 | 0 | 0 | 57.0943 | 2854.7133 | 2834.0757 | 20.6376 | 1732 | 1116.8794 | 5.8036 | 0 | 0 | 0 | 0 | 0 | 0
4846 | 202 | 7 | 21 | 119.0476 | 1339.2857 | 0 | 0 | 29.7619 | 1488.0952 | 1480.3227 | 7.7726 | 1480.3626 | 7.6924 | 0.039972 | 0 | 0 | 0 | 0 | 0 | 0
4847 | 202 | 7 | 22 | 119.0476 | 0 | 0 | 0 | 2.4295 | 121.4772 | 120.8427 | 0.6345 | 120.8459 | 0.62795 | 0.003263 | 0 | 0 | 0 | 0 | 0 | 0
4848 | 203 | 7 | 22 | 119.0476 | 0 | 0 | 0 | 2.4295 | 121.4772 | 120.8427 | 0.6345 | 120.8459 | 0.62795 | 0.003263 | 0 | 0 | 0 | 0 | 0 | 0
4849 | 203 | 7 | 22 | 119.0476 | 0 | 0 | 0 | 2.4295 | 121.4772 | 120.8427 | 0.6345 | 120.8459 | 0.62795 | 0.003263 | 0 | 0 | 0 | 0 | 0 | 0
4850 | 203 | 7 | 22 | 119.0476 | 0 | 0 | 0 | 2.4295 | 121.4772 | 120.8427 | 0.6345 | 120.8459 | 0.62795 | 0.003263 | 0 | 0 | 0 | 0 | 0 | 0
4851 | 203 | 7 | 22 | 119.0476 | 0 | 0 | 0 | 2.4295 | 121.4772 | 120.8427 | 0.6345 | 120.8459 | 0.62795 | 0.003263 | 0 | 0 | 0 | 0 | 0 | 0
4852 | 203 | 7 | 22 | 119.0476 | 0 | 0 | 0 | 2.4295 | 121.4772 | 120.8427 | 0.6345 | 120.8459 | 0.62795 | 0.003263 | 0 | 0 | 0 | 0 | 0 | 0
4853 | 203 | 7 | 22 | 119.0476 | 1607.1429 | 0 | 0 | 35.2284 | 1761.4189 | 1752.1139 | 9.3049 | 1732 | 29.266 | 0.15207 | 0 | 0 | 0 | 0 | 0 | 0
4854 | 203 | 7 | 22 | 119.0476 | 2678.5714 | 0 | 0 | 57.0943 | 2854.7133 | 2834.0757 | 20.6376 | 1732 | 1116.8794 | 5.8036 | 0 | 0 | 0 | 0 | 0 | 0
4855 | 203 | 7 | 22 | 119.0476 | 2678.5714 | 0 | 657.1429 | 70.5053 | 3525.2672 | 3446 | 79.2672 | 1732 | 1732 | 60.9489 | 0 | 0 | 0 | 0 | 0 | 0
4856 | 203 | 7 | 22 | 119.0476 | 2678.5714 | 0 | 657.1429 | 70.5053 | 3525.2672 | 3446 | 79.2672 | 1732 | 1732 | 60.9489 | 0 | 0 | 0 | 0 | 0 | 0
4857 | 203 | 7 | 22 | 119.0476 | 1071.4286 | 0 | 657.1429 | 37.7065 | 1885.3256 | 1874.7362 | 10.5893 | 1732 | 152.5288 | 0.79259 | 0 | 0 | 0 | 0 | 0 | 0
4858 | 203 | 7 | 22 | 119.0476 | 0 | 0 | 657.1429 | 15.8406 | 792.0311 | 787.8942 | 4.1369 | 787.9155 | 4.0942 | 0.021275 | 0 | 0 | 0 | 0 | 0 | 0
4859 | 203 | 7 | 22 | 119.0476 | 0 | 0 | 657.1429 | 15.8406 | 792.0311 | 787.8942 | 4.1369 | 787.9155 | 4.0942 | 0.021275 | 0 | 0 | 0 | 0 | 0 | 0
4860 | 203 | 7 | 22 | 119.0476 | 0 | 0 | 657.1429 | 15.8406 | 792.0311 | 787.8942 | 4.1369 | 787.9155 | 4.0942 | 0.021275 | 0 | 0 | 0 | 0 | 0 | 0
4861 | 203 | 7 | 22 | 119.0476 | 0 | 0 | 657.1429 | 15.8406 | 792.0311 | 787.8942 | 4.1369 | 787.9155 | 4.0942 | 0.021275 | 0 | 0 | 0 | 0 | 0 | 0
4862 | 203 | 7 | 22 | 119.0476 | 0 | 0 | 657.1429 | 15.8406 | 792.0311 | 787.8942 | 4.1369 | 787.9155 | 4.0942 | 0.021275 | 0 | 0 | 0 | 0 | 0 | 0
4863 | 203 | 7 | 22 | 119.0476 | 0 | 0 | 657.1429 | 15.8406 | 792.0311 | 787.8942 | 4.1369 | 787.9155 | 4.0942 | 0.021275 | 0 | 0 | 0 | 0 | 0 | 0
4864 | 203 | 7 | 22 | 119.0476 | 0 | 0 | 657.1429 | 15.8406 | 792.0311 | 787.8942 | 4.1369 | 787.9155 | 4.0942 | 0.021275 | 0 | 0 | 0 | 0 | 0 | 0
4865 | 203 | 7 | 22 | 119.0476 | 0 | 0 | 0 | 2.4295 | 121.4772 | 120.8427 | 0.6345 | 120.8459 | 0.62795 | 0.003263 | 0 | 0 | 0 | 0 | 0 | 0
4866 | 203 | 7 | 22 | 119.0476 | 1339.2857 | 0 | 0 | 29.7619 | 1488.0952 | 1480.3227 | 7.7726 | 1480.3626 | 7.6924 | 0.039972 | 0 | 0 | 0 | 0 | 0 | 0
4867 | 203 | 7 | 22 | 119.0476 | 2678.5714 | 0 | 0 | 57.0943 | 2854.7133 | 2834.0757 | 20.6376 | 1732 | 1116.8794 | 5.8036 | 0 | 0 | 0 | 0 | 0 | 0
4868 | 203 | 7 | 22 | 119.0476 | 2678.5714 | 0 | 0 | 57.0943 | 2854.7133 | 2834.0757 | 20.6376 | 1732 | 1116.8794 | 5.8036 | 0 | 0 | 0 | 0 | 0 | 0
4869 | 203 | 7 | 22 | 119.0476 | 2678.5714 | 0 | 0 | 57.0943 | 2854.7133 | 2834.0757 | 20.6376 | 1732 | 1116.8794 | 5.8036 | 0 | 0 | 0 | 0 | 0 | 0
4870 | 203 | 7 | 22 | 119.0476 | 1339.2857 | 0 | 0 | 29.7619 | 1488.0952 | 1480.3227 | 7.7726 | 1480.3626 | 7.6924 | 0.039972 | 0 | 0 | 0 | 0 | 0 | 0
4871 | 203 | 7 | 23 | 119.0476 | 0 | 0 | 0 | 2.4295 | 121.4772 | 120.8427 | 0.6345 | 120.8459 | 0.62795 | 0.003263 | 0 | 0 | 0 | 0 | 0 | 0
4872 | 204 | 7 | 23 | 119.0476 | 0 | 0 | 0 | 2.4295 | 121.4772 | 120.8427 | 0.6345 | 120.8459 | 0.62795 | 0.003263 | 0 | 0 | 0 | 0 | 0 | 0
4873 | 204 | 7 | 23 | 119.0476 | 0 | 0 | 0 | 2.4295 | 121.4772 | 120.8427 | 0.6345 | 120.8459 | 0.62795 | 0.003263 | 0 | 0 | 0 | 0 | 0 | 0
4874 | 204 | 7 | 23 | 119.0476 | 0 | 0 | 0 | 2.4295 | 121.4772 | 120.8427 | 0.6345 | 120.8459 | 0.62795 | 0.003263 | 0 | 0 | 0 | 0 | 0 | 0
4875 | 204 | 7 | 23 | 119.0476 | 0 | 0 | 0 | 2.4295 | 121.4772 | 120.8427 | 0.6345 | 120.8459 | 0.62795 | 0.003263 | 0 | 0 | 0 | 0 | 0 | 0
4876 | 204 | 7 | 23 | 119.0476 | 0 | 0 | 0 | 2.4295 | 121.4772 | 120.8427 | 0.6345 | 120.8459 | 0.62795 | 0.003263 | 0 | 0 | 0 | 0 | 0 | 0
4877 | 204 | 7 | 23 | 119.0476 | 1607.1429 | 0 | 0 | 35.2284 | 1761.4189 | 1752.1139 | 9.3049 | 1732 | 29.266 | 0.15207 | 0 | 0 | 0 | 0 | 0 | 0
4878 | 204 | 7 | 23 | 119.0476 | 2678.5714 | 0 | 0 | 57.0943 | 2854.7133 | 2834.0757 | 20.6376 | 1732 | 1116.8794 | 5.8036 | 0 | 0 | 0 | 0 | 0 | 0
4879 | 204 | 7 | 23 | 119.0476 | 2678.5714 | 0 | 657.1429 | 70.5053 | 3525.2672 | 3446 | 79.2672 | 1732 | 1732 | 60.9489 | 0 | 0 | 0 | 0 | 0 | 0
4880 | 204 | 7 | 23 | 119.0476 | 2678.5714 | 0 | 657.1429 | 70.5053 | 3525.2672 | 3446 | 79.2672 | 1732 | 1732 | 60.9489 | 0 | 0 | 0 | 0 | 0 | 0
4881 | 204 | 7 | 23 | 119.0476 | 1071.4286 | 0 | 657.1429 | 37.7065 | 1885.3256 | 1874.7362 | 10.5893 | 1732 | 152.5288 | 0.79259 | 0 | 0 | 0 | 0 | 0 | 0
4882 | 204 | 7 | 23 | 119.0476 | 0 | 0 | 657.1429 | 15.8406 | 792.0311 | 787.8942 | 4.1369 | 787.9155 | 4.0942 | 0.021275 | 0 | 0 | 0 | 0 | 0 | 0
4883 | 204 | 7 | 23 | 119.0476 | 0 | 0 | 657.1429 | 15.8406 | 792.0311 | 787.8942 | 4.1369 | 787.9155 | 4.0942 | 0.021275 | 0 | 0 | 0 | 0 | 0 | 0
4884 | 204 | 7 | 23 | 119.0476 | 0 | 0 | 657.1429 | 15.8406 | 792.0311 | 787.8942 | 4.1369 | 787.9155 | 4.0942 | 0.021275 | 0 | 0 | 0 | 0 | 0 | 0
4885 | 204 | 7 | 23 | 119.0476 | 0 | 0 | 657.1429 | 15.8406 | 792.0311 | 787.8942 | 4.1369 | 787.9155 | 4.0942 | 0.021275 | 0 | 0 | 0 | 0 | 0 | 0
4886 | 204 | 7 | 23 | 119.0476 | 0 | 0 | 657.1429 | 15.8406 | 792.0311 | 787.8942 | 4.1369 | 787.9155 | 4.0942 | 0.021275 | 0 | 0 | 0 | 0 | 0 | 0
4887 | 204 | 7 | 23 | 119.0476 | 0 | 0 | 657.1429 | 15.8406 | 792.0311 | 787.8942 | 4.1369 | 787.9155 | 4.0942 | 0.021275 | 0 | 0 | 0 | 0 | 0 | 0
4888 | 204 | 7 | 23 | 119.0476 | 0 | 0 | 657.1429 | 15.8406 | 792.0311 | 787.8942 | 4.1369 | 787.9155 | 4.0942 | 0.021275 | 0 | 0 | 0 | 0 | 0 | 0
4889 | 204 | 7 | 23 | 119.0476 | 0 | 0 | 0 | 2.4295 | 121.4772 | 120.8427 | 0.6345 | 120.8459 | 0.62795 | 0.003263 | 0 | 0 | 0 | 0 | 0 | 0
4890 | 204 | 7 | 23 | 119.0476 | 1339.2857 | 0 | 0 | 29.7619 | 1488.0952 | 1480.3227 | 7.7726 | 1480.3626 | 7.6924 | 0.039972 | 0 | 0 | 0 | 0 | 0 | 0
4891 | 204 | 7 | 23 | 119.0476 | 2678.5714 | 0 | 0 | 57.0943 | 2854.7133 | 2834.0757 | 20.6376 | 1732 | 1116.8794 | 5.8036 | 0 | 0 | 0 | 0 | 0 | 0
4892 | 204 | 7 | 23 | 119.0476 | 2678.5714 | 0 | 0 | 57.0943 | 2854.7133 | 2834.0757 | 20.6376 | 1732 | 1116.8794 | 5.8036 | 0 | 0 | 0 | 0 | 0 | 0
4893 | 204 | 7 | 23 | 119.0476 | 2678.5714 | 0 | 0 | 57.0943 | 2854.7133 | 2834.0757 | 20.6376 | 1732 | 1116.8794 | 5.8036 | 0 | 0 | 0 | 0 | 0 | 0
4894 | 204 | 7 | 23 | 119.0476 | 1339.2857 | 0 | 0 | 29.7619 | 1488.0952 | 1480.3227 | 7.7726 | 1480.3626 | 7.6924 | 0.039972 | 0 | 0 | 0 | 0 | 0 | 0
4895 | 204 | 7 | 24 | 119.0476 | 0 | 0 | 0 | 2.4295 | 121.4772 | 120.8427 | 0.6345 | 120.8459 | 0.62795 | 0.003263 | 0 | 0 | 0 | 0 | 0 | 0
4896 | 205 | 7 | 24 | 119.0476 | 0 | 0 | 0 | 2.4295 | 121.4772 | 120.8427 | 0.6345 | 120.8459 | 0.62795 | 0.003263 | 0 | 0 | 0 | 0 | 0 | 0
4897 | 205 | 7 | 24 | 119.0476 | 0 | 0 | 0 | 2.4295 | 121.4772 | 120.8427 | 0.6345 | 120.8459 | 0.62795 | 0.003263 | 0 | 0 | 0 | 0 | 0 | 0
4898 | 205 | 7 | 24 | 119.0476 | 0 | 0 | 0 | 2.4295 | 121.4772 | 120.8427 | 0.6345 | 120.8459 | 0.62795 | 0.003263 | 0 | 0 | 0 | 0 | 0 | 0
4899 | 205 | 7 | 24 | 119.0476 | 0 | 0 | 0 | 2.4295 | 121.4772 | 120.8427 | 0.6345 | 120.8459 | 0.62795 | 0.003263 | 0 | 0 | 0 | 0 | 0 | 0
4900 | 205 | 7 | 24 | 119.0476 | 0 | 0 | 0 | 2.4295 | 121.4772 | 120.8427 | 0.6345 | 120.8459 | 0.62795 | 0.003263 | 0 | 0 | 0 | 0 | 0 | 0
4901 | 205 | 7 | 24 | 119.0476 | 1607.1429 | 0 | 0 | 35.2284 | 1761.4189 | 1752.1139 | 9.3049 | 1732 | 29.266 | 0.15207 | 0 | 0 | 0 | 0 | 0 | 0
4902 | 205 | 7 | 24 | 119.0476 | 2678.5714 | 0 | 0 | 57.0943 | 2854.7133 | 2834.0757 | 20.6376 | 1732 | 1116.8794 | 5.8036 | 0 | 0 | 0 | 0 | 0 | 0
4903 | 205 | 7 | 24 | 119.0476 | 2678.5714 | 0 | 657.1429 | 70.5053 | 3525.2672 | 3446 | 79.2672 | 1732 | 1732 | 60.9489 | 0 | 0 | 0 | 0 | 0 | 0
4904 | 205 | 7 | 24 | 119.0476 | 2678.5714 | 0 | 657.1429 | 70.5053 | 3525.2672 | 3446 | 79.2672 | 1732 | 1732 | 60.9489 | 0 | 0 | 0 | 0 | 0 | 0
4905 | 205 | 7 | 24 | 119.0476 | 1071.4286 | 0 | 657.1429 | 37.7065 | 1885.3256 | 1874.7362 | 10.5893 | 1732 | 152.5288 | 0.79259 | 0 | 0 | 0 | 0 | 0 | 0
4906 | 205 | 7 | 24 | 119.0476 | 0 | 0 | 657.1429 | 15.8406 | 792.0311 | 787.8942 | 4.1369 | 787.9155 | 4.0942 | 0.021275 | 0 | 0 | 0 | 0 | 0 | 0
4907 | 205 | 7 | 24 | 119.0476 | 0 | 0 | 657.1429 | 15.8406 | 792.0311 | 787.8942 | 4.1369 | 787.9155 | 4.0942 | 0.021275 | 0 | 0 | 0 | 0 | 0 | 0
4908 | 205 | 7 | 24 | 119.0476 | 0 | 0 | 657.1429 | 15.8406 | 792.0311 | 787.8942 | 4.1369 | 787.9155 | 4.0942 | 0.021275 | 0 | 0 | 0 | 0 | 0 | 0
4909 | 205 | 7 | 24 | 119.0476 | 0 | 0 | 657.1429 | 15.8406 | 792.0311 | 787.8942 | 4.1369 | 787.9155 | 4.0942 | 0.021275 | 0 | 0 | 0 | 0 | 0 | 0
4910 | 205 | 7 | 24 | 119.0476 | 0 | 0 | 657.1429 | 15.8406 | 792.0311 | 787.8942 | 4.1369 | 787.9155 | 4.0942 | 0.021275 | 0 | 0 | 0 | 0 | 0 | 0
4911 | 205 | 7 | 24 | 119.0476 | 0 | 0 | 657.1429 | 15.8406 | 792.0311 | 787.8942 | 4.1369 | 787.9155 | 4.0942 | 0.021275 | 0 | 0 | 0 | 0 | 0 | 0
4912 | 205 | 7 | 24 | 119.0476 | 0 | 0 | 657.1429 | 15.8406 | 792.0311 | 787.8942 | 4.1369 | 787.9155 | 4.0942 | 0.021275 | 0 | 0 | 0 | 0 | 0 | 0
4913 | 205 | 7 | 24 | 119.0476 | 0 | 0 | 0 | 2.4295 | 121.4772 | 120.8427 | 0.6345 | 120.8459 | 0.62795 | 0.003263 | 0 | 0 | 0 | 0 | 0 | 0
4914 | 205 | 7 | 24 | 119.0476 | 1339.2857 | 0 | 0 | 29.7619 | 1488.0952 | 1480.3227 | 7.7726 | 1480.3626 | 7.6924 | 0.039972 | 0 | 0 | 0 | 0 | 0 | 0
4915 | 205 | 7 | 24 | 119.0476 | 2678.5714 | 0 | 0 | 57.0943 | 2854.7133 | 2834.0757 | 20.6376 | 1732 | 1116.8794 | 5.8036 | 0 | 0 | 0 | 0 | 0 | 0
4916 | 205 | 7 | 24 | 119.0476 | 2678.5714 | 0 | 0 | 57.0943 | 2854.7133 | 2834.0757 | 20.6376 | 1732 | 1116.8794 | 5.8036 | 0 | 0 | 0 | 0 | 0 | 0
4917 | 205 | 7 | 24 | 119.0476 | 2678.5714 | 0 | 0 | 57.0943 | 2854.7133 | 2834.0757 | 20.6376 | 1732 | 1116.8794 | 5.8036 | 0 | 0 | 0 | 0 | 0 | 0
4918 | 205 | 7 | 24 | 119.0476 | 1339.2857 | 0 | 0 | 29.7619 | 1488.0952 | 1480.3227 | 7.7726 | 1480.3626 | 7.6924 | 0.039972 | 0 | 0 | 0 | 0 | 0 | 0
4919 | 205 | 7 | 25 | 119.0476 | 0 | 0 | 0 | 2.4295 | 121.4772 | 120.8427 | 0.6345 | 120.8459 | 0.62795 | 0.003263 | 0 | 0 | 0 | 0 | 0 | 0
4920 | 206 | 7 | 25 | 119.0476 | 0 | 0 | 0 | 2.4295 | 121.4772 | 120.8427 | 0.6345 | 120.8459 | 0.62795 | 0.003263 | 0 | 0 | 0 | 0 | 0 | 0
4921 | 206 | 7 | 25 | 119.0476 | 0 | 0 | 0 | 2.4295 | 121.4772 | 120.8427 | 0.6345 | 120.8459 | 0.62795 | 0.003263 | 0 | 0 | 0 | 0 | 0 | 0
4922 | 206 | 7 | 25 | 119.0476 | 0 | 0 | 0 | 2.4295 | 121.4772 | 120.8427 | 0.6345 | 120.8459 | 0.62795 | 0.003263 | 0 | 0 | 0 | 0 | 0 | 0
4923 | 206 | 7 | 25 | 119.0476 | 0 | 0 | 0 | 2.4295 | 121.4772 | 120.8427 | 0.6345 | 120.8459 | 0.62795 | 0.003263 | 0 | 0 | 0 | 0 | 0 | 0
4924 | 206 | 7 | 25 | 119.0476 | 0 | 0 | 0 | 2.4295 | 121.4772 | 120.8427 | 0.6345 | 120.8459 | 0.62795 | 0.003263 | 0 | 0 | 0 | 0 | 0 | 0
4925 | 206 | 7 | 25 | 119.0476 | 1607.1429 | 0 | 0 | 35.2284 | 1761.4189 | 1752.1139 | 9.3049 | 1732 | 29.266 | 0.15207 | 0 | 0 | 0 | 0 | 0 | 0
4926 | 206 | 7 | 25 | 119.0476 | 2678.5714 | 0 | 0 | 57.0943 | 2854.7133 | 2834.0757 | 20.6376 | 1732 | 1116.8794 | 5.8036 | 0 | 0 | 0 | 0 | 0 | 0
4927 | 206 | 7 | 25 | 119.0476 | 2678.5714 | 0 | 657.1429 | 70.5053 | 3525.2672 | 3446 | 79.2672 | 1732 | 1732 | 60.9489 | 0 | 0 | 0 | 0 | 0 | 0
4928 | 206 | 7 | 25 | 119.0476 | 2678.5714 | 0 | 657.1429 | 70.5053 | 3525.2672 | 3446 | 79.2672 | 1732 | 1732 | 60.9489 | 0 | 0 | 0 | 0 | 0 | 0
4929 | 206 | 7 | 25 | 119.0476 | 1071.4286 | 0 | 657.1429 | 37.7065 | 1885.3256 | 1874.7362 | 10.5893 | 1732 | 152.5288 | 0.79259 | 0 | 0 | 0 | 0 | 0 | 0
4930 | 206 | 7 | 25 | 119.0476 | 0 | 0 | 657.1429 | 15.8406 | 792.0311 | 787.8942 | 4.1369 | 787.9155 | 4.0942 | 0.021275 | 0 | 0 | 0 | 0 | 0 | 0
4931 | 206 | 7 | 25 | 119.0476 | 0 | 0 | 657.1429 | 15.8406 | 792.0311 | 787.8942 | 4.1369 | 787.9155 | 4.0942 | 0.021275 | 0 | 0 | 0 | 0 | 0 | 0
4932 | 206 | 7 | 25 | 119.0476 | 0 | 0 | 657.1429 | 15.8406 | 792.0311 | 787.8942 | 4.1369 | 787.9155 | 4.0942 | 0.021275 | 0 | 0 | 0 | 0 | 0 | 0
4933 | 206 | 7 | 25 | 119.0476 | 0 | 0 | 657.1429 | 15.8406 | 792.0311 | 787.8942 | 4.1369 | 787.9155 | 4.0942 | 0.021275 | 0 | 0 | 0 | 0 | 0 | 0
4934 | 206 | 7 | 25 | 119.0476 | 0 | 0 | 657.1429 | 15.8406 | 792.0311 | 787.8942 | 4.1369 | 787.9155 | 4.0942 | 0.021275 | 0 | 0 | 0 | 0 | 0 | 0
4935 | 206 | 7 | 25 | 119.0476 | 0 | 0 | 657.1429 | 15.8406 | 792.0311 | 787.8942 | 4.1369 | 787.9155 | 4.0942 | 0.021275 | 0 | 0 | 0 | 0 | 0 | 0
4936 | 206 | 7 | 25 | 119.0476 | 0 | 0 | 657.1429 | 15.8406 | 792.0311 | 787.8942 | 4.1369 | 787.9155 | 4.0942 | 0.021275 | 0 | 0 | 0 | 0 | 0 | 0
4937 | 206 | 7 | 25 | 119.0476 | 0 | 0 | 0 | 2.4295 | 121.4772 | 120.8427 | 0.6345 | 120.8459 | 0.62795 | 0.003263 | 0 | 0 | 0 | 0 | 0 | 0
4938 | 206 | 7 | 25 | 119.0476 | 1339.2857 | 0 | 0 | 29.7619 | 1488.0952 | 1480.3227 | 7.7726 | 1480.3626 | 7.6924 | 0.039972 | 0 | 0 | 0 | 0 | 0 | 0
4939 | 206 | 7 | 25 | 119.0476 | 2678.5714 | 0 | 0 | 57.0943 | 2854.7133 | 2834.0757 | 20.6376 | 1732 | 1116.8794 | 5.8036 | 0 | 0 | 0 | 0 | 0 | 0
4940 | 206 | 7 | 25 | 119.0476 | 2678.5714 | 0 | 0 | 57.0943 | 2854.7133 | 2834.0757 | 20.6376 | 1732 | 1116.8794 | 5.8036 | 0 | 0 | 0 | 0 | 0 | 0
4941 | 206 | 7 | 25 | 119.0476 | 2678.5714 | 0 | 0 | 57.0943 | 2854.7133 | 2834.0757 | 20.6376 | 1732 | 1116.8794 | 5.8036 | 0 | 0 | 0 | 0 | 0 | 0
4942 | 206 | 7 | 25 | 119.0476 | 1339.2857 | 0 | 0 | 29.7619 | 1488.0952 | 1480.3227 | 7.7726 | 1480.3626 | 7.6924 | 0.039972 | 0 | 0 | 0 | 0 | 0 | 0
4943 | 206 | 7 | 26 | 119.0476 | 0 | 0 | 0 | 2.4295 | 121.4772 | 120.8427 | 0.6345 | 120.8459 | 0.62795 | 0.003263 | 0 | 0 | 0 | 0 | 0 | 0
4944 | 207 | 7 | 26 | 119.0476 | 0 | 0 | 0 | 2.4295 | 121.4772 | 120.8427 | 0.6345 | 120.8459 | 0.62795 | 0.003263 | 0 | 0 | 0 | 0 | 0 | 0
4945 | 207 | 7 | 26 | 119.0476 | 0 | 0 | 0 | 2.4295 | 121.4772 | 120.8427 | 0.6345 | 120.8459 | 0.62795 | 0.003263 | 0 | 0 | 0 | 0 | 0 | 0
4946 | 207 | 7 | 26 | 119.0476 | 0 | 0 | 0 | 2.4295 | 121.4772 | 120.8427 | 0.6345 | 120.8459 | 0.62795 | 0.003263 | 0 | 0 | 0 | 0 | 0 | 0
4947 | 207 | 7 | 26 | 119.0476 | 0 | 0 | 0 | 2.4295 | 121.4772 | 120.8427 | 0.6345 | 120.8459 | 0.62795 | 0.003263 | 0 | 0 | 0 | 0 | 0 | 0
4948 | 207 | 7 | 26 | 119.0476 | 0 | 0 | 0 | 2.4295 | 121.4772 | 120.8427 | 0.6345 | 120.8459 | 0.62795 | 0.003263 | 0 | 0 | 0 | 0 | 0 | 0
4949 | 207 | 7 | 26 | 119.0476 | 1607.1429 | 0 | 0 | 35.2284 | 1761.4189 | 1752.1139 | 9.3049 | 1732 | 29.266 | 0.15207 | 0 | 0 | 0 | 0 | 0 | 0
4950 | 207 | 7 | 26 | 119.0476 | 2678.5714 | 0 | 0 | 57.0943 | 2854.7133 | 2834.0757 | 20.6376 | 1732 | 1116.8794 | 5.8036 | 0 | 0 | 0 | 0 | 0 | 0
4951 | 207 | 7 | 26 | 119.0476 | 2678.5714 | 0 | 657.1429 | 70.5053 | 3525.2672 | 3446 | 79.2672 | 1732 | 1732 | 60.9489 | 0 | 0 | 0 | 0 | 0 | 0
4952 | 207 | 7 | 26 | 119.0476 | 2678.5714 | 0 | 657.1429 | 70.5053 | 3525.2672 | 3446 | 79.2672 | 1732 | 1732 | 60.9489 | 0 | 0 | 0 | 0 | 0 | 0
4953 | 207 | 7 | 26 | 119.0476 | 1071.4286 | 0 | 657.1429 | 37.7065 | 1885.3256 | 1874.7362 | 10.5893 | 1732 | 152.5288 | 0.79259 | 0 | 0 | 0 | 0 | 0 | 0
4954 | 207 | 7 | 26 | 119.0476 | 0 | 0 | 657.1429 | 15.8406 | 792.0311 | 787.8942 | 4.1369 | 787.9155 | 4.0942 | 0.021275 | 0 | 0 | 0 | 0 | 0 | 0
4955 | 207 | 7 | 26 | 119.0476 | 0 | 0 | 657.1429 | 15.8406 | 792.0311 | 787.8942 | 4.1369 | 787.9155 | 4.0942 | 0.021275 | 0 | 0 | 0 | 0 | 0 | 0
4956 | 207 | 7 | 26 | 119.0476 | 0 | 0 | 657.1429 | 15.8406 | 792.0311 | 787.8942 | 4.1369 | 787.9155 | 4.0942 | 0.021275 | 0 | 0 | 0 | 0 | 0 | 0
4957 | 207 | 7 | 26 | 119.0476 | 0 | 0 | 657.1429 | 15.8406 | 792.0311 | 787.8942 | 4.1369 | 787.9155 | 4.0942 | 0.021275 | 0 | 0 | 0 | 0 | 0 | 0
4958 | 207 | 7 | 26 | 119.0476 | 0 | 0 | 657.1429 | 15.8406 | 792.0311 | 787.8942 | 4.1369 | 787.9155 | 4.0942 | 0.021275 | 0 | 0 | 0 | 0 | 0 | 0
4959 | 207 | 7 | 26 | 119.0476 | 0 | 0 | 657.1429 | 15.8406 | 792.0311 | 787.8942 | 4.1369 | 787.9155 | 4.0942 | 0.021275 | 0 | 0 | 0 | 0 | 0 | 0
4960 | 207 | 7 | 26 | 119.0476 | 0 | 0 | 657.1429 | 15.8406 | 792.0311 | 787.8942 | 4.1369 | 787.9155 | 4.0942 | 0.021275 | 0 | 0 | 0 | 0 | 0 | 0
4961 | 207 | 7 | 26 | 119.0476 | 0 | 0 | 0 | 2.4295 | 121.4772 | 120.8427 | 0.6345 | 120.8459 | 0.62795 | 0.003263 | 0 | 0 | 0 | 0 | 0 | 0
4962 | 207 | 7 | 26 | 119.0476 | 1339.2857 | 0 | 0 | 29.7619 | 1488.0952 | 1480.3227 | 7.7726 | 1480.3626 | 7.6924 | 0.039972 | 0 | 0 | 0 | 0 | 0 | 0
4963 | 207 | 7 | 26 | 119.0476 | 2678.5714 | 0 | 0 | 57.0943 | 2854.7133 | 2834.0757 | 20.6376 | 1732 | 1116.8794 | 5.8036 | 0 | 0 | 0 | 0 | 0 | 0
4964 | 207 | 7 | 26 | 119.0476 | 2678.5714 | 0 | 0 | 57.0943 | 2854.7133 | 2834.0757 | 20.6376 | 1732 | 1116.8794 | 5.8036 | 0 | 0 | 0 | 0 | 0 | 0
4965 | 207 | 7 | 26 | 119.0476 | 2678.5714 | 0 | 0 | 57.0943 | 2854.7133 | 2834.0757 | 20.6376 | 1732 | 1116.8794 | 5.8036 | 0 | 0 | 0 | 0 | 0 | 0
4966 | 207 | 7 | 26 | 119.0476 | 1339.2857 | 0 | 0 | 29.7619 | 1488.0952 | 1480.3227 | 7.7726 | 1480.3626 | 7.6924 | 0.039972 | 0 | 0 | 0 | 0 | 0 | 0
4967 | 207 | 7 | 27 | 119.0476 | 0 | 0 | 0 | 2.4295 | 121.4772 | 120.8427 | 0.6345 | 120.8459 | 0.62795 | 0.003263 | 0 | 0 | 0 | 0 | 0 | 0
4968 | 208 | 7 | 27 | 119.0476 | 0 | 0 | 0 | 2.4295 | 121.4772 | 120.8427 | 0.6345 | 120.8459 | 0.62795 | 0.003263 | 0 | 0 | 0 | 0 | 0 | 0
4969 | 208 | 7 | 27 | 119.0476 | 0 | 0 | 0 | 2.4295 | 121.4772 | 120.8427 | 0.6345 | 120.8459 | 0.62795 | 0.003263 | 0 | 0 | 0 | 0 | 0 | 0
4970 | 208 | 7 | 27 | 119.0476 | 0 | 0 | 0 | 2.4295 | 121.4772 | 120.8427 | 0.6345 | 120.8459 | 0.62795 | 0.003263 | 0 | 0 | 0 | 0 | 0 | 0
4971 | 208 | 7 | 27 | 119.0476 | 0 | 0 | 0 | 2.4295 | 121.4772 | 120.8427 | 0.6345 | 120.8459 | 0.62795 | 0.003263 | 0 | 0 | 0 | 0 | 0 | 0
4972 | 208 | 7 | 27 | 119.0476 | 0 | 0 | 0 | 2.4295 | 121.4772 | 120.8427 | 0.6345 | 120.8459 | 0.62795 | 0.003263 | 0 | 0 | 0 | 0 | 0 | 0
4973 | 208 | 7 | 27 | 119.0476 | 1607.1429 | 0 | 0 | 35.2284 | 1761.4189 | 1752.1139 | 9.3049 | 1732 | 29.266 | 0.15207 | 0 | 0 | 0 | 0 | 0 | 0
4974 | 208 | 7 | 27 | 119.0476 | 2678.5714 | 0 | 0 | 57.0943 | 2854.7133 | 2834.0757 | 20.6376 | 1732 | 1116.8794 | 5.8036 | 0 | 0 | 0 | 0 | 0 | 0
4975 | 208 | 7 | 27 | 119.0476 | 2678.5714 | 0 | 657.1429 | 70.5053 | 3525.2672 | 3446 | 79.2672 | 1732 | 1732 | 60.9489 | 0 | 0 | 0 | 0 | 0 | 0
4976 | 208 | 7 | 27 | 119.0476 | 2678.5714 | 0 | 657.1429 | 70.5053 | 3525.2672 | 3446 | 79.2672 | 1732 | 1732 | 60.9489 | 0 | 0 | 0 | 0 | 0 | 0
4977 | 208 | 7 | 27 | 119.0476 | 1071.4286 | 0 | 657.1429 | 37.7065 | 1885.3256 | 1874.7362 | 10.5893 | 1732 | 152.5288 | 0.79259 | 0 | 0 | 0 | 0 | 0 | 0
4978 | 208 | 7 | 27 | 119.0476 | 0 | 0 | 657.1429 | 15.8406 | 792.0311 | 787.8942 | 4.1369 | 787.9155 | 4.0942 | 0.021275 | 0 | 0 | 0 | 0 | 0 | 0
4979 | 208 | 7 | 27 | 119.0476 | 0 | 0 | 657.1429 | 15.8406 | 792.0311 | 787.8942 | 4.1369 | 787.9155 | 4.0942 | 0.021275 | 0 | 0 | 0 | 0 | 0 | 0
4980 | 208 | 7 | 27 | 119.0476 | 0 | 0 | 657.1429 | 15.8406 | 792.0311 | 787.8942 | 4.1369 | 787.9155 | 4.0942 | 0.021275 | 0 | 0 | 0 | 0 | 0 | 0
4981 | 208 | 7 | 27 | 119.0476 | 0 | 0 | 657.1429 | 15.8406 | 792.0311 | 787.8942 | 4.1369 | 787.9155 | 4.0942 | 0.021275 | 0 | 0 | 0 | 0 | 0 | 0
4982 | 208 | 7 | 27 | 119.0476 | 0 | 0 | 657.1429 | 15.8406 | 792.0311 | 787.8942 | 4.1369 | 787.9155 | 4.0942 | 0.021275 | 0 | 0 | 0 | 0 | 0 | 0
4983 | 208 | 7 | 27 | 119.0476 | 0 | 0 | 657.1429 | 15.8406 | 792.0311 | 787.8942 | 4.1369 | 787.9155 | 4.0942 | 0.021275 | 0 | 0 | 0 | 0 | 0 | 0
4984 | 208 | 7 | 27 | 119.0476 | 0 | 0 | 657.1429 | 15.8406 | 792.0311 | 787.8942 | 4.1369 | 787.9155 | 4.0942 | 0.021275 | 0 | 0 | 0 | 0 | 0 | 0
4985 | 208 | 7 | 27 | 119.0476 | 0 | 0 | 0 | 2.4295 | 121.4772 | 120.8427 | 0.6345 | 120.8459 | 0.62795 | 0.003263 | 0 | 0 | 0 | 0 | 0 | 0
4986 | 208 | 7 | 27 | 119.0476 | 1339.2857 | 0 | 0 | 29.7619 | 1488.0952 | 1480.3227 | 7.7726 | 1480.3626 | 7.6924 | 0.039972 | 0 | 0 | 0 | 0 | 0 | 0
4987 | 208 | 7 | 27 | 119.0476 | 2678.5714 | 0 | 0 | 57.0943 | 2854.7133 | 2834.0757 | 20.6376 | 1732 | 1116.8794 | 5.8036 | 0 | 0 | 0 | 0 | 0 | 0
4988 | 208 | 7 | 27 | 119.0476 | 2678.5714 | 0 | 0 | 57.0943 | 2854.7133 | 2834.0757 | 20.6376 | 1732 | 1116.8794 | 5.8036 | 0 | 0 | 0 | 0 | 0 | 0
4989 | 208 | 7 | 27 | 119.0476 | 2678.5714 | 0 | 0 | 57.0943 | 2854.7133 | 2834.0757 | 20.6376 | 1732 | 1116.8794 | 5.8036 | 0 | 0 | 0 | 0 | 0 | 0
4990 | 208 | 7 | 27 | 119.0476 | 1339.2857 | 0 | 0 | 29.7619 | 1488.0952 | 1480.3227 | 7.7726 | 1480.3626 | 7.6924 | 0.039972 | 0 | 0 | 0 | 0 | 0 | 0
4991 | 208 | 7 | 28 | 119.0476 | 0 | 0 | 0 | 2.4295 | 121.4772 | 120.8427 | 0.6345 | 120.8459 | 0.62795 | 0.003263 | 0 | 0 | 0 | 0 | 0 | 0
4992 | 209 | 7 | 28 | 119.0476 | 0 | 0 | 0 | 2.4295 | 121.4772 | 120.8427 | 0.6345 | 120.8459 | 0.62795 | 0.003263 | 0 | 0 | 0 | 0 | 0 | 0
4993 | 209 | 7 | 28 | 119.0476 | 0 | 0 | 0 | 2.4295 | 121.4772 | 120.8427 | 0.6345 | 120.8459 | 0.62795 | 0.003263 | 0 | 0 | 0 | 0 | 0 | 0
4994 | 209 | 7 | 28 | 119.0476 | 0 | 0 | 0 | 2.4295 | 121.4772 | 120.8427 | 0.6345 | 120.8459 | 0.62795 | 0.003263 | 0 | 0 | 0 | 0 | 0 | 0
4995 | 209 | 7 | 28 | 119.0476 | 0 | 0 | 0 | 2.4295 | 121.4772 | 120.8427 | 0.6345 | 120.8459 | 0.62795 | 0.003263 | 0 | 0 | 0 | 0 | 0 | 0
4996 | 209 | 7 | 28 | 119.0476 | 0 | 0 | 0 | 2.4295 | 121.4772 | 120.8427 | 0.6345 | 120.8459 | 0.62795 | 0.003263 | 0 | 0 | 0 | 0 | 0 | 0
4997 | 209 | 7 | 28 | 119.0476 | 1607.1429 | 0 | 0 | 35.2284 | 1761.4189 | 1752.1139 | 9.3049 | 1732 | 29.266 | 0.15207 | 0 | 0 | 0 | 0 | 0 | 0
4998 | 209 | 7 | 28 | 119.0476 | 2678.5714 | 0 | 0 | 57.0943 | 2854.7133 | 2834.0757 | 20.6376 | 1732 | 1116.8794 | 5.8036 | 0 | 0 | 0 | 0 | 0 | 0
4999 | 209 | 7 | 28 | 119.0476 | 2678.5714 | 0 | 657.1429 | 70.5053 | 3525.2672 | 3446 | 79.2672 | 1732 | 1732 | 60.9489 | 0 | 0 | 0 | 0 | 0 | 0
5000 | 209 | 7 | 28 | 119.0476 | 2678.5714 | 0 | 657.1429 | 70.5053 | 3525.2672 | 3446 | 79.2672 | 1732 | 1732 | 60.9489 | 0 | 0 | 0 | 0 | 0 | 0
5001 | 209 | 7 | 28 | 119.0476 | 1071.4286 | 0 | 657.1429 | 37.7065 | 1885.3256 | 1874.7362 | 10.5893 | 1732 | 152.5288 | 0.79259 | 0 | 0 | 0 | 0 | 0 | 0
5002 | 209 | 7 | 28 | 119.0476 | 0 | 0 | 657.1429 | 15.8406 | 792.0311 | 787.8942 | 4.1369 | 787.9155 | 4.0942 | 0.021275 | 0 | 0 | 0 | 0 | 0 | 0
5003 | 209 | 7 | 28 | 119.0476 | 0 | 0 | 657.1429 | 15.8406 | 792.0311 | 787.8942 | 4.1369 | 787.9155 | 4.0942 | 0.021275 | 0 | 0 | 0 | 0 | 0 | 0
5004 | 209 | 7 | 28 | 119.0476 | 0 | 0 | 657.1429 | 15.8406 | 792.0311 | 787.8942 | 4.1369 | 787.9155 | 4.0942 | 0.021275 | 0 | 0 | 0 | 0 | 0 | 0
5005 | 209 | 7 | 28 | 119.0476 | 0 | 0 | 657.1429 | 15.8406 | 792.0311 | 787.8942 | 4.1369 | 787.9155 | 4.0942 | 0.021275 | 0 | 0 | 0 | 0 | 0 | 0
5006 | 209 | 7 | 28 | 119.0476 | 0 | 0 | 657.1429 | 15.8406 | 792.0311 | 787.8942 | 4.1369 | 787.9155 | 4.0942 | 0.021275 | 0 | 0 | 0 | 0 | 0 | 0
5007 | 209 | 7 | 28 | 119.0476 | 0 | 0 | 657.1429 | 15.8406 | 792.0311 | 787.8942 | 4.1369 | 787.9155 | 4.0942 | 0.021275 | 0 | 0 | 0 | 0 | 0 | 0
5008 | 209 | 7 | 28 | 119.0476 | 0 | 0 | 657.1429 | 15.8406 | 792.0311 | 787.8942 | 4.1369 | 787.9155 | 4.0942 | 0.021275 | 0 | 0 | 0 | 0 | 0 | 0
5009 | 209 | 7 | 28 | 119.0476 | 0 | 0 | 0 | 2.4295 | 121.4772 | 120.8427 | 0.6345 | 120.8459 | 0.62795 | 0.003263 | 0 | 0 | 0 | 0 | 0 | 0
5010 | 209 | 7 | 28 | 119.0476 | 1339.2857 | 0 | 0 | 29.7619 | 1488.0952 | 1480.3227 | 7.7726 | 1480.3626 | 7.6924 | 0.039972 | 0 | 0 | 0 | 0 | 0 | 0
5011 | 209 | 7 | 28 | 119.0476 | 2678.5714 | 0 | 0 | 57.0943 | 2854.7133 | 2834.0757 | 20.6376 | 1732 | 1116.8794 | 5.8036 | 0 | 0 | 0 | 0 | 0 | 0
5012 | 209 | 7 | 28 | 119.0476 | 2678.5714 | 0 | 0 | 57.0943 | 2854.7133 | 2834.0757 | 20.6376 | 1732 | 1116.8794 | 5.8036 | 0 | 0 | 0 | 0 | 0 | 0
5013 | 209 | 7 | 28 | 119.0476 | 2678.5714 | 0 | 0 | 57.0943 | 2854.7133 | 2834.0757 | 20.6376 | 1732 | 1116.8794 | 5.8036 | 0 | 0 | 0 | 0 | 0 | 0
5014 | 209 | 7 | 28 | 119.0476 | 1339.2857 | 0 | 0 | 29.7619 | 1488.0952 | 1480.3227 | 7.7726 | 1480.3626 | 7.6924 | 0.039972 | 0 | 0 | 0 | 0 | 0 | 0
5015 | 209 | 7 | 29 | 119.0476 | 0 | 0 | 0 | 2.4295 | 121.4772 | 120.8427 | 0.6345 | 120.8459 | 0.62795 | 0.003263 | 0 | 0 | 0 | 0 | 0 | 0
5016 | 210 | 7 | 29 | 119.0476 | 0 | 0 | 0 | 2.4295 | 121.4772 | 120.8427 | 0.6345 | 120.8459 | 0.62795 | 0.003263 | 0 | 0 | 0 | 0 | 0 | 0
5017 | 210 | 7 | 29 | 119.0476 | 0 | 0 | 0 | 2.4295 | 121.4772 | 120.8427 | 0.6345 | 120.8459 | 0.62795 | 0.003263 | 0 | 0 | 0 | 0 | 0 | 0
5018 | 210 | 7 | 29 | 119.0476 | 0 | 0 | 0 | 2.4295 | 121.4772 | 120.8427 | 0.6345 | 120.8459 | 0.62795 | 0.003263 | 0 | 0 | 0 | 0 | 0 | 0
5019 | 210 | 7 | 29 | 119.0476 | 0 | 0 | 0 | 2.4295 | 121.4772 | 120.8427 | 0.6345 | 120.8459 | 0.62795 | 0.003263 | 0 | 0 | 0 | 0 | 0 | 0
5020 | 210 | 7 | 29 | 119.0476 | 0 | 0 | 0 | 2.4295 | 121.4772 | 120.8427 | 0.6345 | 120.8459 | 0.62795 | 0.003263 | 0 | 0 | 0 | 0 | 0 | 0
5021 | 210 | 7 | 29 | 119.0476 | 1607.1429 | 0 | 0 | 35.2284 | 1761.4189 | 1752.1139 | 9.3049 | 1732 | 29.266 | 0.15207 | 0 | 0 | 0 | 0 | 0 | 0
5022 | 210 | 7 | 29 | 119.0476 | 2678.5714 | 0 | 0 | 57.0943 | 2854.7133 | 2834.0757 | 20.6376 | 1732 | 1116.8794 | 5.8036 | 0 | 0 | 0 | 0 | 0 | 0
5023 | 210 | 7 | 29 | 119.0476 | 2678.5714 | 0 | 657.1429 | 70.5053 | 3525.2672 | 3446 | 79.2672 | 1732 | 1732 | 60.9489 | 0 | 0 | 0 | 0 | 0 | 0
5024 | 210 | 7 | 29 | 119.0476 | 2678.5714 | 0 | 657.1429 | 70.5053 | 3525.2672 | 3446 | 79.2672 | 1732 | 1732 | 60.9489 | 0 | 0 | 0 | 0 | 0 | 0
5025 | 210 | 7 | 29 | 119.0476 | 1071.4286 | 0 | 657.1429 | 37.7065 | 1885.3256 | 1874.7362 | 10.5893 | 1732 | 152.5288 | 0.79259 | 0 | 0 | 0 | 0 | 0 | 0
5026 | 210 | 7 | 29 | 119.0476 | 0 | 0 | 657.1429 | 15.8406 | 792.0311 | 787.8942 | 4.1369 | 787.9155 | 4.0942 | 0.021275 | 0 | 0 | 0 | 0 | 0 | 0
5027 | 210 | 7 | 29 | 119.0476 | 0 | 0 | 657.1429 | 15.8406 | 792.0311 | 787.8942 | 4.1369 | 787.9155 | 4.0942 | 0.021275 | 0 | 0 | 0 | 0 | 0 | 0
5028 | 210 | 7 | 29 | 119.0476 | 0 | 0 | 657.1429 | 15.8406 | 792.0311 | 787.8942 | 4.1369 | 787.9155 | 4.0942 | 0.021275 | 0 | 0 | 0 | 0 | 0 | 0
5029 | 210 | 7 | 29 | 119.0476 | 0 | 0 | 657.1429 | 15.8406 | 792.0311 | 787.8942 | 4.1369 | 787.9155 | 4.0942 | 0.021275 | 0 | 0 | 0 | 0 | 0 | 0
5030 | 210 | 7 | 29 | 119.0476 | 0 | 0 | 657.1429 | 15.8406 | 792.0311 | 787.8942 | 4.1369 | 787.9155 | 4.0942 | 0.021275 | 0 | 0 | 0 | 0 | 0 | 0
5031 | 210 | 7 | 29 | 119.0476 | 0 | 0 | 657.1429 | 15.8406 | 792.0311 | 787.8942 | 4.1369 | 787.9155 | 4.0942 | 0.021275 | 0 | 0 | 0 | 0 | 0 | 0
5032 | 210 | 7 | 29 | 119.0476 | 0 | 0 | 657.1429 | 15.8406 | 792.0311 | 787.8942 | 4.1369 | 787.9155 | 4.0942 | 0.021275 | 0 | 0 | 0 | 0 | 0 | 0
5033 | 210 | 7 | 29 | 119.0476 | 0 | 0 | 0 | 2.4295 | 121.4772 | 120.8427 | 0.6345 | 120.8459 | 0.62795 | 0.003263 | 0 | 0 | 0 | 0 | 0 | 0
5034 | 210 | 7 | 29 | 119.0476 | 1339.2857 | 0 | 0 | 29.7619 | 1488.0952 | 1480.3227 | 7.7726 | 1480.3626 | 7.6924 | 0.039972 | 0 | 0 | 0 | 0 | 0 | 0
5035 | 210 | 7 | 29 | 119.0476 | 2678.5714 | 0 | 0 | 57.0943 | 2854.7133 | 2834.0757 | 20.6376 | 1732 | 1116.8794 | 5.8036 | 0 | 0 | 0 | 0 | 0 | 0
5036 | 210 | 7 | 29 | 119.0476 | 2678.5714 | 0 | 0 | 57.0943 | 2854.7133 | 2834.0757 | 20.6376 | 1732 | 1116.8794 | 5.8036 | 0 | 0 | 0 | 0 | 0 | 0
5037 | 210 | 7 | 29 | 119.0476 | 2678.5714 | 0 | 0 | 57.0943 | 2854.7133 | 2834.0757 | 20.6376 | 1732 | 1116.8794 | 5.8036 | 0 | 0 | 0 | 0 | 0 | 0
5038 | 210 | 7 | 29 | 119.0476 | 1339.2857 | 0 | 0 | 29.7619 | 1488.0952 | 1480.3227 | 7.7726 | 1480.3626 | 7.6924 | 0.039972 | 0 | 0 | 0 | 0 | 0 | 0
5039 | 210 | 7 | 30 | 119.0476 | 0 | 0 | 0 | 2.4295 | 121.4772 | 120.8427 | 0.6345 | 120.8459 | 0.62795 | 0.003263 | 0 | 0 | 0 | 0 | 0 | 0
5040 | 211 | 7 | 30 | 119.0476 | 0 | 0 | 0 | 2.4295 | 121.4772 | 120.8427 | 0.6345 | 120.8459 | 0.62795 | 0.003263 | 0 | 0 | 0 | 0 | 0 | 0
5041 | 211 | 7 | 30 | 119.0476 | 0 | 0 | 0 | 2.4295 | 121.4772 | 120.8427 | 0.6345 | 120.8459 | 0.62795 | 0.003263 | 0 | 0 | 0 | 0 | 0 | 0
5042 | 211 | 7 | 30 | 119.0476 | 0 | 0 | 0 | 2.4295 | 121.4772 | 120.8427 | 0.6345 | 120.8459 | 0.62795 | 0.003263 | 0 | 0 | 0 | 0 | 0 | 0
5043 | 211 | 7 | 30 | 119.0476 | 0 | 0 | 0 | 2.4295 | 121.4772 | 120.8427 | 0.6345 | 120.8459 | 0.62795 | 0.003263 | 0 | 0 | 0 | 0 | 0 | 0
5044 | 211 | 7 | 30 | 119.0476 | 0 | 0 | 0 | 2.4295 | 121.4772 | 120.8427 | 0.6345 | 120.8459 | 0.62795 | 0.003263 | 0 | 0 | 0 | 0 | 0 | 0
5045 | 211 | 7 | 30 | 119.0476 | 1607.1429 | 0 | 0 | 35.2284 | 1761.4189 | 1752.1139 | 9.3049 | 1732 | 29.266 | 0.15207 | 0 | 0 | 0 | 0 | 0 | 0
5046 | 211 | 7 | 30 | 119.0476 | 2678.5714 | 0 | 0 | 57.0943 | 2854.7133 | 2834.0757 | 20.6376 | 1732 | 1116.8794 | 5.8036 | 0 | 0 | 0 | 0 | 0 | 0
5047 | 211 | 7 | 30 | 119.0476 | 2678.5714 | 0 | 657.1429 | 70.5053 | 3525.2672 | 3446 | 79.2672 | 1732 | 1732 | 60.9489 | 0 | 0 | 0 | 0 | 0 | 0
5048 | 211 | 7 | 30 | 119.0476 | 2678.5714 | 0 | 657.1429 | 70.5053 | 3525.2672 | 3446 | 79.2672 | 1732 | 1732 | 60.9489 | 0 | 0 | 0 | 0 | 0 | 0
5049 | 211 | 7 | 30 | 119.0476 | 1071.4286 | 0 | 657.1429 | 37.7065 | 1885.3256 | 1874.7362 | 10.5893 | 1732 | 152.5288 | 0.79259 | 0 | 0 | 0 | 0 | 0 | 0
5050 | 211 | 7 | 30 | 119.0476 | 0 | 0 | 657.1429 | 15.8406 | 792.0311 | 787.8942 | 4.1369 | 787.9155 | 4.0942 | 0.021275 | 0 | 0 | 0 | 0 | 0 | 0
5051 | 211 | 7 | 30 | 119.0476 | 0 | 0 | 657.1429 | 15.8406 | 792.0311 | 787.8942 | 4.1369 | 787.9155 | 4.0942 | 0.021275 | 0 | 0 | 0 | 0 | 0 | 0
5052 | 211 | 7 | 30 | 119.0476 | 0 | 0 | 657.1429 | 15.8406 | 792.0311 | 787.8942 | 4.1369 | 787.9155 | 4.0942 | 0.021275 | 0 | 0 | 0 | 0 | 0 | 0
5053 | 211 | 7 | 30 | 119.0476 | 0 | 0 | 657.1429 | 15.8406 | 792.0311 | 787.8942 | 4.1369 | 787.9155 | 4.0942 | 0.021275 | 0 | 0 | 0 | 0 | 0 | 0
5054 | 211 | 7 | 30 | 119.0476 | 0 | 0 | 657.1429 | 15.8406 | 792.0311 | 787.8942 | 4.1369 | 787.9155 | 4.0942 | 0.021275 | 0 | 0 | 0 | 0 | 0 | 0
5055 | 211 | 7 | 30 | 119.0476 | 0 | 0 | 657.1429 | 15.8406 | 792.0311 | 787.8942 | 4.1369 | 787.9155 | 4.0942 | 0.021275 | 0 | 0 | 0 | 0 | 0 | 0
5056 | 211 | 7 | 30 | 119.0476 | 0 | 0 | 657.1429 | 15.8406 | 792.0311 | 787.8942 | 4.1369 | 787.9155 | 4.0942 | 0.021275 | 0 | 0 | 0 | 0 | 0 | 0
5057 | 211 | 7 | 30 | 119.0476 | 0 | 0 | 0 | 2.4295 | 121.4772 | 120.8427 | 0.6345 | 120.8459 | 0.62795 | 0.003263 | 0 | 0 | 0 | 0 | 0 | 0
5058 | 211 | 7 | 30 | 119.0476 | 1339.2857 | 0 | 0 | 29.7619 | 1488.0952 | 1480.3227 | 7.7726 | 1480.3626 | 7.6924 | 0.039972 | 0 | 0 | 0 | 0 | 0 | 0
5059 | 211 | 7 | 30 | 119.0476 | 2678.5714 | 0 | 0 | 57.0943 | 2854.7133 | 2834.0757 | 20.6376 | 1732 | 1116.8794 | 5.8036 | 0 | 0 | 0 | 0 | 0 | 0
5060 | 211 | 7 | 30 | 119.0476 | 2678.5714 | 0 | 0 | 57.0943 | 2854.7133 | 2834.0757 | 20.6376 | 1732 | 1116.8794 | 5.8036 | 0 | 0 | 0 | 0 | 0 | 0
5061 | 211 | 7 | 30 | 119.0476 | 2678.5714 | 0 | 0 | 57.0943 | 2854.7133 | 2834.0757 | 20.6376 | 1732 | 1116.8794 | 5.8036 | 0 | 0 | 0 | 0 | 0 | 0
5062 | 211 | 7 | 30 | 119.0476 | 1339.2857 | 0 | 0 | 29.7619 | 1488.0952 | 1480.3227 | 7.7726 | 1480.3626 | 7.6924 | 0.039972 | 0 | 0 | 0 | 0 | 0 | 0
5063 | 211 | 7 | 31 | 119.0476 | 0 | 0 | 0 | 2.4295 | 121.4772 | 120.8427 | 0.6345 | 120.8459 | 0.62795 | 0.003263 | 0 | 0 | 0 | 0 | 0 | 0
5064 | 212 | 7 | 31 | 119.0476 | 0 | 0 | 0 | 2.4295 | 121.4772 | 120.8427 | 0.6345 | 120.8459 | 0.62795 | 0.003263 | 0 | 0 | 0 | 0 | 0 | 0
5065 | 212 | 7 | 31 | 119.0476 | 0 | 0 | 0 | 2.4295 | 121.4772 | 120.8427 | 0.6345 | 120.8459 | 0.62795 | 0.003263 | 0 | 0 | 0 | 0 | 0 | 0
5066 | 212 | 7 | 31 | 119.0476 | 0 | 0 | 0 | 2.4295 | 121.4772 | 120.8427 | 0.6345 | 120.8459 | 0.62795 | 0.003263 | 0 | 0 | 0 | 0 | 0 | 0
5067 | 212 | 7 | 31 | 119.0476 | 0 | 0 | 0 | 2.4295 | 121.4772 | 120.8427 | 0.6345 | 120.8459 | 0.62795 | 0.003263 | 0 | 0 | 0 | 0 | 0 | 0
5068 | 212 | 7 | 31 | 119.0476 | 0 | 0 | 0 | 2.4295 | 121.4772 | 120.8427 | 0.6345 | 120.8459 | 0.62795 | 0.003263 | 0 | 0 | 0 | 0 | 0 | 0
5069 | 212 | 7 | 31 | 119.0476 | 1607.1429 | 0 | 0 | 35.2284 | 1761.4189 | 1752.1139 | 9.3049 | 1732 | 29.266 | 0.15207 | 0 | 0 | 0 | 0 | 0 | 0
5070 | 212 | 7 | 31 | 119.0476 | 2678.5714 | 0 | 0 | 57.0943 | 2854.7133 | 2834.0757 | 20.6376 | 1732 | 1116.8794 | 5.8036 | 0 | 0 | 0 | 0 | 0 | 0
5071 | 212 | 7 | 31 | 119.0476 | 2678.5714 | 0 | 657.1429 | 70.5053 | 3525.2672 | 3446 | 79.2672 | 1732 | 1732 | 60.9489 | 0 | 0 | 0 | 0 | 0 | 0
5072 | 212 | 7 | 31 | 119.0476 | 2678.5714 | 0 | 657.1429 | 70.5053 | 3525.2672 | 3446 | 79.2672 | 1732 | 1732 | 60.9489 | 0 | 0 | 0 | 0 | 0 | 0
5073 | 212 | 7 | 31 | 119.0476 | 1071.4286 | 0 | 657.1429 | 37.7065 | 1885.3256 | 1874.7362 | 10.5893 | 1732 | 152.5288 | 0.79259 | 0 | 0 | 0 | 0 | 0 | 0
5074 | 212 | 7 | 31 | 119.0476 | 0 | 0 | 657.1429 | 15.8406 | 792.0311 | 787.8942 | 4.1369 | 787.9155 | 4.0942 | 0.021275 | 0 | 0 | 0 | 0 | 0 | 0
5075 | 212 | 7 | 31 | 119.0476 | 0 | 0 | 657.1429 | 15.8406 | 792.0311 | 787.8942 | 4.1369 | 787.9155 | 4.0942 | 0.021275 | 0 | 0 | 0 | 0 | 0 | 0
5076 | 212 | 7 | 31 | 119.0476 | 0 | 0 | 657.1429 | 15.8406 | 792.0311 | 787.8942 | 4.1369 | 787.9155 | 4.0942 | 0.021275 | 0 | 0 | 0 | 0 | 0 | 0
5077 | 212 | 7 | 31 | 119.0476 | 0 | 0 | 657.1429 | 15.8406 | 792.0311 | 787.8942 | 4.1369 | 787.9155 | 4.0942 | 0.021275 | 0 | 0 | 0 | 0 | 0 | 0
5078 | 212 | 7 | 31 | 119.0476 | 0 | 0 | 657.1429 | 15.8406 | 792.0311 | 787.8942 | 4.1369 | 787.9155 | 4.0942 | 0.021275 | 0 | 0 | 0 | 0 | 0 | 0
5079 | 212 | 7 | 31 | 119.0476 | 0 | 0 | 657.1429 | 15.8406 | 792.0311 | 787.8942 | 4.1369 | 787.9155 | 4.0942 | 0.021275 | 0 | 0 | 0 | 0 | 0 | 0
5080 | 212 | 7 | 31 | 119.0476 | 0 | 0 | 657.1429 | 15.8406 | 792.0311 | 787.8942 | 4.1369 | 787.9155 | 4.0942 | 0.021275 | 0 | 0 | 0 | 0 | 0 | 0
5081 | 212 | 7 | 31 | 119.0476 | 0 | 0 | 0 | 2.4295 | 121.4772 | 120.8427 | 0.6345 | 120.8459 | 0.62795 | 0.003263 | 0 | 0 | 0 | 0 | 0 | 0
5082 | 212 | 7 | 31 | 119.0476 | 1339.2857 | 0 | 0 | 29.7619 | 1488.0952 | 1480.3227 | 7.7726 | 1480.3626 | 7.6924 | 0.039972 | 0 | 0 | 0 | 0 | 0 | 0
5083 | 212 | 7 | 31 | 119.0476 | 2678.5714 | 0 | 0 | 57.0943 | 2854.7133 | 2834.0757 | 20.6376 | 1732 | 1116.8794 | 5.8036 | 0 | 0 | 0 | 0 | 0 | 0
5084 | 212 | 7 | 31 | 119.0476 | 2678.5714 | 0 | 0 | 57.0943 | 2854.7133 | 2834.0757 | 20.6376 | 1732 | 1116.8794 | 5.8036 | 0 | 0 | 0 | 0 | 0 | 0
5085 | 212 | 7 | 31 | 119.0476 | 2678.5714 | 0 | 0 | 57.0943 | 2854.7133 | 2834.0757 | 20.6376 | 1732 | 1116.8794 | 5.8036 | 0 | 0 | 0 | 0 | 0 | 0
5086 | 212 | 7 | 31 | 119.0476 | 1339.2857 | 0 | 0 | 29.7619 | 1488.0952 | 1480.3227 | 7.7726 | 1480.3626 | 7.6924 | 0.039972 | 0 | 0 | 0 | 0 | 0 | 0
5087 | 212 | 7 | 32 | 119.0476 | 0 | 0 | 0 | 2.4295 | 121.4772 | 120.8427 | 0.6345 | 120.8459 | 0.62795 | 0.003263 | 0 | 0 | 0 | 0 | 0 | 0
5088 | 213 | 8 | 1 | 119.0476 | 0 | 0 | 0 | 2.4295 | 121.4772 | 120.8427 | 0.6345 | 120.8459 | 0.62795 | 0.003263 | 0 | 0 | 0 | 0 | 0 | 0
5089 | 213 | 8 | 1 | 119.0476 | 0 | 0 | 0 | 2.4295 | 121.4772 | 120.8427 | 0.6345 | 120.8459 | 0.62795 | 0.003263 | 0 | 0 | 0 | 0 | 0 | 0
5090 | 213 | 8 | 1 | 119.0476 | 0 | 0 | 0 | 2.4295 | 121.4772 | 120.8427 | 0.6345 | 120.8459 | 0.62795 | 0.003263 | 0 | 0 | 0 | 0 | 0 | 0
5091 | 213 | 8 | 1 | 119.0476 | 0 | 0 | 0 | 2.4295 | 121.4772 | 120.8427 | 0.6345 | 120.8459 | 0.62795 | 0.003263 | 0 | 0 | 0 | 0 | 0 | 0
5092 | 213 | 8 | 1 | 119.0476 | 0 | 0 | 0 | 2.4295 | 121.4772 | 120.8427 | 0.6345 | 120.8459 | 0.62795 | 0.003263 | 0 | 0 | 0 | 0 | 0 | 0
5093 | 213 | 8 | 1 | 119.0476 | 1607.1429 | 0 | 0 | 35.2284 | 1761.4189 | 1752.1139 | 9.3049 | 1732 | 29.266 | 0.15207 | 0 | 0 | 0 | 0 | 0 | 0
5094 | 213 | 8 | 1 | 119.0476 | 2678.5714 | 0 | 0 | 57.0943 | 2854.7133 | 2834.0757 | 20.6376 | 1732 | 1116.8794 | 5.8036 | 0 | 0 | 0 | 0 | 0 | 0
5095 | 213 | 8 | 1 | 119.0476 | 2678.5714 | 0 | 657.1429 | 70.5053 | 3525.2672 | 3446 | 79.2672 | 1732 | 1732 | 60.9489 | 0 | 0 | 0 | 0 | 0 | 0
5096 | 213 | 8 | 1 | 119.0476 | 2678.5714 | 0 | 657.1429 | 70.5053 | 3525.2672 | 3446 | 79.2672 | 1732 | 1732 | 60.9489 | 0 | 0 | 0 | 0 | 0 | 0
5097 | 213 | 8 | 1 | 119.0476 | 1071.4286 | 0 | 657.1429 | 37.7065 | 1885.3256 | 1874.7362 | 10.5893 | 1732 | 152.5288 | 0.79259 | 0 | 0 | 0 | 0 | 0 | 0
5098 | 213 | 8 | 1 | 119.0476 | 0 | 0 | 657.1429 | 15.8406 | 792.0311 | 787.8942 | 4.1369 | 787.9155 | 4.0942 | 0.021275 | 0 | 0 | 0 | 0 | 0 | 0
5099 | 213 | 8 | 1 | 119.0476 | 0 | 0 | 657.1429 | 15.8406 | 792.0311 | 787.8942 | 4.1369 | 787.9155 | 4.0942 | 0.021275 | 0 | 0 | 0 | 0 | 0 | 0
5100 | 213 | 8 | 1 | 119.0476 | 0 | 0 | 657.1429 | 15.8406 | 792.0311 | 787.8942 | 4.1369 | 787.9155 | 4.0942 | 0.021275 | 0 | 0 | 0 | 0 | 0 | 0
5101 | 213 | 8 | 1 | 119.0476 | 0 | 0 | 657.1429 | 15.8406 | 792.0311 | 787.8942 | 4.1369 | 787.9155 | 4.0942 | 0.021275 | 0 | 0 | 0 | 0 | 0 | 0
5102 | 213 | 8 | 1 | 119.0476 | 0 | 0 | 657.1429 | 15.8406 | 792.0311 | 787.8942 | 4.1369 | 787.9155 | 4.0942 | 0.021275 | 0 | 0 | 0 | 0 | 0 | 0
5103 | 213 | 8 | 1 | 119.0476 | 0 | 0 | 657.1429 | 15.8406 | 792.0311 | 787.8942 | 4.1369 | 787.9155 | 4.0942 | 0.021275 | 0 | 0 | 0 | 0 | 0 | 0
5104 | 213 | 8 | 1 | 119.0476 | 0 | 0 | 657.1429 | 15.8406 | 792.0311 | 787.8942 | 4.1369 | 787.9155 | 4.0942 | 0.021275 | 0 | 0 | 0 | 0 | 0 | 0
5105 | 213 | 8 | 1 | 119.0476 | 0 | 0 | 0 | 2.4295 | 121.4772 | 120.8427 | 0.6345 | 120.8459 | 0.62795 | 0.003263 | 0 | 0 | 0 | 0 | 0 | 0
5106 | 213 | 8 | 1 | 119.0476 | 1339.2857 | 0 | 0 | 29.7619 | 1488.0952 | 1480.3227 | 7.7726 | 1480.3626 | 7.6924 | 0.039972 | 0 | 0 | 0 | 0 | 0 | 0
5107 | 213 | 8 | 1 | 119.0476 | 2678.5714 | 0 | 0 | 57.0943 | 2854.7133 | 2834.0757 | 20.6376 | 1732 | 1116.8794 | 5.8036 | 0 | 0 | 0 | 0 | 0 | 0
5108 | 213 | 8 | 1 | 119.0476 | 2678.5714 | 0 | 0 | 57.0943 | 2854.7133 | 2834.0757 | 20.6376 | 1732 | 1116.8794 | 5.8036 | 0 | 0 | 0 | 0 | 0 | 0
5109 | 213 | 8 | 1 | 119.0476 | 2678.5714 | 0 | 0 | 57.0943 | 2854.7133 | 2834.0757 | 20.6376 | 1732 | 1116.8794 | 5.8036 | 0 | 0 | 0 | 0 | 0 | 0
5110 | 213 | 8 | 1 | 119.0476 | 1339.2857 | 0 | 0 | 29.7619 | 1488.0952 | 1480.3227 | 7.7726 | 1480.3626 | 7.6924 | 0.039972 | 0 | 0 | 0 | 0 | 0 | 0
5111 | 213 | 8 | 2 | 119.0476 | 0 | 0 | 0 | 2.4295 | 121.4772 | 120.8427 | 0.6345 | 120.8459 | 0.62795 | 0.003263 | 0 | 0 | 0 | 0 | 0 | 0
5112 | 214 | 8 | 2 | 119.0476 | 0 | 0 | 0 | 2.4295 | 121.4772 | 120.8427 | 0.6345 | 120.8459 | 0.62795 | 0.003263 | 0 | 0 | 0 | 0 | 0 | 0
5113 | 214 | 8 | 2 | 119.0476 | 0 | 0 | 0 | 2.4295 | 121.4772 | 120.8427 | 0.6345 | 120.8459 | 0.62795 | 0.003263 | 0 | 0 | 0 | 0 | 0 | 0
5114 | 214 | 8 | 2 | 119.0476 | 0 | 0 | 0 | 2.4295 | 121.4772 | 120.8427 | 0.6345 | 120.8459 | 0.62795 | 0.003263 | 0 | 0 | 0 | 0 | 0 | 0
5115 | 214 | 8 | 2 | 119.0476 | 0 | 0 | 0 | 2.4295 | 121.4772 | 120.8427 | 0.6345 | 120.8459 | 0.62795 | 0.003263 | 0 | 0 | 0 | 0 | 0 | 0
5116 | 214 | 8 | 2 | 119.0476 | 0 | 0 | 0 | 2.4295 | 121.4772 | 120.8427 | 0.6345 | 120.8459 | 0.62795 | 0.003263 | 0 | 0 | 0 | 0 | 0 | 0
5117 | 214 | 8 | 2 | 119.0476 | 1607.1429 | 0 | 0 | 35.2284 | 1761.4189 | 1752.1139 | 9.3049 | 1732 | 29.266 | 0.15207 | 0 | 0 | 0 | 0 | 0 | 0
5118 | 214 | 8 | 2 | 119.0476 | 2678.5714 | 0 | 0 | 57.0943 | 2854.7133 | 2834.0757 | 20.6376 | 1732 | 1116.8794 | 5.8036 | 0 | 0 | 0 | 0 | 0 | 0
5119 | 214 | 8 | 2 | 119.0476 | 2678.5714 | 0 | 657.1429 | 70.5053 | 3525.2672 | 3446 | 79.2672 | 1732 | 1732 | 60.9489 | 0 | 0 | 0 | 0 | 0 | 0
5120 | 214 | 8 | 2 | 119.0476 | 2678.5714 | 0 | 657.1429 | 70.5053 | 3525.2672 | 3446 | 79.2672 | 1732 | 1732 | 60.9489 | 0 | 0 | 0 | 0 | 0 | 0
5121 | 214 | 8 | 2 | 119.0476 | 1071.4286 | 0 | 657.1429 | 37.7065 | 1885.3256 | 1874.7362 | 10.5893 | 1732 | 152.5288 | 0.79259 | 0 | 0 | 0 | 0 | 0 | 0
5122 | 214 | 8 | 2 | 119.0476 | 0 | 0 | 657.1429 | 15.8406 | 792.0311 | 787.8942 | 4.1369 | 787.9155 | 4.0942 | 0.021275 | 0 | 0 | 0 | 0 | 0 | 0
5123 | 214 | 8 | 2 | 119.0476 | 0 | 0 | 657.1429 | 15.8406 | 792.0311 | 787.8942 | 4.1369 | 787.9155 | 4.0942 | 0.021275 | 0 | 0 | 0 | 0 | 0 | 0
5124 | 214 | 8 | 2 | 119.0476 | 0 | 0 | 657.1429 | 15.8406 | 792.0311 | 787.8942 | 4.1369 | 787.9155 | 4.0942 | 0.021275 | 0 | 0 | 0 | 0 | 0 | 0
5125 | 214 | 8 | 2 | 119.0476 | 0 | 0 | 657.1429 | 15.8406 | 792.0311 | 787.8942 | 4.1369 | 787.9155 | 4.0942 | 0.021275 | 0 | 0 | 0 | 0 | 0 | 0
5126 | 214 | 8 | 2 | 119.0476 | 0 | 0 | 657.1429 | 15.8406 | 792.0311 | 787.8942 | 4.1369 | 787.9155 | 4.0942 | 0.021275 | 0 | 0 | 0 | 0 | 0 | 0
5127 | 214 | 8 | 2 | 119.0476 | 0 | 0 | 657.1429 | 15.8406 | 792.0311 | 787.8942 | 4.1369 | 787.9155 | 4.0942 | 0.021275 | 0 | 0 | 0 | 0 | 0 | 0
5128 | 214 | 8 | 2 | 119.0476 | 0 | 0 | 657.1429 | 15.8406 | 792.0311 | 787.8942 | 4.1369 | 787.9155 | 4.0942 | 0.021275 | 0 | 0 | 0 | 0 | 0 | 0
5129 | 214 | 8 | 2 | 119.0476 | 0 | 0 | 0 | 2.4295 | 121.4772 | 120.8427 | 0.6345 | 120.8459 | 0.62795 | 0.003263 | 0 | 0 | 0 | 0 | 0 | 0
5130 | 214 | 8 | 2 | 119.0476 | 1339.2857 | 0 | 0 | 29.7619 | 1488.0952 | 1480.3227 | 7.7726 | 1480.3626 | 7.6924 | 0.039972 | 0 | 0 | 0 | 0 | 0 | 0
5131 | 214 | 8 | 2 | 119.0476 | 2678.5714 | 0 | 0 | 57.0943 | 2854.7133 | 2834.0757 | 20.6376 | 1732 | 1116.8794 | 5.8036 | 0 | 0 | 0 | 0 | 0 | 0
5132 | 214 | 8 | 2 | 119.0476 | 2678.5714 | 0 | 0 | 57.0943 | 2854.7133 | 2834.0757 | 20.6376 | 1732 | 1116.8794 | 5.8036 | 0 | 0 | 0 | 0 | 0 | 0
5133 | 214 | 8 | 2 | 119.0476 | 2678.5714 | 0 | 0 | 57.0943 | 2854.7133 | 2834.0757 | 20.6376 | 1732 | 1116.8794 | 5.8036 | 0 | 0 | 0 | 0 | 0 | 0
5134 | 214 | 8 | 2 | 119.0476 | 1339.2857 | 0 | 0 | 29.7619 | 1488.0952 | 1480.3227 | 7.7726 | 1480.3626 | 7.6924 | 0.039972 | 0 | 0 | 0 | 0 | 0 | 0
5135 | 214 | 8 | 3 | 119.0476 | 0 | 0 | 0 | 2.4295 | 121.4772 | 120.8427 | 0.6345 | 120.8459 | 0.62795 | 0.003263 | 0 | 0 | 0 | 0 | 0 | 0
5136 | 215 | 8 | 3 | 119.0476 | 0 | 0 | 0 | 2.4295 | 121.4772 | 120.8427 | 0.6345 | 120.8459 | 0.62795 | 0.003263 | 0 | 0 | 0 | 0 | 0 | 0
5137 | 215 | 8 | 3 | 119.0476 | 0 | 0 | 0 | 2.4295 | 121.4772 | 120.8427 | 0.6345 | 120.8459 | 0.62795 | 0.003263 | 0 | 0 | 0 | 0 | 0 | 0
5138 | 215 | 8 | 3 | 119.0476 | 0 | 0 | 0 | 2.4295 | 121.4772 | 120.8427 | 0.6345 | 120.8459 | 0.62795 | 0.003263 | 0 | 0 | 0 | 0 | 0 | 0
5139 | 215 | 8 | 3 | 119.0476 | 0 | 0 | 0 | 2.4295 | 121.4772 | 120.8427 | 0.6345 | 120.8459 | 0.62795 | 0.003263 | 0 | 0 | 0 | 0 | 0 | 0
5140 | 215 | 8 | 3 | 119.0476 | 0 | 0 | 0 | 2.4295 | 121.4772 | 120.8427 | 0.6345 | 120.8459 | 0.62795 | 0.003263 | 0 | 0 | 0 | 0 | 0 | 0
5141 | 215 | 8 | 3 | 119.0476 | 1607.1429 | 0 | 0 | 35.2284 | 1761.4189 | 1752.1139 | 9.3049 | 1732 | 29.266 | 0.15207 | 0 | 0 | 0 | 0 | 0 | 0
5142 | 215 | 8 | 3 | 119.0476 | 2678.5714 | 0 | 0 | 57.0943 | 2854.7133 | 2834.0757 | 20.6376 | 1732 | 1116.8794 | 5.8036 | 0 | 0 | 0 | 0 | 0 | 0
5143 | 215 | 8 | 3 | 119.0476 | 2678.5714 | 0 | 657.1429 | 70.5053 | 3525.2672 | 3446 | 79.2672 | 1732 | 1732 | 60.9489 | 0 | 0 | 0 | 0 | 0 | 0
5144 | 215 | 8 | 3 | 119.0476 | 2678.5714 | 0 | 657.1429 | 70.5053 | 3525.2672 | 3446 | 79.2672 | 1732 | 1732 | 60.9489 | 0 | 0 | 0 | 0 | 0 | 0
5145 | 215 | 8 | 3 | 119.0476 | 1071.4286 | 0 | 657.1429 | 37.7065 | 1885.3256 | 1874.7362 | 10.5893 | 1732 | 152.5288 | 0.79259 | 0 | 0 | 0 | 0 | 0 | 0
5146 | 215 | 8 | 3 | 119.0476 | 0 | 0 | 657.1429 | 15.8406 | 792.0311 | 787.8942 | 4.1369 | 787.9155 | 4.0942 | 0.021275 | 0 | 0 | 0 | 0 | 0 | 0
5147 | 215 | 8 | 3 | 119.0476 | 0 | 0 | 657.1429 | 15.8406 | 792.0311 | 787.8942 | 4.1369 | 787.9155 | 4.0942 | 0.021275 | 0 | 0 | 0 | 0 | 0 | 0
5148 | 215 | 8 | 3 | 119.0476 | 0 | 0 | 657.1429 | 15.8406 | 792.0311 | 787.8942 | 4.1369 | 787.9155 | 4.0942 | 0.021275 | 0 | 0 | 0 | 0 | 0 | 0
5149 | 215 | 8 | 3 | 119.0476 | 0 | 0 | 657.1429 | 15.8406 | 792.0311 | 787.8942 | 4.1369 | 787.9155 | 4.0942 | 0.021275 | 0 | 0 | 0 | 0 | 0 | 0
5150 | 215 | 8 | 3 | 119.0476 | 0 | 0 | 657.1429 | 15.8406 | 792.0311 | 787.8942 | 4.1369 | 787.9155 | 4.0942 | 0.021275 | 0 | 0 | 0 | 0 | 0 | 0
5151 | 215 | 8 | 3 | 119.0476 | 0 | 0 | 657.1429 | 15.8406 | 792.0311 | 787.8942 | 4.1369 | 787.9155 | 4.0942 | 0.021275 | 0 | 0 | 0 | 0 | 0 | 0
5152 | 215 | 8 | 3 | 119.0476 | 0 | 0 | 657.1429 | 15.8406 | 792.0311 | 787.8942 | 4.1369 | 787.9155 | 4.0942 | 0.021275 | 0 | 0 | 0 | 0 | 0 | 0
5153 | 215 | 8 | 3 | 119.0476 | 0 | 0 | 0 | 2.4295 | 121.4772 | 120.8427 | 0.6345 | 120.8459 | 0.62795 | 0.003263 | 0 | 0 | 0 | 0 | 0 | 0
5154 | 215 | 8 | 3 | 119.0476 | 1339.2857 | 0 | 0 | 29.7619 | 1488.0952 | 1480.3227 | 7.7726 | 1480.3626 | 7.6924 | 0.039972 | 0 | 0 | 0 | 0 | 0 | 0
5155 | 215 | 8 | 3 | 119.0476 | 2678.5714 | 0 | 0 | 57.0943 | 2854.7133 | 2834.0757 | 20.6376 | 1732 | 1116.8794 | 5.8036 | 0 | 0 | 0 | 0 | 0 | 0
5156 | 215 | 8 | 3 | 119.0476 | 2678.5714 | 0 | 0 | 57.0943 | 2854.7133 | 2834.0757 | 20.6376 | 1732 | 1116.8794 | 5.8036 | 0 | 0 | 0 | 0 | 0 | 0
5157 | 215 | 8 | 3 | 119.0476 | 2678.5714 | 0 | 0 | 57.0943 | 2854.7133 | 2834.0757 | 20.6376 | 1732 | 1116.8794 | 5.8036 | 0 | 0 | 0 | 0 | 0 | 0
5158 | 215 | 8 | 3 | 119.0476 | 1339.2857 | 0 | 0 | 29.7619 | 1488.0952 | 1480.3227 | 7.7726 | 1480.3626 | 7.6924 | 0.039972 | 0 | 0 | 0 | 0 | 0 | 0
5159 | 215 | 8 | 4 | 119.0476 | 0 | 0 | 0 | 2.4295 | 121.4772 | 120.8427 | 0.6345 | 120.8459 | 0.62795 | 0.003263 | 0 | 0 | 0 | 0 | 0 | 0
5160 | 216 | 8 | 4 | 119.0476 | 0 | 0 | 0 | 2.4295 | 121.4772 | 120.8427 | 0.6345 | 120.8459 | 0.62795 | 0.003263 | 0 | 0 | 0 | 0 | 0 | 0
5161 | 216 | 8 | 4 | 119.0476 | 0 | 0 | 0 | 2.4295 | 121.4772 | 120.8427 | 0.6345 | 120.8459 | 0.62795 | 0.003263 | 0 | 0 | 0 | 0 | 0 | 0
5162 | 216 | 8 | 4 | 119.0476 | 0 | 0 | 0 | 2.4295 | 121.4772 | 120.8427 | 0.6345 | 120.8459 | 0.62795 | 0.003263 | 0 | 0 | 0 | 0 | 0 | 0
5163 | 216 | 8 | 4 | 119.0476 | 0 | 0 | 0 | 2.4295 | 121.4772 | 120.8427 | 0.6345 | 120.8459 | 0.62795 | 0.003263 | 0 | 0 | 0 | 0 | 0 | 0
5164 | 216 | 8 | 4 | 119.0476 | 0 | 0 | 0 | 2.4295 | 121.4772 | 120.8427 | 0.6345 | 120.8459 | 0.62795 | 0.003263 | 0 | 0 | 0 | 0 | 0 | 0
5165 | 216 | 8 | 4 | 119.0476 | 1607.1429 | 0 | 0 | 35.2284 | 1761.4189 | 1752.1139 | 9.3049 | 1732 | 29.266 | 0.15207 | 0 | 0 | 0 | 0 | 0 | 0
5166 | 216 | 8 | 4 | 119.0476 | 2678.5714 | 0 | 0 | 57.0943 | 2854.7133 | 2834.0757 | 20.6376 | 1732 | 1116.8794 | 5.8036 | 0 | 0 | 0 | 0 | 0 | 0
5167 | 216 | 8 | 4 | 119.0476 | 2678.5714 | 0 | 657.1429 | 70.5053 | 3525.2672 | 3446 | 79.2672 | 1732 | 1732 | 60.9489 | 0 | 0 | 0 | 0 | 0 | 0
5168 | 216 | 8 | 4 | 119.0476 | 2678.5714 | 0 | 657.1429 | 70.5053 | 3525.2672 | 3446 | 79.2672 | 1732 | 1732 | 60.9489 | 0 | 0 | 0 | 0 | 0 | 0
5169 | 216 | 8 | 4 | 119.0476 | 1071.4286 | 0 | 657.1429 | 37.7065 | 1885.3256 | 1874.7362 | 10.5893 | 1732 | 152.5288 | 0.79259 | 0 | 0 | 0 | 0 | 0 | 0
5170 | 216 | 8 | 4 | 119.0476 | 0 | 0 | 657.1429 | 15.8406 | 792.0311 | 787.8942 | 4.1369 | 787.9155 | 4.0942 | 0.021275 | 0 | 0 | 0 | 0 | 0 | 0
5171 | 216 | 8 | 4 | 119.0476 | 0 | 0 | 657.1429 | 15.8406 | 792.0311 | 787.8942 | 4.1369 | 787.9155 | 4.0942 | 0.021275 | 0 | 0 | 0 | 0 | 0 | 0
5172 | 216 | 8 | 4 | 119.0476 | 0 | 0 | 657.1429 | 15.8406 | 792.0311 | 787.8942 | 4.1369 | 787.9155 | 4.0942 | 0.021275 | 0 | 0 | 0 | 0 | 0 | 0
5173 | 216 | 8 | 4 | 119.0476 | 0 | 0 | 657.1429 | 15.8406 | 792.0311 | 787.8942 | 4.1369 | 787.9155 | 4.0942 | 0.021275 | 0 | 0 | 0 | 0 | 0 | 0
5174 | 216 | 8 | 4 | 119.0476 | 0 | 0 | 657.1429 | 15.8406 | 792.0311 | 787.8942 | 4.1369 | 787.9155 | 4.0942 | 0.021275 | 0 | 0 | 0 | 0 | 0 | 0
5175 | 216 | 8 | 4 | 119.0476 | 0 | 0 | 657.1429 | 15.8406 | 792.0311 | 787.8942 | 4.1369 | 787.9155 | 4.0942 | 0.021275 | 0 | 0 | 0 | 0 | 0 | 0
5176 | 216 | 8 | 4 | 119.0476 | 0 | 0 | 657.1429 | 15.8406 | 792.0311 | 787.8942 | 4.1369 | 787.9155 | 4.0942 | 0.021275 | 0 | 0 | 0 | 0 | 0 | 0
5177 | 216 | 8 | 4 | 119.0476 | 0 | 0 | 0 | 2.4295 | 121.4772 | 120.8427 | 0.6345 | 120.8459 | 0.62795 | 0.003263 | 0 | 0 | 0 | 0 | 0 | 0
5178 | 216 | 8 | 4 | 119.0476 | 1339.2857 | 0 | 0 | 29.7619 | 1488.0952 | 1480.3227 | 7.7726 | 1480.3626 | 7.6924 | 0.039972 | 0 | 0 | 0 | 0 | 0 | 0
5179 | 216 | 8 | 4 | 119.0476 | 2678.5714 | 0 | 0 | 57.0943 | 2854.7133 | 2834.0757 | 20.6376 | 1732 | 1116.8794 | 5.8036 | 0 | 0 | 0 | 0 | 0 | 0
5180 | 216 | 8 | 4 | 119.0476 | 2678.5714 | 0 | 0 | 57.0943 | 2854.7133 | 2834.0757 | 20.6376 | 1732 | 1116.8794 | 5.8036 | 0 | 0 | 0 | 0 | 0 | 0
5181 | 216 | 8 | 4 | 119.0476 | 2678.5714 | 0 | 0 | 57.0943 | 2854.7133 | 2834.0757 | 20.6376 | 1732 | 1116.8794 | 5.8036 | 0 | 0 | 0 | 0 | 0 | 0
5182 | 216 | 8 | 4 | 119.0476 | 1339.2857 | 0 | 0 | 29.7619 | 1488.0952 | 1480.3227 | 7.7726 | 1480.3626 | 7.6924 | 0.039972 | 0 | 0 | 0 | 0 | 0 | 0
5183 | 216 | 8 | 5 | 119.0476 | 0 | 0 | 0 | 2.4295 | 121.4772 | 120.8427 | 0.6345 | 120.8459 | 0.62795 | 0.003263 | 0 | 0 | 0 | 0 | 0 | 0
5184 | 217 | 8 | 5 | 119.0476 | 0 | 0 | 0 | 2.4295 | 121.4772 | 120.8427 | 0.6345 | 120.8459 | 0.62795 | 0.003263 | 0 | 0 | 0 | 0 | 0 | 0
5185 | 217 | 8 | 5 | 119.0476 | 0 | 0 | 0 | 2.4295 | 121.4772 | 120.8427 | 0.6345 | 120.8459 | 0.62795 | 0.003263 | 0 | 0 | 0 | 0 | 0 | 0
5186 | 217 | 8 | 5 | 119.0476 | 0 | 0 | 0 | 2.4295 | 121.4772 | 120.8427 | 0.6345 | 120.8459 | 0.62795 | 0.003263 | 0 | 0 | 0 | 0 | 0 | 0
5187 | 217 | 8 | 5 | 119.0476 | 0 | 0 | 0 | 2.4295 | 121.4772 | 120.8427 | 0.6345 | 120.8459 | 0.62795 | 0.003263 | 0 | 0 | 0 | 0 | 0 | 0
5188 | 217 | 8 | 5 | 119.0476 | 0 | 0 | 0 | 2.4295 | 121.4772 | 120.8427 | 0.6345 | 120.8459 | 0.62795 | 0.003263 | 0 | 0 | 0 | 0 | 0 | 0
5189 | 217 | 8 | 5 | 119.0476 | 1607.1429 | 0 | 0 | 35.2284 | 1761.4189 | 1752.1139 | 9.3049 | 1732 | 29.266 | 0.15207 | 0 | 0 | 0 | 0 | 0 | 0
5190 | 217 | 8 | 5 | 119.0476 | 2678.5714 | 0 | 0 | 57.0943 | 2854.7133 | 2834.0757 | 20.6376 | 1732 | 1116.8794 | 5.8036 | 0 | 0 | 0 | 0 | 0 | 0
5191 | 217 | 8 | 5 | 119.0476 | 2678.5714 | 0 | 657.1429 | 70.5053 | 3525.2672 | 3446 | 79.2672 | 1732 | 1732 | 60.9489 | 0 | 0 | 0 | 0 | 0 | 0
5192 | 217 | 8 | 5 | 119.0476 | 2678.5714 | 0 | 657.1429 | 70.5053 | 3525.2672 | 3446 | 79.2672 | 1732 | 1732 | 60.9489 | 0 | 0 | 0 | 0 | 0 | 0
5193 | 217 | 8 | 5 | 119.0476 | 1071.4286 | 0 | 657.1429 | 37.7065 | 1885.3256 | 1874.7362 | 10.5893 | 1732 | 152.5288 | 0.79259 | 0 | 0 | 0 | 0 | 0 | 0
5194 | 217 | 8 | 5 | 119.0476 | 0 | 0 | 657.1429 | 15.8406 | 792.0311 | 787.8942 | 4.1369 | 787.9155 | 4.0942 | 0.021275 | 0 | 0 | 0 | 0 | 0 | 0
5195 | 217 | 8 | 5 | 119.0476 | 0 | 0 | 657.1429 | 15.8406 | 792.0311 | 787.8942 | 4.1369 | 787.9155 | 4.0942 | 0.021275 | 0 | 0 | 0 | 0 | 0 | 0
5196 | 217 | 8 | 5 | 119.0476 | 0 | 0 | 657.1429 | 15.8406 | 792.0311 | 787.8942 | 4.1369 | 787.9155 | 4.0942 | 0.021275 | 0 | 0 | 0 | 0 | 0 | 0
5197 | 217 | 8 | 5 | 119.0476 | 0 | 0 | 657.1429 | 15.8406 | 792.0311 | 787.8942 | 4.1369 | 787.9155 | 4.0942 | 0.021275 | 0 | 0 | 0 | 0 | 0 | 0
5198 | 217 | 8 | 5 | 119.0476 | 0 | 0 | 657.1429 | 15.8406 | 792.0311 | 787.8942 | 4.1369 | 787.9155 | 4.0942 | 0.021275 | 0 | 0 | 0 | 0 | 0 | 0
5199 | 217 | 8 | 5 | 119.0476 | 0 | 0 | 657.1429 | 15.8406 | 792.0311 | 787.8942 | 4.1369 | 787.9155 | 4.0942 | 0.021275 | 0 | 0 | 0 | 0 | 0 | 0
5200 | 217 | 8 | 5 | 119.0476 | 0 | 0 | 657.1429 | 15.8406 | 792.0311 | 787.8942 | 4.1369 | 787.9155 | 4.0942 | 0.021275 | 0 | 0 | 0 | 0 | 0 | 0
5201 | 217 | 8 | 5 | 119.0476 | 0 | 0 | 0 | 2.4295 | 121.4772 | 120.8427 | 0.6345 | 120.8459 | 0.62795 | 0.003263 | 0 | 0 | 0 | 0 | 0 | 0
5202 | 217 | 8 | 5 | 119.0476 | 1339.2857 | 0 | 0 | 29.7619 | 1488.0952 | 1480.3227 | 7.7726 | 1480.3626 | 7.6924 | 0.039972 | 0 | 0 | 0 | 0 | 0 | 0
5203 | 217 | 8 | 5 | 119.0476 | 2678.5714 | 0 | 0 | 57.0943 | 2854.7133 | 2834.0757 | 20.6376 | 1732 | 1116.8794 | 5.8036 | 0 | 0 | 0 | 0 | 0 | 0
5204 | 217 | 8 | 5 | 119.0476 | 2678.5714 | 0 | 0 | 57.0943 | 2854.7133 | 2834.0757 | 20.6376 | 1732 | 1116.8794 | 5.8036 | 0 | 0 | 0 | 0 | 0 | 0
5205 | 217 | 8 | 5 | 119.0476 | 2678.5714 | 0 | 0 | 57.0943 | 2854.7133 | 2834.0757 | 20.6376 | 1732 | 1116.8794 | 5.8036 | 0 | 0 | 0 | 0 | 0 | 0
5206 | 217 | 8 | 5 | 119.0476 | 1339.2857 | 0 | 0 | 29.7619 | 1488.0952 | 1480.3227 | 7.7726 | 1480.3626 | 7.6924 | 0.039972 | 0 | 0 | 0 | 0 | 0 | 0
5207 | 217 | 8 | 6 | 119.0476 | 0 | 0 | 0 | 2.4295 | 121.4772 | 120.8427 | 0.6345 | 120.8459 | 0.62795 | 0.003263 | 0 | 0 | 0 | 0 | 0 | 0
5208 | 218 | 8 | 6 | 119.0476 | 0 | 0 | 0 | 2.4295 | 121.4772 | 120.8427 | 0.6345 | 120.8459 | 0.62795 | 0.003263 | 0 | 0 | 0 | 0 | 0 | 0
5209 | 218 | 8 | 6 | 119.0476 | 0 | 0 | 0 | 2.4295 | 121.4772 | 120.8427 | 0.6345 | 120.8459 | 0.62795 | 0.003263 | 0 | 0 | 0 | 0 | 0 | 0
5210 | 218 | 8 | 6 | 119.0476 | 0 | 0 | 0 | 2.4295 | 121.4772 | 120.8427 | 0.6345 | 120.8459 | 0.62795 | 0.003263 | 0 | 0 | 0 | 0 | 0 | 0
5211 | 218 | 8 | 6 | 119.0476 | 0 | 0 | 0 | 2.4295 | 121.4772 | 120.8427 | 0.6345 | 120.8459 | 0.62795 | 0.003263 | 0 | 0 | 0 | 0 | 0 | 0
5212 | 218 | 8 | 6 | 119.0476 | 0 | 0 | 0 | 2.4295 | 121.4772 | 120.8427 | 0.6345 | 120.8459 | 0.62795 | 0.003263 | 0 | 0 | 0 | 0 | 0 | 0
5213 | 218 | 8 | 6 | 119.0476 | 1607.1429 | 0 | 0 | 35.2284 | 1761.4189 | 1752.1139 | 9.3049 | 1732 | 29.266 | 0.15207 | 0 | 0 | 0 | 0 | 0 | 0
5214 | 218 | 8 | 6 | 119.0476 | 2678.5714 | 0 | 0 | 57.0943 | 2854.7133 | 2834.0757 | 20.6376 | 1732 | 1116.8794 | 5.8036 | 0 | 0 | 0 | 0 | 0 | 0
5215 | 218 | 8 | 6 | 119.0476 | 2678.5714 | 0 | 657.1429 | 70.5053 | 3525.2672 | 3446 | 79.2672 | 1732 | 1732 | 60.9489 | 0 | 0 | 0 | 0 | 0 | 0
5216 | 218 | 8 | 6 | 119.0476 | 2678.5714 | 0 | 657.1429 | 70.5053 | 3525.2672 | 3446 | 79.2672 | 1732 | 1732 | 60.9489 | 0 | 0 | 0 | 0 | 0 | 0
5217 | 218 | 8 | 6 | 119.0476 | 1071.4286 | 0 | 657.1429 | 37.7065 | 1885.3256 | 1874.7362 | 10.5893 | 1732 | 152.5288 | 0.79259 | 0 | 0 | 0 | 0 | 0 | 0
5218 | 218 | 8 | 6 | 119.0476 | 0 | 0 | 657.1429 | 15.8406 | 792.0311 | 787.8942 | 4.1369 | 787.9155 | 4.0942 | 0.021275 | 0 | 0 | 0 | 0 | 0 | 0
5219 | 218 | 8 | 6 | 119.0476 | 0 | 0 | 657.1429 | 15.8406 | 792.0311 | 787.8942 | 4.1369 | 787.9155 | 4.0942 | 0.021275 | 0 | 0 | 0 | 0 | 0 | 0
5220 | 218 | 8 | 6 | 119.0476 | 0 | 0 | 657.1429 | 15.8406 | 792.0311 | 787.8942 | 4.1369 | 787.9155 | 4.0942 | 0.021275 | 0 | 0 | 0 | 0 | 0 | 0
5221 | 218 | 8 | 6 | 119.0476 | 0 | 0 | 657.1429 | 15.8406 | 792.0311 | 787.8942 | 4.1369 | 787.9155 | 4.0942 | 0.021275 | 0 | 0 | 0 | 0 | 0 | 0
5222 | 218 | 8 | 6 | 119.0476 | 0 | 0 | 657.1429 | 15.8406 | 792.0311 | 787.8942 | 4.1369 | 787.9155 | 4.0942 | 0.021275 | 0 | 0 | 0 | 0 | 0 | 0
5223 | 218 | 8 | 6 | 119.0476 | 0 | 0 | 657.1429 | 15.8406 | 792.0311 | 787.8942 | 4.1369 | 787.9155 | 4.0942 | 0.021275 | 0 | 0 | 0 | 0 | 0 | 0
5224 | 218 | 8 | 6 | 119.0476 | 0 | 0 | 657.1429 | 15.8406 | 792.0311 | 787.8942 | 4.1369 | 787.9155 | 4.0942 | 0.021275 | 0 | 0 | 0 | 0 | 0 | 0
5225 | 218 | 8 | 6 | 119.0476 | 0 | 0 | 0 | 2.4295 | 121.4772 | 120.8427 | 0.6345 | 120.8459 | 0.62795 | 0.003263 | 0 | 0 | 0 | 0 | 0 | 0
5226 | 218 | 8 | 6 | 119.0476 | 1339.2857 | 0 | 0 | 29.7619 | 1488.0952 | 1480.3227 | 7.7726 | 1480.3626 | 7.6924 | 0.039972 | 0 | 0 | 0 | 0 | 0 | 0
5227 | 218 | 8 | 6 | 119.0476 | 2678.5714 | 0 | 0 | 57.0943 | 2854.7133 | 2834.0757 | 20.6376 | 1732 | 1116.8794 | 5.8036 | 0 | 0 | 0 | 0 | 0 | 0
5228 | 218 | 8 | 6 | 119.0476 | 2678.5714 | 0 | 0 | 57.0943 | 2854.7133 | 2834.0757 | 20.6376 | 1732 | 1116.8794 | 5.8036 | 0 | 0 | 0 | 0 | 0 | 0
5229 | 218 | 8 | 6 | 119.0476 | 2678.5714 | 0 | 0 | 57.0943 | 2854.7133 | 2834.0757 | 20.6376 | 1732 | 1116.8794 | 5.8036 | 0 | 0 | 0 | 0 | 0 | 0
5230 | 218 | 8 | 6 | 119.0476 | 1339.2857 | 0 | 0 | 29.7619 | 1488.0952 | 1480.3227 | 7.7726 | 1480.3626 | 7.6924 | 0.039972 | 0 | 0 | 0 | 0 | 0 | 0
5231 | 218 | 8 | 7 | 119.0476 | 0 | 0 | 0 | 2.4295 | 121.4772 | 120.8427 | 0.6345 | 120.8459 | 0.62795 | 0.003263 | 0 | 0 | 0 | 0 | 0 | 0
5232 | 219 | 8 | 7 | 119.0476 | 0 | 0 | 0 | 2.4295 | 121.4772 | 120.8427 | 0.6345 | 120.8459 | 0.62795 | 0.003263 | 0 | 0 | 0 | 0 | 0 | 0
5233 | 219 | 8 | 7 | 119.0476 | 0 | 0 | 0 | 2.4295 | 121.4772 | 120.8427 | 0.6345 | 120.8459 | 0.62795 | 0.003263 | 0 | 0 | 0 | 0 | 0 | 0
5234 | 219 | 8 | 7 | 119.0476 | 0 | 0 | 0 | 2.4295 | 121.4772 | 120.8427 | 0.6345 | 120.8459 | 0.62795 | 0.003263 | 0 | 0 | 0 | 0 | 0 | 0
5235 | 219 | 8 | 7 | 119.0476 | 0 | 0 | 0 | 2.4295 | 121.4772 | 120.8427 | 0.6345 | 120.8459 | 0.62795 | 0.003263 | 0 | 0 | 0 | 0 | 0 | 0
5236 | 219 | 8 | 7 | 119.0476 | 0 | 0 | 0 | 2.4295 | 121.4772 | 120.8427 | 0.6345 | 120.8459 | 0.62795 | 0.003263 | 0 | 0 | 0 | 0 | 0 | 0
5237 | 219 | 8 | 7 | 119.0476 | 1607.1429 | 0 | 0 | 35.2284 | 1761.4189 | 1752.1139 | 9.3049 | 1732 | 29.266 | 0.15207 | 0 | 0 | 0 | 0 | 0 | 0
5238 | 219 | 8 | 7 | 119.0476 | 2678.5714 | 0 | 0 | 57.0943 | 2854.7133 | 2834.0757 | 20.6376 | 1732 | 1116.8794 | 5.8036 | 0 | 0 | 0 | 0 | 0 | 0
5239 | 219 | 8 | 7 | 119.0476 | 2678.5714 | 0 | 657.1429 | 70.5053 | 3525.2672 | 3446 | 79.2672 | 1732 | 1732 | 60.9489 | 0 | 0 | 0 | 0 | 0 | 0
5240 | 219 | 8 | 7 | 119.0476 | 2678.5714 | 0 | 657.1429 | 70.5053 | 3525.2672 | 3446 | 79.2672 | 1732 | 1732 | 60.9489 | 0 | 0 | 0 | 0 | 0 | 0
5241 | 219 | 8 | 7 | 119.0476 | 1071.4286 | 0 | 657.1429 | 37.7065 | 1885.3256 | 1874.7362 | 10.5893 | 1732 | 152.5288 | 0.79259 | 0 | 0 | 0 | 0 | 0 | 0
5242 | 219 | 8 | 7 | 119.0476 | 0 | 0 | 657.1429 | 15.8406 | 792.0311 | 787.8942 | 4.1369 | 787.9155 | 4.0942 | 0.021275 | 0 | 0 | 0 | 0 | 0 | 0
5243 | 219 | 8 | 7 | 119.0476 | 0 | 0 | 657.1429 | 15.8406 | 792.0311 | 787.8942 | 4.1369 | 787.9155 | 4.0942 | 0.021275 | 0 | 0 | 0 | 0 | 0 | 0
5244 | 219 | 8 | 7 | 119.0476 | 0 | 0 | 657.1429 | 15.8406 | 792.0311 | 787.8942 | 4.1369 | 787.9155 | 4.0942 | 0.021275 | 0 | 0 | 0 | 0 | 0 | 0
5245 | 219 | 8 | 7 | 119.0476 | 0 | 0 | 657.1429 | 15.8406 | 792.0311 | 787.8942 | 4.1369 | 787.9155 | 4.0942 | 0.021275 | 0 | 0 | 0 | 0 | 0 | 0
5246 | 219 | 8 | 7 | 119.0476 | 0 | 0 | 657.1429 | 15.8406 | 792.0311 | 787.8942 | 4.1369 | 787.9155 | 4.0942 | 0.021275 | 0 | 0 | 0 | 0 | 0 | 0
5247 | 219 | 8 | 7 | 119.0476 | 0 | 0 | 657.1429 | 15.8406 | 792.0311 | 787.8942 | 4.1369 | 787.9155 | 4.0942 | 0.021275 | 0 | 0 | 0 | 0 | 0 | 0
5248 | 219 | 8 | 7 | 119.0476 | 0 | 0 | 657.1429 | 15.8406 | 792.0311 | 787.8942 | 4.1369 | 787.9155 | 4.0942 | 0.021275 | 0 | 0 | 0 | 0 | 0 | 0
5249 | 219 | 8 | 7 | 119.0476 | 0 | 0 | 0 | 2.4295 | 121.4772 | 120.8427 | 0.6345 | 120.8459 | 0.62795 | 0.003263 | 0 | 0 | 0 | 0 | 0 | 0
5250 | 219 | 8 | 7 | 119.0476 | 1339.2857 | 0 | 0 | 29.7619 | 1488.0952 | 1480.3227 | 7.7726 | 1480.3626 | 7.6924 | 0.039972 | 0 | 0 | 0 | 0 | 0 | 0
5251 | 219 | 8 | 7 | 119.0476 | 2678.5714 | 0 | 0 | 57.0943 | 2854.7133 | 2834.0757 | 20.6376 | 1732 | 1116.8794 | 5.8036 | 0 | 0 | 0 | 0 | 0 | 0
5252 | 219 | 8 | 7 | 119.0476 | 2678.5714 | 0 | 0 | 57.0943 | 2854.7133 | 2834.0757 | 20.6376 | 1732 | 1116.8794 | 5.8036 | 0 | 0 | 0 | 0 | 0 | 0
5253 | 219 | 8 | 7 | 119.0476 | 2678.5714 | 0 | 0 | 57.0943 | 2854.7133 | 2834.0757 | 20.6376 | 1732 | 1116.8794 | 5.8036 | 0 | 0 | 0 | 0 | 0 | 0
5254 | 219 | 8 | 7 | 119.0476 | 1339.2857 | 0 | 0 | 29.7619 | 1488.0952 | 1480.3227 | 7.7726 | 1480.3626 | 7.6924 | 0.039972 | 0 | 0 | 0 | 0 | 0 | 0
5255 | 219 | 8 | 8 | 119.0476 | 0 | 0 | 0 | 2.4295 | 121.4772 | 120.8427 | 0.6345 | 120.8459 | 0.62795 | 0.003263 | 0 | 0 | 0 | 0 | 0 | 0
5256 | 220 | 8 | 8 | 119.0476 | 0 | 0 | 0 | 2.4295 | 121.4772 | 120.8427 | 0.6345 | 120.8459 | 0.62795 | 0.003263 | 0 | 0 | 0 | 0 | 0 | 0
5257 | 220 | 8 | 8 | 119.0476 | 0 | 0 | 0 | 2.4295 | 121.4772 | 120.8427 | 0.6345 | 120.8459 | 0.62795 | 0.003263 | 0 | 0 | 0 | 0 | 0 | 0
5258 | 220 | 8 | 8 | 119.0476 | 0 | 0 | 0 | 2.4295 | 121.4772 | 120.8427 | 0.6345 | 120.8459 | 0.62795 | 0.003263 | 0 | 0 | 0 | 0 | 0 | 0
5259 | 220 | 8 | 8 | 119.0476 | 0 | 0 | 0 | 2.4295 | 121.4772 | 120.8427 | 0.6345 | 120.8459 | 0.62795 | 0.003263 | 0 | 0 | 0 | 0 | 0 | 0
5260 | 220 | 8 | 8 | 119.0476 | 0 | 0 | 0 | 2.4295 | 121.4772 | 120.8427 | 0.6345 | 120.8459 | 0.62795 | 0.003263 | 0 | 0 | 0 | 0 | 0 | 0
5261 | 220 | 8 | 8 | 119.0476 | 1607.1429 | 0 | 0 | 35.2284 | 1761.4189 | 1752.1139 | 9.3049 | 1732 | 29.266 | 0.15207 | 0 | 0 | 0 | 0 | 0 | 0
5262 | 220 | 8 | 8 | 119.0476 | 2678.5714 | 0 | 0 | 57.0943 | 2854.7133 | 2834.0757 | 20.6376 | 1732 | 1116.8794 | 5.8036 | 0 | 0 | 0 | 0 | 0 | 0
5263 | 220 | 8 | 8 | 119.0476 | 2678.5714 | 0 | 657.1429 | 70.5053 | 3525.2672 | 3446 | 79.2672 | 1732 | 1732 | 60.9489 | 0 | 0 | 0 | 0 | 0 | 0
5264 | 220 | 8 | 8 | 119.0476 | 2678.5714 | 0 | 657.1429 | 70.5053 | 3525.2672 | 3446 | 79.2672 | 1732 | 1732 | 60.9489 | 0 | 0 | 0 | 0 | 0 | 0
5265 | 220 | 8 | 8 | 119.0476 | 1071.4286 | 0 | 657.1429 | 37.7065 | 1885.3256 | 1874.7362 | 10.5893 | 1732 | 152.5288 | 0.79259 | 0 | 0 | 0 | 0 | 0 | 0
5266 | 220 | 8 | 8 | 119.0476 | 0 | 0 | 657.1429 | 15.8406 | 792.0311 | 787.8942 | 4.1369 | 787.9155 | 4.0942 | 0.021275 | 0 | 0 | 0 | 0 | 0 | 0
5267 | 220 | 8 | 8 | 119.0476 | 0 | 0 | 657.1429 | 15.8406 | 792.0311 | 787.8942 | 4.1369 | 787.9155 | 4.0942 | 0.021275 | 0 | 0 | 0 | 0 | 0 | 0
5268 | 220 | 8 | 8 | 119.0476 | 0 | 0 | 657.1429 | 15.8406 | 792.0311 | 787.8942 | 4.1369 | 787.9155 | 4.0942 | 0.021275 | 0 | 0 | 0 | 0 | 0 | 0
5269 | 220 | 8 | 8 | 119.0476 | 0 | 0 | 657.1429 | 15.8406 | 792.0311 | 787.8942 | 4.1369 | 787.9155 | 4.0942 | 0.021275 | 0 | 0 | 0 | 0 | 0 | 0
5270 | 220 | 8 | 8 | 119.0476 | 0 | 0 | 657.1429 | 15.8406 | 792.0311 | 787.8942 | 4.1369 | 787.9155 | 4.0942 | 0.021275 | 0 | 0 | 0 | 0 | 0 | 0
5271 | 220 | 8 | 8 | 119.0476 | 0 | 0 | 657.1429 | 15.8406 | 792.0311 | 787.8942 | 4.1369 | 787.9155 | 4.0942 | 0.021275 | 0 | 0 | 0 | 0 | 0 | 0
5272 | 220 | 8 | 8 | 119.0476 | 0 | 0 | 657.1429 | 15.8406 | 792.0311 | 787.8942 | 4.1369 | 787.9155 | 4.0942 | 0.021275 | 0 | 0 | 0 | 0 | 0 | 0
5273 | 220 | 8 | 8 | 119.0476 | 0 | 0 | 0 | 2.4295 | 121.4772 | 120.8427 | 0.6345 | 120.8459 | 0.62795 | 0.003263 | 0 | 0 | 0 | 0 | 0 | 0
5274 | 220 | 8 | 8 | 119.0476 | 1339.2857 | 0 | 0 | 29.7619 | 1488.0952 | 1480.3227 | 7.7726 | 1480.3626 | 7.6924 | 0.039972 | 0 | 0 | 0 | 0 | 0 | 0
5275 | 220 | 8 | 8 | 119.0476 | 2678.5714 | 0 | 0 | 57.0943 | 2854.7133 | 2834.0757 | 20.6376 | 1732 | 1116.8794 | 5.8036 | 0 | 0 | 0 | 0 | 0 | 0
5276 | 220 | 8 | 8 | 119.0476 | 2678.5714 | 0 | 0 | 57.0943 | 2854.7133 | 2834.0757 | 20.6376 | 1732 | 1116.8794 | 5.8036 | 0 | 0 | 0 | 0 | 0 | 0
5277 | 220 | 8 | 8 | 119.0476 | 2678.5714 | 0 | 0 | 57.0943 | 2854.7133 | 2834.0757 | 20.6376 | 1732 | 1116.8794 | 5.8036 | 0 | 0 | 0 | 0 | 0 | 0
5278 | 220 | 8 | 8 | 119.0476 | 1339.2857 | 0 | 0 | 29.7619 | 1488.0952 | 1480.3227 | 7.7726 | 1480.3626 | 7.6924 | 0.039972 | 0 | 0 | 0 | 0 | 0 | 0
5279 | 220 | 8 | 9 | 119.0476 | 0 | 0 | 0 | 2.4295 | 121.4772 | 120.8427 | 0.6345 | 120.8459 | 0.62795 | 0.003263 | 0 | 0 | 0 | 0 | 0 | 0
5280 | 221 | 8 | 9 | 119.0476 | 0 | 0 | 0 | 2.4295 | 121.4772 | 120.8427 | 0.6345 | 120.8459 | 0.62795 | 0.003263 | 0 | 0 | 0 | 0 | 0 | 0
5281 | 221 | 8 | 9 | 119.0476 | 0 | 0 | 0 | 2.4295 | 121.4772 | 120.8427 | 0.6345 | 120.8459 | 0.62795 | 0.003263 | 0 | 0 | 0 | 0 | 0 | 0
5282 | 221 | 8 | 9 | 119.0476 | 0 | 0 | 0 | 2.4295 | 121.4772 | 120.8427 | 0.6345 | 120.8459 | 0.62795 | 0.003263 | 0 | 0 | 0 | 0 | 0 | 0
5283 | 221 | 8 | 9 | 119.0476 | 0 | 0 | 0 | 2.4295 | 121.4772 | 120.8427 | 0.6345 | 120.8459 | 0.62795 | 0.003263 | 0 | 0 | 0 | 0 | 0 | 0
5284 | 221 | 8 | 9 | 119.0476 | 0 | 0 | 0 | 2.4295 | 121.4772 | 120.8427 | 0.6345 | 120.8459 | 0.62795 | 0.003263 | 0 | 0 | 0 | 0 | 0 | 0
5285 | 221 | 8 | 9 | 119.0476 | 1607.1429 | 0 | 0 | 35.2284 | 1761.4189 | 1752.1139 | 9.3049 | 1732 | 29.266 | 0.15207 | 0 | 0 | 0 | 0 | 0 | 0
5286 | 221 | 8 | 9 | 119.0476 | 2678.5714 | 0 | 0 | 57.0943 | 2854.7133 | 2834.0757 | 20.6376 | 1732 | 1116.8794 | 5.8036 | 0 | 0 | 0 | 0 | 0 | 0
5287 | 221 | 8 | 9 | 119.0476 | 2678.5714 | 0 | 657.1429 | 70.5053 | 3525.2672 | 3446 | 79.2672 | 1732 | 1732 | 60.9489 | 0 | 0 | 0 | 0 | 0 | 0
5288 | 221 | 8 | 9 | 119.0476 | 2678.5714 | 0 | 657.1429 | 70.5053 | 3525.2672 | 3446 | 79.2672 | 1732 | 1732 | 60.9489 | 0 | 0 | 0 | 0 | 0 | 0
5289 | 221 | 8 | 9 | 119.0476 | 1071.4286 | 0 | 657.1429 | 37.7065 | 1885.3256 | 1874.7362 | 10.5893 | 1732 | 152.5288 | 0.79259 | 0 | 0 | 0 | 0 | 0 | 0
5290 | 221 | 8 | 9 | 119.0476 | 0 | 0 | 657.1429 | 15.8406 | 792.0311 | 787.8942 | 4.1369 | 787.9155 | 4.0942 | 0.021275 | 0 | 0 | 0 | 0 | 0 | 0
5291 | 221 | 8 | 9 | 119.0476 | 0 | 0 | 657.1429 | 15.8406 | 792.0311 | 787.8942 | 4.1369 | 787.9155 | 4.0942 | 0.021275 | 0 | 0 | 0 | 0 | 0 | 0
5292 | 221 | 8 | 9 | 119.0476 | 0 | 0 | 657.1429 | 15.8406 | 792.0311 | 787.8942 | 4.1369 | 787.9155 | 4.0942 | 0.021275 | 0 | 0 | 0 | 0 | 0 | 0
5293 | 221 | 8 | 9 | 119.0476 | 0 | 0 | 657.1429 | 15.8406 | 792.0311 | 787.8942 | 4.1369 | 787.9155 | 4.0942 | 0.021275 | 0 | 0 | 0 | 0 | 0 | 0
5294 | 221 | 8 | 9 | 119.0476 | 0 | 0 | 657.1429 | 15.8406 | 792.0311 | 787.8942 | 4.1369 | 787.9155 | 4.0942 | 0.021275 | 0 | 0 | 0 | 0 | 0 | 0
5295 | 221 | 8 | 9 | 119.0476 | 0 | 0 | 657.1429 | 15.8406 | 792.0311 | 787.8942 | 4.1369 | 787.9155 | 4.0942 | 0.021275 | 0 | 0 | 0 | 0 | 0 | 0
5296 | 221 | 8 | 9 | 119.0476 | 0 | 0 | 657.1429 | 15.8406 | 792.0311 | 787.8942 | 4.1369 | 787.9155 | 4.0942 | 0.021275 | 0 | 0 | 0 | 0 | 0 | 0
5297 | 221 | 8 | 9 | 119.0476 | 0 | 0 | 0 | 2.4295 | 121.4772 | 120.8427 | 0.6345 | 120.8459 | 0.62795 | 0.003263 | 0 | 0 | 0 | 0 | 0 | 0
5298 | 221 | 8 | 9 | 119.0476 | 1339.2857 | 0 | 0 | 29.7619 | 1488.0952 | 1480.3227 | 7.7726 | 1480.3626 | 7.6924 | 0.039972 | 0 | 0 | 0 | 0 | 0 | 0
5299 | 221 | 8 | 9 | 119.0476 | 2678.5714 | 0 | 0 | 57.0943 | 2854.7133 | 2834.0757 | 20.6376 | 1732 | 1116.8794 | 5.8036 | 0 | 0 | 0 | 0 | 0 | 0
5300 | 221 | 8 | 9 | 119.0476 | 2678.5714 | 0 | 0 | 57.0943 | 2854.7133 | 2834.0757 | 20.6376 | 1732 | 1116.8794 | 5.8036 | 0 | 0 | 0 | 0 | 0 | 0
5301 | 221 | 8 | 9 | 119.0476 | 2678.5714 | 0 | 0 | 57.0943 | 2854.7133 | 2834.0757 | 20.6376 | 1732 | 1116.8794 | 5.8036 | 0 | 0 | 0 | 0 | 0 | 0
5302 | 221 | 8 | 9 | 119.0476 | 1339.2857 | 0 | 0 | 29.7619 | 1488.0952 | 1480.3227 | 7.7726 | 1480.3626 | 7.6924 | 0.039972 | 0 | 0 | 0 | 0 | 0 | 0
5303 | 221 | 8 | 10 | 119.0476 | 0 | 0 | 0 | 2.4295 | 121.4772 | 120.8427 | 0.6345 | 120.8459 | 0.62795 | 0.003263 | 0 | 0 | 0 | 0 | 0 | 0
5304 | 222 | 8 | 10 | 119.0476 | 0 | 0 | 0 | 2.4295 | 121.4772 | 120.8427 | 0.6345 | 120.8459 | 0.62795 | 0.003263 | 0 | 0 | 0 | 0 | 0 | 0
5305 | 222 | 8 | 10 | 119.0476 | 0 | 0 | 0 | 2.4295 | 121.4772 | 120.8427 | 0.6345 | 120.8459 | 0.62795 | 0.003263 | 0 | 0 | 0 | 0 | 0 | 0
5306 | 222 | 8 | 10 | 119.0476 | 0 | 0 | 0 | 2.4295 | 121.4772 | 120.8427 | 0.6345 | 120.8459 | 0.62795 | 0.003263 | 0 | 0 | 0 | 0 | 0 | 0
5307 | 222 | 8 | 10 | 119.0476 | 0 | 0 | 0 | 2.4295 | 121.4772 | 120.8427 | 0.6345 | 120.8459 | 0.62795 | 0.003263 | 0 | 0 | 0 | 0 | 0 | 0
5308 | 222 | 8 | 10 | 119.0476 | 0 | 0 | 0 | 2.4295 | 121.4772 | 120.8427 | 0.6345 | 120.8459 | 0.62795 | 0.003263 | 0 | 0 | 0 | 0 | 0 | 0
5309 | 222 | 8 | 10 | 119.0476 | 1607.1429 | 0 | 0 | 35.2284 | 1761.4189 | 1752.1139 | 9.3049 | 1732 | 29.266 | 0.15207 | 0 | 0 | 0 | 0 | 0 | 0
5310 | 222 | 8 | 10 | 119.0476 | 2678.5714 | 0 | 0 | 57.0943 | 2854.7133 | 2834.0757 | 20.6376 | 1732 | 1116.8794 | 5.8036 | 0 | 0 | 0 | 0 | 0 | 0
5311 | 222 | 8 | 10 | 119.0476 | 2678.5714 | 0 | 657.1429 | 70.5053 | 3525.2672 | 3446 | 79.2672 | 1732 | 1732 | 60.9489 | 0 | 0 | 0 | 0 | 0 | 0
5312 | 222 | 8 | 10 | 119.0476 | 2678.5714 | 0 | 657.1429 | 70.5053 | 3525.2672 | 3446 | 79.2672 | 1732 | 1732 | 60.9489 | 0 | 0 | 0 | 0 | 0 | 0
5313 | 222 | 8 | 10 | 119.0476 | 1071.4286 | 0 | 657.1429 | 37.7065 | 1885.3256 | 1874.7362 | 10.5893 | 1732 | 152.5288 | 0.79259 | 0 | 0 | 0 | 0 | 0 | 0
5314 | 222 | 8 | 10 | 119.0476 | 0 | 0 | 657.1429 | 15.8406 | 792.0311 | 787.8942 | 4.1369 | 787.9155 | 4.0942 | 0.021275 | 0 | 0 | 0 | 0 | 0 | 0
5315 | 222 | 8 | 10 | 119.0476 | 0 | 0 | 657.1429 | 15.8406 | 792.0311 | 787.8942 | 4.1369 | 787.9155 | 4.0942 | 0.021275 | 0 | 0 | 0 | 0 | 0 | 0
5316 | 222 | 8 | 10 | 119.0476 | 0 | 0 | 657.1429 | 15.8406 | 792.0311 | 787.8942 | 4.1369 | 787.9155 | 4.0942 | 0.021275 | 0 | 0 | 0 | 0 | 0 | 0
5317 | 222 | 8 | 10 | 119.0476 | 0 | 0 | 657.1429 | 15.8406 | 792.0311 | 787.8942 | 4.1369 | 787.9155 | 4.0942 | 0.021275 | 0 | 0 | 0 | 0 | 0 | 0
5318 | 222 | 8 | 10 | 119.0476 | 0 | 0 | 657.1429 | 15.8406 | 792.0311 | 787.8942 | 4.1369 | 787.9155 | 4.0942 | 0.021275 | 0 | 0 | 0 | 0 | 0 | 0
5319 | 222 | 8 | 10 | 119.0476 | 0 | 0 | 657.1429 | 15.8406 | 792.0311 | 787.8942 | 4.1369 | 787.9155 | 4.0942 | 0.021275 | 0 | 0 | 0 | 0 | 0 | 0
5320 | 222 | 8 | 10 | 119.0476 | 0 | 0 | 657.1429 | 15.8406 | 792.0311 | 787.8942 | 4.1369 | 787.9155 | 4.0942 | 0.021275 | 0 | 0 | 0 | 0 | 0 | 0
5321 | 222 | 8 | 10 | 119.0476 | 0 | 0 | 0 | 2.4295 | 121.4772 | 120.8427 | 0.6345 | 120.8459 | 0.62795 | 0.003263 | 0 | 0 | 0 | 0 | 0 | 0
5322 | 222 | 8 | 10 | 119.0476 | 1339.2857 | 0 | 0 | 29.7619 | 1488.0952 | 1480.3227 | 7.7726 | 1480.3626 | 7.6924 | 0.039972 | 0 | 0 | 0 | 0 | 0 | 0
5323 | 222 | 8 | 10 | 119.0476 | 2678.5714 | 0 | 0 | 57.0943 | 2854.7133 | 2834.0757 | 20.6376 | 1732 | 1116.8794 | 5.8036 | 0 | 0 | 0 | 0 | 0 | 0
5324 | 222 | 8 | 10 | 119.0476 | 2678.5714 | 0 | 0 | 57.0943 | 2854.7133 | 2834.0757 | 20.6376 | 1732 | 1116.8794 | 5.8036 | 0 | 0 | 0 | 0 | 0 | 0
5325 | 222 | 8 | 10 | 119.0476 | 2678.5714 | 0 | 0 | 57.0943 | 2854.7133 | 2834.0757 | 20.6376 | 1732 | 1116.8794 | 5.8036 | 0 | 0 | 0 | 0 | 0 | 0
5326 | 222 | 8 | 10 | 119.0476 | 1339.2857 | 0 | 0 | 29.7619 | 1488.0952 | 1480.3227 | 7.7726 | 1480.3626 | 7.6924 | 0.039972 | 0 | 0 | 0 | 0 | 0 | 0
5327 | 222 | 8 | 11 | 119.0476 | 0 | 0 | 0 | 2.4295 | 121.4772 | 120.8427 | 0.6345 | 120.8459 | 0.62795 | 0.003263 | 0 | 0 | 0 | 0 | 0 | 0
5328 | 223 | 8 | 11 | 119.0476 | 0 | 0 | 0 | 2.4295 | 121.4772 | 120.8427 | 0.6345 | 120.8459 | 0.62795 | 0.003263 | 0 | 0 | 0 | 0 | 0 | 0
5329 | 223 | 8 | 11 | 119.0476 | 0 | 0 | 0 | 2.4295 | 121.4772 | 120.8427 | 0.6345 | 120.8459 | 0.62795 | 0.003263 | 0 | 0 | 0 | 0 | 0 | 0
5330 | 223 | 8 | 11 | 119.0476 | 0 | 0 | 0 | 2.4295 | 121.4772 | 120.8427 | 0.6345 | 120.8459 | 0.62795 | 0.003263 | 0 | 0 | 0 | 0 | 0 | 0
5331 | 223 | 8 | 11 | 119.0476 | 0 | 0 | 0 | 2.4295 | 121.4772 | 120.8427 | 0.6345 | 120.8459 | 0.62795 | 0.003263 | 0 | 0 | 0 | 0 | 0 | 0
5332 | 223 | 8 | 11 | 119.0476 | 0 | 0 | 0 | 2.4295 | 121.4772 | 120.8427 | 0.6345 | 120.8459 | 0.62795 | 0.003263 | 0 | 0 | 0 | 0 | 0 | 0
5333 | 223 | 8 | 11 | 119.0476 | 1607.1429 | 0 | 0 | 35.2284 | 1761.4189 | 1752.1139 | 9.3049 | 1732 | 29.266 | 0.15207 | 0 | 0 | 0 | 0 | 0 | 0
5334 | 223 | 8 | 11 | 119.0476 | 2678.5714 | 0 | 0 | 57.0943 | 2854.7133 | 2834.0757 | 20.6376 | 1732 | 1116.8794 | 5.8036 | 0 | 0 | 0 | 0 | 0 | 0
5335 | 223 | 8 | 11 | 119.0476 | 2678.5714 | 0 | 657.1429 | 70.5053 | 3525.2672 | 3446 | 79.2672 | 1732 | 1732 | 60.9489 | 0 | 0 | 0 | 0 | 0 | 0
5336 | 223 | 8 | 11 | 119.0476 | 2678.5714 | 0 | 657.1429 | 70.5053 | 3525.2672 | 3446 | 79.2672 | 1732 | 1732 | 60.9489 | 0 | 0 | 0 | 0 | 0 | 0
5337 | 223 | 8 | 11 | 119.0476 | 1071.4286 | 0 | 657.1429 | 37.7065 | 1885.3256 | 1874.7362 | 10.5893 | 1732 | 152.5288 | 0.79259 | 0 | 0 | 0 | 0 | 0 | 0
5338 | 223 | 8 | 11 | 119.0476 | 0 | 0 | 657.1429 | 15.8406 | 792.0311 | 787.8942 | 4.1369 | 787.9155 | 4.0942 | 0.021275 | 0 | 0 | 0 | 0 | 0 | 0
5339 | 223 | 8 | 11 | 119.0476 | 0 | 0 | 657.1429 | 15.8406 | 792.0311 | 787.8942 | 4.1369 | 787.9155 | 4.0942 | 0.021275 | 0 | 0 | 0 | 0 | 0 | 0
5340 | 223 | 8 | 11 | 119.0476 | 0 | 0 | 657.1429 | 15.8406 | 792.0311 | 787.8942 | 4.1369 | 787.9155 | 4.0942 | 0.021275 | 0 | 0 | 0 | 0 | 0 | 0
5341 | 223 | 8 | 11 | 119.0476 | 0 | 0 | 657.1429 | 15.8406 | 792.0311 | 787.8942 | 4.1369 | 787.9155 | 4.0942 | 0.021275 | 0 | 0 | 0 | 0 | 0 | 0
5342 | 223 | 8 | 11 | 119.0476 | 0 | 0 | 657.1429 | 15.8406 | 792.0311 | 787.8942 | 4.1369 | 787.9155 | 4.0942 | 0.021275 | 0 | 0 | 0 | 0 | 0 | 0
5343 | 223 | 8 | 11 | 119.0476 | 0 | 0 | 657.1429 | 15.8406 | 792.0311 | 787.8942 | 4.1369 | 787.9155 | 4.0942 | 0.021275 | 0 | 0 | 0 | 0 | 0 | 0
5344 | 223 | 8 | 11 | 119.0476 | 0 | 0 | 657.1429 | 15.8406 | 792.0311 | 787.8942 | 4.1369 | 787.9155 | 4.0942 | 0.021275 | 0 | 0 | 0 | 0 | 0 | 0
5345 | 223 | 8 | 11 | 119.0476 | 0 | 0 | 0 | 2.4295 | 121.4772 | 120.8427 | 0.6345 | 120.8459 | 0.62795 | 0.003263 | 0 | 0 | 0 | 0 | 0 | 0
5346 | 223 | 8 | 11 | 119.0476 | 1339.2857 | 0 | 0 | 29.7619 | 1488.0952 | 1480.3227 | 7.7726 | 1480.3626 | 7.6924 | 0.039972 | 0 | 0 | 0 | 0 | 0 | 0
5347 | 223 | 8 | 11 | 119.0476 | 2678.5714 | 0 | 0 | 57.0943 | 2854.7133 | 2834.0757 | 20.6376 | 1732 | 1116.8794 | 5.8036 | 0 | 0 | 0 | 0 | 0 | 0
5348 | 223 | 8 | 11 | 119.0476 | 2678.5714 | 0 | 0 | 57.0943 | 2854.7133 | 2834.0757 | 20.6376 | 1732 | 1116.8794 | 5.8036 | 0 | 0 | 0 | 0 | 0 | 0
5349 | 223 | 8 | 11 | 119.0476 | 2678.5714 | 0 | 0 | 57.0943 | 2854.7133 | 2834.0757 | 20.6376 | 1732 | 1116.8794 | 5.8036 | 0 | 0 | 0 | 0 | 0 | 0
5350 | 223 | 8 | 11 | 119.0476 | 1339.2857 | 0 | 0 | 29.7619 | 1488.0952 | 1480.3227 | 7.7726 | 1480.3626 | 7.6924 | 0.039972 | 0 | 0 | 0 | 0 | 0 | 0
5351 | 223 | 8 | 12 | 119.0476 | 0 | 0 | 0 | 2.4295 | 121.4772 | 120.8427 | 0.6345 | 120.8459 | 0.62795 | 0.003263 | 0 | 0 | 0 | 0 | 0 | 0
5352 | 224 | 8 | 12 | 119.0476 | 0 | 0 | 0 | 2.4295 | 121.4772 | 120.8427 | 0.6345 | 120.8459 | 0.62795 | 0.003263 | 0 | 0 | 0 | 0 | 0 | 0
5353 | 224 | 8 | 12 | 119.0476 | 0 | 0 | 0 | 2.4295 | 121.4772 | 120.8427 | 0.6345 | 120.8459 | 0.62795 | 0.003263 | 0 | 0 | 0 | 0 | 0 | 0
5354 | 224 | 8 | 12 | 119.0476 | 0 | 0 | 0 | 2.4295 | 121.4772 | 120.8427 | 0.6345 | 120.8459 | 0.62795 | 0.003263 | 0 | 0 | 0 | 0 | 0 | 0
5355 | 224 | 8 | 12 | 119.0476 | 0 | 0 | 0 | 2.4295 | 121.4772 | 120.8427 | 0.6345 | 120.8459 | 0.62795 | 0.003263 | 0 | 0 | 0 | 0 | 0 | 0
5356 | 224 | 8 | 12 | 119.0476 | 0 | 0 | 0 | 2.4295 | 121.4772 | 120.8427 | 0.6345 | 120.8459 | 0.62795 | 0.003263 | 0 | 0 | 0 | 0 | 0 | 0
5357 | 224 | 8 | 12 | 119.0476 | 1607.1429 | 0 | 0 | 35.2284 | 1761.4189 | 1752.1139 | 9.3049 | 1732 | 29.266 | 0.15207 | 0 | 0 | 0 | 0 | 0 | 0
5358 | 224 | 8 | 12 | 119.0476 | 2678.5714 | 0 | 0 | 57.0943 | 2854.7133 | 2834.0757 | 20.6376 | 1732 | 1116.8794 | 5.8036 | 0 | 0 | 0 | 0 | 0 | 0
5359 | 224 | 8 | 12 | 119.0476 | 2678.5714 | 0 | 657.1429 | 70.5053 | 3525.2672 | 3446 | 79.2672 | 1732 | 1732 | 60.9489 | 0 | 0 | 0 | 0 | 0 | 0
5360 | 224 | 8 | 12 | 119.0476 | 2678.5714 | 0 | 657.1429 | 70.5053 | 3525.2672 | 3446 | 79.2672 | 1732 | 1732 | 60.9489 | 0 | 0 | 0 | 0 | 0 | 0
5361 | 224 | 8 | 12 | 119.0476 | 1071.4286 | 0 | 657.1429 | 37.7065 | 1885.3256 | 1874.7362 | 10.5893 | 1732 | 152.5288 | 0.79259 | 0 | 0 | 0 | 0 | 0 | 0
5362 | 224 | 8 | 12 | 119.0476 | 0 | 0 | 657.1429 | 15.8406 | 792.0311 | 787.8942 | 4.1369 | 787.9155 | 4.0942 | 0.021275 | 0 | 0 | 0 | 0 | 0 | 0
5363 | 224 | 8 | 12 | 119.0476 | 0 | 0 | 657.1429 | 15.8406 | 792.0311 | 787.8942 | 4.1369 | 787.9155 | 4.0942 | 0.021275 | 0 | 0 | 0 | 0 | 0 | 0
5364 | 224 | 8 | 12 | 119.0476 | 0 | 0 | 657.1429 | 15.8406 | 792.0311 | 787.8942 | 4.1369 | 787.9155 | 4.0942 | 0.021275 | 0 | 0 | 0 | 0 | 0 | 0
5365 | 224 | 8 | 12 | 119.0476 | 0 | 0 | 657.1429 | 15.8406 | 792.0311 | 787.8942 | 4.1369 | 787.9155 | 4.0942 | 0.021275 | 0 | 0 | 0 | 0 | 0 | 0
5366 | 224 | 8 | 12 | 119.0476 | 0 | 0 | 657.1429 | 15.8406 | 792.0311 | 787.8942 | 4.1369 | 787.9155 | 4.0942 | 0.021275 | 0 | 0 | 0 | 0 | 0 | 0
5367 | 224 | 8 | 12 | 119.0476 | 0 | 0 | 657.1429 | 15.8406 | 792.0311 | 787.8942 | 4.1369 | 787.9155 | 4.0942 | 0.021275 | 0 | 0 | 0 | 0 | 0 | 0
5368 | 224 | 8 | 12 | 119.0476 | 0 | 0 | 657.1429 | 15.8406 | 792.0311 | 787.8942 | 4.1369 | 787.9155 | 4.0942 | 0.021275 | 0 | 0 | 0 | 0 | 0 | 0
5369 | 224 | 8 | 12 | 119.0476 | 0 | 0 | 0 | 2.4295 | 121.4772 | 120.8427 | 0.6345 | 120.8459 | 0.62795 | 0.003263 | 0 | 0 | 0 | 0 | 0 | 0
5370 | 224 | 8 | 12 | 119.0476 | 1339.2857 | 0 | 0 | 29.7619 | 1488.0952 | 1480.3227 | 7.7726 | 1480.3626 | 7.6924 | 0.039972 | 0 | 0 | 0 | 0 | 0 | 0
5371 | 224 | 8 | 12 | 119.0476 | 2678.5714 | 0 | 0 | 57.0943 | 2854.7133 | 2834.0757 | 20.6376 | 1732 | 1116.8794 | 5.8036 | 0 | 0 | 0 | 0 | 0 | 0
5372 | 224 | 8 | 12 | 119.0476 | 2678.5714 | 0 | 0 | 57.0943 | 2854.7133 | 2834.0757 | 20.6376 | 1732 | 1116.8794 | 5.8036 | 0 | 0 | 0 | 0 | 0 | 0
5373 | 224 | 8 | 12 | 119.0476 | 2678.5714 | 0 | 0 | 57.0943 | 2854.7133 | 2834.0757 | 20.6376 | 1732 | 1116.8794 | 5.8036 | 0 | 0 | 0 | 0 | 0 | 0
5374 | 224 | 8 | 12 | 119.0476 | 1339.2857 | 0 | 0 | 29.7619 | 1488.0952 | 1480.3227 | 7.7726 | 1480.3626 | 7.6924 | 0.039972 | 0 | 0 | 0 | 0 | 0 | 0
5375 | 224 | 8 | 13 | 119.0476 | 0 | 0 | 0 | 2.4295 | 121.4772 | 120.8427 | 0.6345 | 120.8459 | 0.62795 | 0.003263 | 0 | 0 | 0 | 0 | 0 | 0
5376 | 225 | 8 | 13 | 119.0476 | 0 | 0 | 0 | 2.4295 | 121.4772 | 120.8427 | 0.6345 | 120.8459 | 0.62795 | 0.003263 | 0 | 0 | 0 | 0 | 0 | 0
5377 | 225 | 8 | 13 | 119.0476 | 0 | 0 | 0 | 2.4295 | 121.4772 | 120.8427 | 0.6345 | 120.8459 | 0.62795 | 0.003263 | 0 | 0 | 0 | 0 | 0 | 0
5378 | 225 | 8 | 13 | 119.0476 | 0 | 0 | 0 | 2.4295 | 121.4772 | 120.8427 | 0.6345 | 120.8459 | 0.62795 | 0.003263 | 0 | 0 | 0 | 0 | 0 | 0
5379 | 225 | 8 | 13 | 119.0476 | 0 | 0 | 0 | 2.4295 | 121.4772 | 120.8427 | 0.6345 | 120.8459 | 0.62795 | 0.003263 | 0 | 0 | 0 | 0 | 0 | 0
5380 | 225 | 8 | 13 | 119.0476 | 0 | 0 | 0 | 2.4295 | 121.4772 | 120.8427 | 0.6345 | 120.8459 | 0.62795 | 0.003263 | 0 | 0 | 0 | 0 | 0 | 0
5381 | 225 | 8 | 13 | 119.0476 | 1607.1429 | 0 | 0 | 35.2284 | 1761.4189 | 1752.1139 | 9.3049 | 1732 | 29.266 | 0.15207 | 0 | 0 | 0 | 0 | 0 | 0
5382 | 225 | 8 | 13 | 119.0476 | 2678.5714 | 0 | 0 | 57.0943 | 2854.7133 | 2834.0757 | 20.6376 | 1732 | 1116.8794 | 5.8036 | 0 | 0 | 0 | 0 | 0 | 0
5383 | 225 | 8 | 13 | 119.0476 | 2678.5714 | 0 | 657.1429 | 70.5053 | 3525.2672 | 3446 | 79.2672 | 1732 | 1732 | 60.9489 | 0 | 0 | 0 | 0 | 0 | 0
5384 | 225 | 8 | 13 | 119.0476 | 2678.5714 | 0 | 657.1429 | 70.5053 | 3525.2672 | 3446 | 79.2672 | 1732 | 1732 | 60.9489 | 0 | 0 | 0 | 0 | 0 | 0
5385 | 225 | 8 | 13 | 119.0476 | 1071.4286 | 0 | 657.1429 | 37.7065 | 1885.3256 | 1874.7362 | 10.5893 | 1732 | 152.5288 | 0.79259 | 0 | 0 | 0 | 0 | 0 | 0
5386 | 225 | 8 | 13 | 119.0476 | 0 | 0 | 657.1429 | 15.8406 | 792.0311 | 787.8942 | 4.1369 | 787.9155 | 4.0942 | 0.021275 | 0 | 0 | 0 | 0 | 0 | 0
5387 | 225 | 8 | 13 | 119.0476 | 0 | 0 | 657.1429 | 15.8406 | 792.0311 | 787.8942 | 4.1369 | 787.9155 | 4.0942 | 0.021275 | 0 | 0 | 0 | 0 | 0 | 0
5388 | 225 | 8 | 13 | 119.0476 | 0 | 0 | 657.1429 | 15.8406 | 792.0311 | 787.8942 | 4.1369 | 787.9155 | 4.0942 | 0.021275 | 0 | 0 | 0 | 0 | 0 | 0
5389 | 225 | 8 | 13 | 119.0476 | 0 | 0 | 657.1429 | 15.8406 | 792.0311 | 787.8942 | 4.1369 | 787.9155 | 4.0942 | 0.021275 | 0 | 0 | 0 | 0 | 0 | 0
5390 | 225 | 8 | 13 | 119.0476 | 0 | 0 | 657.1429 | 15.8406 | 792.0311 | 787.8942 | 4.1369 | 787.9155 | 4.0942 | 0.021275 | 0 | 0 | 0 | 0 | 0 | 0
5391 | 225 | 8 | 13 | 119.0476 | 0 | 0 | 657.1429 | 15.8406 | 792.0311 | 787.8942 | 4.1369 | 787.9155 | 4.0942 | 0.021275 | 0 | 0 | 0 | 0 | 0 | 0
5392 | 225 | 8 | 13 | 119.0476 | 0 | 0 | 657.1429 | 15.8406 | 792.0311 | 787.8942 | 4.1369 | 787.9155 | 4.0942 | 0.021275 | 0 | 0 | 0 | 0 | 0 | 0
5393 | 225 | 8 | 13 | 119.0476 | 0 | 0 | 0 | 2.4295 | 121.4772 | 120.8427 | 0.6345 | 120.8459 | 0.62795 | 0.003263 | 0 | 0 | 0 | 0 | 0 | 0
5394 | 225 | 8 | 13 | 119.0476 | 1339.2857 | 0 | 0 | 29.7619 | 1488.0952 | 1480.3227 | 7.7726 | 1480.3626 | 7.6924 | 0.039972 | 0 | 0 | 0 | 0 | 0 | 0
5395 | 225 | 8 | 13 | 119.0476 | 2678.5714 | 0 | 0 | 57.0943 | 2854.7133 | 2834.0757 | 20.6376 | 1732 | 1116.8794 | 5.8036 | 0 | 0 | 0 | 0 | 0 | 0
5396 | 225 | 8 | 13 | 119.0476 | 2678.5714 | 0 | 0 | 57.0943 | 2854.7133 | 2834.0757 | 20.6376 | 1732 | 1116.8794 | 5.8036 | 0 | 0 | 0 | 0 | 0 | 0
5397 | 225 | 8 | 13 | 119.0476 | 2678.5714 | 0 | 0 | 57.0943 | 2854.7133 | 2834.0757 | 20.6376 | 1732 | 1116.8794 | 5.8036 | 0 | 0 | 0 | 0 | 0 | 0
5398 | 225 | 8 | 13 | 119.0476 | 1339.2857 | 0 | 0 | 29.7619 | 1488.0952 | 1480.3227 | 7.7726 | 1480.3626 | 7.6924 | 0.039972 | 0 | 0 | 0 | 0 | 0 | 0
5399 | 225 | 8 | 14 | 119.0476 | 0 | 0 | 0 | 2.4295 | 121.4772 | 120.8427 | 0.6345 | 120.8459 | 0.62795 | 0.003263 | 0 | 0 | 0 | 0 | 0 | 0
5400 | 226 | 8 | 14 | 119.0476 | 0 | 0 | 0 | 2.4295 | 121.4772 | 120.8427 | 0.6345 | 120.8459 | 0.62795 | 0.003263 | 0 | 0 | 0 | 0 | 0 | 0
5401 | 226 | 8 | 14 | 119.0476 | 0 | 0 | 0 | 2.4295 | 121.4772 | 120.8427 | 0.6345 | 120.8459 | 0.62795 | 0.003263 | 0 | 0 | 0 | 0 | 0 | 0
5402 | 226 | 8 | 14 | 119.0476 | 0 | 0 | 0 | 2.4295 | 121.4772 | 120.8427 | 0.6345 | 120.8459 | 0.62795 | 0.003263 | 0 | 0 | 0 | 0 | 0 | 0
5403 | 226 | 8 | 14 | 119.0476 | 0 | 0 | 0 | 2.4295 | 121.4772 | 120.8427 | 0.6345 | 120.8459 | 0.62795 | 0.003263 | 0 | 0 | 0 | 0 | 0 | 0
5404 | 226 | 8 | 14 | 119.0476 | 0 | 0 | 0 | 2.4295 | 121.4772 | 120.8427 | 0.6345 | 120.8459 | 0.62795 | 0.003263 | 0 | 0 | 0 | 0 | 0 | 0
5405 | 226 | 8 | 14 | 119.0476 | 1607.1429 | 0 | 0 | 35.2284 | 1761.4189 | 1752.1139 | 9.3049 | 1732 | 29.266 | 0.15207 | 0 | 0 | 0 | 0 | 0 | 0
5406 | 226 | 8 | 14 | 119.0476 | 2678.5714 | 0 | 0 | 57.0943 | 2854.7133 | 2834.0757 | 20.6376 | 1732 | 1116.8794 | 5.8036 | 0 | 0 | 0 | 0 | 0 | 0
5407 | 226 | 8 | 14 | 119.0476 | 2678.5714 | 0 | 657.1429 | 70.5053 | 3525.2672 | 3446 | 79.2672 | 1732 | 1732 | 60.9489 | 0 | 0 | 0 | 0 | 0 | 0
5408 | 226 | 8 | 14 | 119.0476 | 2678.5714 | 0 | 657.1429 | 70.5053 | 3525.2672 | 3446 | 79.2672 | 1732 | 1732 | 60.9489 | 0 | 0 | 0 | 0 | 0 | 0
5409 | 226 | 8 | 14 | 119.0476 | 1071.4286 | 0 | 657.1429 | 37.7065 | 1885.3256 | 1874.7362 | 10.5893 | 1732 | 152.5288 | 0.79259 | 0 | 0 | 0 | 0 | 0 | 0
5410 | 226 | 8 | 14 | 119.0476 | 0 | 0 | 657.1429 | 15.8406 | 792.0311 | 787.8942 | 4.1369 | 787.9155 | 4.0942 | 0.021275 | 0 | 0 | 0 | 0 | 0 | 0
5411 | 226 | 8 | 14 | 119.0476 | 0 | 0 | 657.1429 | 15.8406 | 792.0311 | 787.8942 | 4.1369 | 787.9155 | 4.0942 | 0.021275 | 0 | 0 | 0 | 0 | 0 | 0
5412 | 226 | 8 | 14 | 119.0476 | 0 | 0 | 657.1429 | 15.8406 | 792.0311 | 787.8942 | 4.1369 | 787.9155 | 4.0942 | 0.021275 | 0 | 0 | 0 | 0 | 0 | 0
5413 | 226 | 8 | 14 | 119.0476 | 0 | 0 | 657.1429 | 15.8406 | 792.0311 | 787.8942 | 4.1369 | 787.9155 | 4.0942 | 0.021275 | 0 | 0 | 0 | 0 | 0 | 0
5414 | 226 | 8 | 14 | 119.0476 | 0 | 0 | 657.1429 | 15.8406 | 792.0311 | 787.8942 | 4.1369 | 787.9155 | 4.0942 | 0.021275 | 0 | 0 | 0 | 0 | 0 | 0
5415 | 226 | 8 | 14 | 119.0476 | 0 | 0 | 657.1429 | 15.8406 | 792.0311 | 787.8942 | 4.1369 | 787.9155 | 4.0942 | 0.021275 | 0 | 0 | 0 | 0 | 0 | 0
5416 | 226 | 8 | 14 | 119.0476 | 0 | 0 | 657.1429 | 15.8406 | 792.0311 | 787.8942 | 4.1369 | 787.9155 | 4.0942 | 0.021275 | 0 | 0 | 0 | 0 | 0 | 0
5417 | 226 | 8 | 14 | 119.0476 | 0 | 0 | 0 | 2.4295 | 121.4772 | 120.8427 | 0.6345 | 120.8459 | 0.62795 | 0.003263 | 0 | 0 | 0 | 0 | 0 | 0
5418 | 226 | 8 | 14 | 119.0476 | 1339.2857 | 0 | 0 | 29.7619 | 1488.0952 | 1480.3227 | 7.7726 | 1480.3626 | 7.6924 | 0.039972 | 0 | 0 | 0 | 0 | 0 | 0
5419 | 226 | 8 | 14 | 119.0476 | 2678.5714 | 0 | 0 | 57.0943 | 2854.7133 | 2834.0757 | 20.6376 | 1732 | 1116.8794 | 5.8036 | 0 | 0 | 0 | 0 | 0 | 0
5420 | 226 | 8 | 14 | 119.0476 | 2678.5714 | 0 | 0 | 57.0943 | 2854.7133 | 2834.0757 | 20.6376 | 1732 | 1116.8794 | 5.8036 | 0 | 0 | 0 | 0 | 0 | 0
5421 | 226 | 8 | 14 | 119.0476 | 2678.5714 | 0 | 0 | 57.0943 | 2854.7133 | 2834.0757 | 20.6376 | 1732 | 1116.8794 | 5.8036 | 0 | 0 | 0 | 0 | 0 | 0
5422 | 226 | 8 | 14 | 119.0476 | 1339.2857 | 0 | 0 | 29.7619 | 1488.0952 | 1480.3227 | 7.7726 | 1480.3626 | 7.6924 | 0.039972 | 0 | 0 | 0 | 0 | 0 | 0
5423 | 226 | 8 | 15 | 119.0476 | 0 | 0 | 0 | 2.4295 | 121.4772 | 120.8427 | 0.6345 | 120.8459 | 0.62795 | 0.003263 | 0 | 0 | 0 | 0 | 0 | 0
5424 | 227 | 8 | 15 | 119.0476 | 0 | 0 | 0 | 2.4295 | 121.4772 | 120.8427 | 0.6345 | 120.8459 | 0.62795 | 0.003263 | 0 | 0 | 0 | 0 | 0 | 0
5425 | 227 | 8 | 15 | 119.0476 | 0 | 0 | 0 | 2.4295 | 121.4772 | 120.8427 | 0.6345 | 120.8459 | 0.62795 | 0.003263 | 0 | 0 | 0 | 0 | 0 | 0
5426 | 227 | 8 | 15 | 119.0476 | 0 | 0 | 0 | 2.4295 | 121.4772 | 120.8427 | 0.6345 | 120.8459 | 0.62795 | 0.003263 | 0 | 0 | 0 | 0 | 0 | 0
5427 | 227 | 8 | 15 | 119.0476 | 0 | 0 | 0 | 2.4295 | 121.4772 | 120.8427 | 0.6345 | 120.8459 | 0.62795 | 0.003263 | 0 | 0 | 0 | 0 | 0 | 0
5428 | 227 | 8 | 15 | 119.0476 | 0 | 0 | 0 | 2.4295 | 121.4772 | 120.8427 | 0.6345 | 120.8459 | 0.62795 | 0.003263 | 0 | 0 | 0 | 0 | 0 | 0
5429 | 227 | 8 | 15 | 119.0476 | 1607.1429 | 0 | 0 | 35.2284 | 1761.4189 | 1752.1139 | 9.3049 | 1732 | 29.266 | 0.15207 | 0 | 0 | 0 | 0 | 0 | 0
5430 | 227 | 8 | 15 | 119.0476 | 2678.5714 | 0 | 0 | 57.0943 | 2854.7133 | 2834.0757 | 20.6376 | 1732 | 1116.8794 | 5.8036 | 0 | 0 | 0 | 0 | 0 | 0
5431 | 227 | 8 | 15 | 119.0476 | 2678.5714 | 0 | 657.1429 | 70.5053 | 3525.2672 | 3446 | 79.2672 | 1732 | 1732 | 60.9489 | 0 | 0 | 0 | 0 | 0 | 0
5432 | 227 | 8 | 15 | 119.0476 | 2678.5714 | 0 | 657.1429 | 70.5053 | 3525.2672 | 3446 | 79.2672 | 1732 | 1732 | 60.9489 | 0 | 0 | 0 | 0 | 0 | 0
5433 | 227 | 8 | 15 | 119.0476 | 1071.4286 | 0 | 657.1429 | 37.7065 | 1885.3256 | 1874.7362 | 10.5893 | 1732 | 152.5288 | 0.79259 | 0 | 0 | 0 | 0 | 0 | 0
5434 | 227 | 8 | 15 | 119.0476 | 0 | 0 | 657.1429 | 15.8406 | 792.0311 | 787.8942 | 4.1369 | 787.9155 | 4.0942 | 0.021275 | 0 | 0 | 0 | 0 | 0 | 0
5435 | 227 | 8 | 15 | 119.0476 | 0 | 0 | 657.1429 | 15.8406 | 792.0311 | 787.8942 | 4.1369 | 787.9155 | 4.0942 | 0.021275 | 0 | 0 | 0 | 0 | 0 | 0
5436 | 227 | 8 | 15 | 119.0476 | 0 | 0 | 657.1429 | 15.8406 | 792.0311 | 787.8942 | 4.1369 | 787.9155 | 4.0942 | 0.021275 | 0 | 0 | 0 | 0 | 0 | 0
5437 | 227 | 8 | 15 | 119.0476 | 0 | 0 | 657.1429 | 15.8406 | 792.0311 | 787.8942 | 4.1369 | 787.9155 | 4.0942 | 0.021275 | 0 | 0 | 0 | 0 | 0 | 0
5438 | 227 | 8 | 15 | 119.0476 | 0 | 0 | 657.1429 | 15.8406 | 792.0311 | 787.8942 | 4.1369 | 787.9155 | 4.0942 | 0.021275 | 0 | 0 | 0 | 0 | 0 | 0
5439 | 227 | 8 | 15 | 119.0476 | 0 | 0 | 657.1429 | 15.8406 | 792.0311 | 787.8942 | 4.1369 | 787.9155 | 4.0942 | 0.021275 | 0 | 0 | 0 | 0 | 0 | 0
5440 | 227 | 8 | 15 | 119.0476 | 0 | 0 | 657.1429 | 15.8406 | 792.0311 | 787.8942 | 4.1369 | 787.9155 | 4.0942 | 0.021275 | 0 | 0 | 0 | 0 | 0 | 0
5441 | 227 | 8 | 15 | 119.0476 | 0 | 0 | 0 | 2.4295 | 121.4772 | 120.8427 | 0.6345 | 120.8459 | 0.62795 | 0.003263 | 0 | 0 | 0 | 0 | 0 | 0
5442 | 227 | 8 | 15 | 119.0476 | 1339.2857 | 0 | 0 | 29.7619 | 1488.0952 | 1480.3227 | 7.7726 | 1480.3626 | 7.6924 | 0.039972 | 0 | 0 | 0 | 0 | 0 | 0
5443 | 227 | 8 | 15 | 119.0476 | 2678.5714 | 0 | 0 | 57.0943 | 2854.7133 | 2834.0757 | 20.6376 | 1732 | 1116.8794 | 5.8036 | 0 | 0 | 0 | 0 | 0 | 0
5444 | 227 | 8 | 15 | 119.0476 | 2678.5714 | 0 | 0 | 57.0943 | 2854.7133 | 2834.0757 | 20.6376 | 1732 | 1116.8794 | 5.8036 | 0 | 0 | 0 | 0 | 0 | 0
5445 | 227 | 8 | 15 | 119.0476 | 2678.5714 | 0 | 0 | 57.0943 | 2854.7133 | 2834.0757 | 20.6376 | 1732 | 1116.8794 | 5.8036 | 0 | 0 | 0 | 0 | 0 | 0
5446 | 227 | 8 | 15 | 119.0476 | 1339.2857 | 0 | 0 | 29.7619 | 1488.0952 | 1480.3227 | 7.7726 | 1480.3626 | 7.6924 | 0.039972 | 0 | 0 | 0 | 0 | 0 | 0
5447 | 227 | 8 | 16 | 119.0476 | 0 | 0 | 0 | 2.4295 | 121.4772 | 120.8427 | 0.6345 | 120.8459 | 0.62795 | 0.003263 | 0 | 0 | 0 | 0 | 0 | 0
5448 | 228 | 8 | 16 | 119.0476 | 0 | 0 | 0 | 2.4295 | 121.4772 | 120.8427 | 0.6345 | 120.8459 | 0.62795 | 0.003263 | 0 | 0 | 0 | 0 | 0 | 0
5449 | 228 | 8 | 16 | 119.0476 | 0 | 0 | 0 | 2.4295 | 121.4772 | 120.8427 | 0.6345 | 120.8459 | 0.62795 | 0.003263 | 0 | 0 | 0 | 0 | 0 | 0
5450 | 228 | 8 | 16 | 119.0476 | 0 | 0 | 0 | 2.4295 | 121.4772 | 120.8427 | 0.6345 | 120.8459 | 0.62795 | 0.003263 | 0 | 0 | 0 | 0 | 0 | 0
5451 | 228 | 8 | 16 | 119.0476 | 0 | 0 | 0 | 2.4295 | 121.4772 | 120.8427 | 0.6345 | 120.8459 | 0.62795 | 0.003263 | 0 | 0 | 0 | 0 | 0 | 0
5452 | 228 | 8 | 16 | 119.0476 | 0 | 0 | 0 | 2.4295 | 121.4772 | 120.8427 | 0.6345 | 120.8459 | 0.62795 | 0.003263 | 0 | 0 | 0 | 0 | 0 | 0
5453 | 228 | 8 | 16 | 119.0476 | 1607.1429 | 0 | 0 | 35.2284 | 1761.4189 | 1752.1139 | 9.3049 | 1732 | 29.266 | 0.15207 | 0 | 0 | 0 | 0 | 0 | 0
5454 | 228 | 8 | 16 | 119.0476 | 2678.5714 | 0 | 0 | 57.0943 | 2854.7133 | 2834.0757 | 20.6376 | 1732 | 1116.8794 | 5.8036 | 0 | 0 | 0 | 0 | 0 | 0
5455 | 228 | 8 | 16 | 119.0476 | 2678.5714 | 0 | 657.1429 | 70.5053 | 3525.2672 | 3446 | 79.2672 | 1732 | 1732 | 60.9489 | 0 | 0 | 0 | 0 | 0 | 0
5456 | 228 | 8 | 16 | 119.0476 | 2678.5714 | 0 | 657.1429 | 70.5053 | 3525.2672 | 3446 | 79.2672 | 1732 | 1732 | 60.9489 | 0 | 0 | 0 | 0 | 0 | 0
5457 | 228 | 8 | 16 | 119.0476 | 1071.4286 | 0 | 657.1429 | 37.7065 | 1885.3256 | 1874.7362 | 10.5893 | 1732 | 152.5288 | 0.79259 | 0 | 0 | 0 | 0 | 0 | 0
5458 | 228 | 8 | 16 | 119.0476 | 0 | 0 | 657.1429 | 15.8406 | 792.0311 | 787.8942 | 4.1369 | 787.9155 | 4.0942 | 0.021275 | 0 | 0 | 0 | 0 | 0 | 0
5459 | 228 | 8 | 16 | 119.0476 | 0 | 0 | 657.1429 | 15.8406 | 792.0311 | 787.8942 | 4.1369 | 787.9155 | 4.0942 | 0.021275 | 0 | 0 | 0 | 0 | 0 | 0
5460 | 228 | 8 | 16 | 119.0476 | 0 | 0 | 657.1429 | 15.8406 | 792.0311 | 787.8942 | 4.1369 | 787.9155 | 4.0942 | 0.021275 | 0 | 0 | 0 | 0 | 0 | 0
5461 | 228 | 8 | 16 | 119.0476 | 0 | 0 | 657.1429 | 15.8406 | 792.0311 | 787.8942 | 4.1369 | 787.9155 | 4.0942 | 0.021275 | 0 | 0 | 0 | 0 | 0 | 0
5462 | 228 | 8 | 16 | 119.0476 | 0 | 0 | 657.1429 | 15.8406 | 792.0311 | 787.8942 | 4.1369 | 787.9155 | 4.0942 | 0.021275 | 0 | 0 | 0 | 0 | 0 | 0
5463 | 228 | 8 | 16 | 119.0476 | 0 | 0 | 657.1429 | 15.8406 | 792.0311 | 787.8942 | 4.1369 | 787.9155 | 4.0942 | 0.021275 | 0 | 0 | 0 | 0 | 0 | 0
5464 | 228 | 8 | 16 | 119.0476 | 0 | 0 | 657.1429 | 15.8406 | 792.0311 | 787.8942 | 4.1369 | 787.9155 | 4.0942 | 0.021275 | 0 | 0 | 0 | 0 | 0 | 0
5465 | 228 | 8 | 16 | 119.0476 | 0 | 0 | 0 | 2.4295 | 121.4772 | 120.8427 | 0.6345 | 120.8459 | 0.62795 | 0.003263 | 0 | 0 | 0 | 0 | 0 | 0
5466 | 228 | 8 | 16 | 119.0476 | 1339.2857 | 0 | 0 | 29.7619 | 1488.0952 | 1480.3227 | 7.7726 | 1480.3626 | 7.6924 | 0.039972 | 0 | 0 | 0 | 0 | 0 | 0
5467 | 228 | 8 | 16 | 119.0476 | 2678.5714 | 0 | 0 | 57.0943 | 2854.7133 | 2834.0757 | 20.6376 | 1732 | 1116.8794 | 5.8036 | 0 | 0 | 0 | 0 | 0 | 0
5468 | 228 | 8 | 16 | 119.0476 | 2678.5714 | 0 | 0 | 57.0943 | 2854.7133 | 2834.0757 | 20.6376 | 1732 | 1116.8794 | 5.8036 | 0 | 0 | 0 | 0 | 0 | 0
5469 | 228 | 8 | 16 | 119.0476 | 2678.5714 | 0 | 0 | 57.0943 | 2854.7133 | 2834.0757 | 20.6376 | 1732 | 1116.8794 | 5.8036 | 0 | 0 | 0 | 0 | 0 | 0
5470 | 228 | 8 | 16 | 119.0476 | 1339.2857 | 0 | 0 | 29.7619 | 1488.0952 | 1480.3227 | 7.7726 | 1480.3626 | 7.6924 | 0.039972 | 0 | 0 | 0 | 0 | 0 | 0
5471 | 228 | 8 | 17 | 119.0476 | 0 | 0 | 0 | 2.4295 | 121.4772 | 120.8427 | 0.6345 | 120.8459 | 0.62795 | 0.003263 | 0 | 0 | 0 | 0 | 0 | 0
5472 | 229 | 8 | 17 | 119.0476 | 0 | 0 | 0 | 2.4295 | 121.4772 | 120.8427 | 0.6345 | 120.8459 | 0.62795 | 0.003263 | 0 | 0 | 0 | 0 | 0 | 0
5473 | 229 | 8 | 17 | 119.0476 | 0 | 0 | 0 | 2.4295 | 121.4772 | 120.8427 | 0.6345 | 120.8459 | 0.62795 | 0.003263 | 0 | 0 | 0 | 0 | 0 | 0
5474 | 229 | 8 | 17 | 119.0476 | 0 | 0 | 0 | 2.4295 | 121.4772 | 120.8427 | 0.6345 | 120.8459 | 0.62795 | 0.003263 | 0 | 0 | 0 | 0 | 0 | 0
5475 | 229 | 8 | 17 | 119.0476 | 0 | 0 | 0 | 2.4295 | 121.4772 | 120.8427 | 0.6345 | 120.8459 | 0.62795 | 0.003263 | 0 | 0 | 0 | 0 | 0 | 0
5476 | 229 | 8 | 17 | 119.0476 | 0 | 0 | 0 | 2.4295 | 121.4772 | 120.8427 | 0.6345 | 120.8459 | 0.62795 | 0.003263 | 0 | 0 | 0 | 0 | 0 | 0
5477 | 229 | 8 | 17 | 119.0476 | 1607.1429 | 0 | 0 | 35.2284 | 1761.4189 | 1752.1139 | 9.3049 | 1732 | 29.266 | 0.15207 | 0 | 0 | 0 | 0 | 0 | 0
5478 | 229 | 8 | 17 | 119.0476 | 2678.5714 | 0 | 0 | 57.0943 | 2854.7133 | 2834.0757 | 20.6376 | 1732 | 1116.8794 | 5.8036 | 0 | 0 | 0 | 0 | 0 | 0
5479 | 229 | 8 | 17 | 119.0476 | 2678.5714 | 0 | 657.1429 | 70.5053 | 3525.2672 | 3446 | 79.2672 | 1732 | 1732 | 60.9489 | 0 | 0 | 0 | 0 | 0 | 0
5480 | 229 | 8 | 17 | 119.0476 | 2678.5714 | 0 | 657.1429 | 70.5053 | 3525.2672 | 3446 | 79.2672 | 1732 | 1732 | 60.9489 | 0 | 0 | 0 | 0 | 0 | 0
5481 | 229 | 8 | 17 | 119.0476 | 1071.4286 | 0 | 657.1429 | 37.7065 | 1885.3256 | 1874.7362 | 10.5893 | 1732 | 152.5288 | 0.79259 | 0 | 0 | 0 | 0 | 0 | 0
5482 | 229 | 8 | 17 | 119.0476 | 0 | 0 | 657.1429 | 15.8406 | 792.0311 | 787.8942 | 4.1369 | 787.9155 | 4.0942 | 0.021275 | 0 | 0 | 0 | 0 | 0 | 0
5483 | 229 | 8 | 17 | 119.0476 | 0 | 0 | 657.1429 | 15.8406 | 792.0311 | 787.8942 | 4.1369 | 787.9155 | 4.0942 | 0.021275 | 0 | 0 | 0 | 0 | 0 | 0
5484 | 229 | 8 | 17 | 119.0476 | 0 | 0 | 657.1429 | 15.8406 | 792.0311 | 787.8942 | 4.1369 | 787.9155 | 4.0942 | 0.021275 | 0 | 0 | 0 | 0 | 0 | 0
5485 | 229 | 8 | 17 | 119.0476 | 0 | 0 | 657.1429 | 15.8406 | 792.0311 | 787.8942 | 4.1369 | 787.9155 | 4.0942 | 0.021275 | 0 | 0 | 0 | 0 | 0 | 0
5486 | 229 | 8 | 17 | 119.0476 | 0 | 0 | 657.1429 | 15.8406 | 792.0311 | 787.8942 | 4.1369 | 787.9155 | 4.0942 | 0.021275 | 0 | 0 | 0 | 0 | 0 | 0
5487 | 229 | 8 | 17 | 119.0476 | 0 | 0 | 657.1429 | 15.8406 | 792.0311 | 787.8942 | 4.1369 | 787.9155 | 4.0942 | 0.021275 | 0 | 0 | 0 | 0 | 0 | 0
5488 | 229 | 8 | 17 | 119.0476 | 0 | 0 | 657.1429 | 15.8406 | 792.0311 | 787.8942 | 4.1369 | 787.9155 | 4.0942 | 0.021275 | 0 | 0 | 0 | 0 | 0 | 0
5489 | 229 | 8 | 17 | 119.0476 | 0 | 0 | 0 | 2.4295 | 121.4772 | 120.8427 | 0.6345 | 120.8459 | 0.62795 | 0.003263 | 0 | 0 | 0 | 0 | 0 | 0
5490 | 229 | 8 | 17 | 119.0476 | 1339.2857 | 0 | 0 | 29.7619 | 1488.0952 | 1480.3227 | 7.7726 | 1480.3626 | 7.6924 | 0.039972 | 0 | 0 | 0 | 0 | 0 | 0
5491 | 229 | 8 | 17 | 119.0476 | 2678.5714 | 0 | 0 | 57.0943 | 2854.7133 | 2834.0757 | 20.6376 | 1732 | 1116.8794 | 5.8036 | 0 | 0 | 0 | 0 | 0 | 0
5492 | 229 | 8 | 17 | 119.0476 | 2678.5714 | 0 | 0 | 57.0943 | 2854.7133 | 2834.0757 | 20.6376 | 1732 | 1116.8794 | 5.8036 | 0 | 0 | 0 | 0 | 0 | 0
5493 | 229 | 8 | 17 | 119.0476 | 2678.5714 | 0 | 0 | 57.0943 | 2854.7133 | 2834.0757 | 20.6376 | 1732 | 1116.8794 | 5.8036 | 0 | 0 | 0 | 0 | 0 | 0
5494 | 229 | 8 | 17 | 119.0476 | 1339.2857 | 0 | 0 | 29.7619 | 1488.0952 | 1480.3227 | 7.7726 | 1480.3626 | 7.6924 | 0.039972 | 0 | 0 | 0 | 0 | 0 | 0
5495 | 229 | 8 | 18 | 119.0476 | 0 | 0 | 0 | 2.4295 | 121.4772 | 120.8427 | 0.6345 | 120.8459 | 0.62795 | 0.003263 | 0 | 0 | 0 | 0 | 0 | 0
5496 | 230 | 8 | 18 | 119.0476 | 0 | 0 | 0 | 2.4295 | 121.4772 | 120.8427 | 0.6345 | 120.8459 | 0.62795 | 0.003263 | 0 | 0 | 0 | 0 | 0 | 0
5497 | 230 | 8 | 18 | 119.0476 | 0 | 0 | 0 | 2.4295 | 121.4772 | 120.8427 | 0.6345 | 120.8459 | 0.62795 | 0.003263 | 0 | 0 | 0 | 0 | 0 | 0
5498 | 230 | 8 | 18 | 119.0476 | 0 | 0 | 0 | 2.4295 | 121.4772 | 120.8427 | 0.6345 | 120.8459 | 0.62795 | 0.003263 | 0 | 0 | 0 | 0 | 0 | 0
5499 | 230 | 8 | 18 | 119.0476 | 0 | 0 | 0 | 2.4295 | 121.4772 | 120.8427 | 0.6345 | 120.8459 | 0.62795 | 0.003263 | 0 | 0 | 0 | 0 | 0 | 0
5500 | 230 | 8 | 18 | 119.0476 | 0 | 0 | 0 | 2.4295 | 121.4772 | 120.8427 | 0.6345 | 120.8459 | 0.62795 | 0.003263 | 0 | 0 | 0 | 0 | 0 | 0
5501 | 230 | 8 | 18 | 119.0476 | 1607.1429 | 0 | 0 | 35.2284 | 1761.4189 | 1752.1139 | 9.3049 | 1732 | 29.266 | 0.15207 | 0 | 0 | 0 | 0 | 0 | 0
5502 | 230 | 8 | 18 | 119.0476 | 2678.5714 | 0 | 0 | 57.0943 | 2854.7133 | 2834.0757 | 20.6376 | 1732 | 1116.8794 | 5.8036 | 0 | 0 | 0 | 0 | 0 | 0
5503 | 230 | 8 | 18 | 119.0476 | 2678.5714 | 0 | 657.1429 | 70.5053 | 3525.2672 | 3446 | 79.2672 | 1732 | 1732 | 60.9489 | 0 | 0 | 0 | 0 | 0 | 0
5504 | 230 | 8 | 18 | 119.0476 | 2678.5714 | 0 | 657.1429 | 70.5053 | 3525.2672 | 3446 | 79.2672 | 1732 | 1732 | 60.9489 | 0 | 0 | 0 | 0 | 0 | 0
5505 | 230 | 8 | 18 | 119.0476 | 1071.4286 | 0 | 657.1429 | 37.7065 | 1885.3256 | 1874.7362 | 10.5893 | 1732 | 152.5288 | 0.79259 | 0 | 0 | 0 | 0 | 0 | 0
5506 | 230 | 8 | 18 | 119.0476 | 0 | 0 | 657.1429 | 15.8406 | 792.0311 | 787.8942 | 4.1369 | 787.9155 | 4.0942 | 0.021275 | 0 | 0 | 0 | 0 | 0 | 0
5507 | 230 | 8 | 18 | 119.0476 | 0 | 0 | 657.1429 | 15.8406 | 792.0311 | 787.8942 | 4.1369 | 787.9155 | 4.0942 | 0.021275 | 0 | 0 | 0 | 0 | 0 | 0
5508 | 230 | 8 | 18 | 119.0476 | 0 | 0 | 657.1429 | 15.8406 | 792.0311 | 787.8942 | 4.1369 | 787.9155 | 4.0942 | 0.021275 | 0 | 0 | 0 | 0 | 0 | 0
5509 | 230 | 8 | 18 | 119.0476 | 0 | 0 | 657.1429 | 15.8406 | 792.0311 | 787.8942 | 4.1369 | 787.9155 | 4.0942 | 0.021275 | 0 | 0 | 0 | 0 | 0 | 0
5510 | 230 | 8 | 18 | 119.0476 | 0 | 0 | 657.1429 | 15.8406 | 792.0311 | 787.8942 | 4.1369 | 787.9155 | 4.0942 | 0.021275 | 0 | 0 | 0 | 0 | 0 | 0
5511 | 230 | 8 | 18 | 119.0476 | 0 | 0 | 657.1429 | 15.8406 | 792.0311 | 787.8942 | 4.1369 | 787.9155 | 4.0942 | 0.021275 | 0 | 0 | 0 | 0 | 0 | 0
5512 | 230 | 8 | 18 | 119.0476 | 0 | 0 | 657.1429 | 15.8406 | 792.0311 | 787.8942 | 4.1369 | 787.9155 | 4.0942 | 0.021275 | 0 | 0 | 0 | 0 | 0 | 0
5513 | 230 | 8 | 18 | 119.0476 | 0 | 0 | 0 | 2.4295 | 121.4772 | 120.8427 | 0.6345 | 120.8459 | 0.62795 | 0.003263 | 0 | 0 | 0 | 0 | 0 | 0
5514 | 230 | 8 | 18 | 119.0476 | 1339.2857 | 0 | 0 | 29.7619 | 1488.0952 | 1480.3227 | 7.7726 | 1480.3626 | 7.6924 | 0.039972 | 0 | 0 | 0 | 0 | 0 | 0
5515 | 230 | 8 | 18 | 119.0476 | 2678.5714 | 0 | 0 | 57.0943 | 2854.7133 | 2834.0757 | 20.6376 | 1732 | 1116.8794 | 5.8036 | 0 | 0 | 0 | 0 | 0 | 0
5516 | 230 | 8 | 18 | 119.0476 | 2678.5714 | 0 | 0 | 57.0943 | 2854.7133 | 2834.0757 | 20.6376 | 1732 | 1116.8794 | 5.8036 | 0 | 0 | 0 | 0 | 0 | 0
5517 | 230 | 8 | 18 | 119.0476 | 2678.5714 | 0 | 0 | 57.0943 | 2854.7133 | 2834.0757 | 20.6376 | 1732 | 1116.8794 | 5.8036 | 0 | 0 | 0 | 0 | 0 | 0
5518 | 230 | 8 | 18 | 119.0476 | 1339.2857 | 0 | 0 | 29.7619 | 1488.0952 | 1480.3227 | 7.7726 | 1480.3626 | 7.6924 | 0.039972 | 0 | 0 | 0 | 0 | 0 | 0
5519 | 230 | 8 | 19 | 119.0476 | 0 | 0 | 0 | 2.4295 | 121.4772 | 120.8427 | 0.6345 | 120.8459 | 0.62795 | 0.003263 | 0 | 0 | 0 | 0 | 0 | 0
5520 | 231 | 8 | 19 | 119.0476 | 0 | 0 | 0 | 2.4295 | 121.4772 | 120.8427 | 0.6345 | 120.8459 | 0.62795 | 0.003263 | 0 | 0 | 0 | 0 | 0 | 0
5521 | 231 | 8 | 19 | 119.0476 | 0 | 0 | 0 | 2.4295 | 121.4772 | 120.8427 | 0.6345 | 120.8459 | 0.62795 | 0.003263 | 0 | 0 | 0 | 0 | 0 | 0
5522 | 231 | 8 | 19 | 119.0476 | 0 | 0 | 0 | 2.4295 | 121.4772 | 120.8427 | 0.6345 | 120.8459 | 0.62795 | 0.003263 | 0 | 0 | 0 | 0 | 0 | 0
5523 | 231 | 8 | 19 | 119.0476 | 0 | 0 | 0 | 2.4295 | 121.4772 | 120.8427 | 0.6345 | 120.8459 | 0.62795 | 0.003263 | 0 | 0 | 0 | 0 | 0 | 0
5524 | 231 | 8 | 19 | 119.0476 | 0 | 0 | 0 | 2.4295 | 121.4772 | 120.8427 | 0.6345 | 120.8459 | 0.62795 | 0.003263 | 0 | 0 | 0 | 0 | 0 | 0
5525 | 231 | 8 | 19 | 119.0476 | 1607.1429 | 0 | 0 | 35.2284 | 1761.4189 | 1752.1139 | 9.3049 | 1732 | 29.266 | 0.15207 | 0 | 0 | 0 | 0 | 0 | 0
5526 | 231 | 8 | 19 | 119.0476 | 2678.5714 | 0 | 0 | 57.0943 | 2854.7133 | 2834.0757 | 20.6376 | 1732 | 1116.8794 | 5.8036 | 0 | 0 | 0 | 0 | 0 | 0
5527 | 231 | 8 | 19 | 119.0476 | 2678.5714 | 0 | 657.1429 | 70.5053 | 3525.2672 | 3446 | 79.2672 | 1732 | 1732 | 60.9489 | 0 | 0 | 0 | 0 | 0 | 0
5528 | 231 | 8 | 19 | 119.0476 | 2678.5714 | 0 | 657.1429 | 70.5053 | 3525.2672 | 3446 | 79.2672 | 1732 | 1732 | 60.9489 | 0 | 0 | 0 | 0 | 0 | 0
5529 | 231 | 8 | 19 | 119.0476 | 1071.4286 | 0 | 657.1429 | 37.7065 | 1885.3256 | 1874.7362 | 10.5893 | 1732 | 152.5288 | 0.79259 | 0 | 0 | 0 | 0 | 0 | 0
5530 | 231 | 8 | 19 | 119.0476 | 0 | 0 | 657.1429 | 15.8406 | 792.0311 | 787.8942 | 4.1369 | 787.9155 | 4.0942 | 0.021275 | 0 | 0 | 0 | 0 | 0 | 0
5531 | 231 | 8 | 19 | 119.0476 | 0 | 0 | 657.1429 | 15.8406 | 792.0311 | 787.8942 | 4.1369 | 787.9155 | 4.0942 | 0.021275 | 0 | 0 | 0 | 0 | 0 | 0
5532 | 231 | 8 | 19 | 119.0476 | 0 | 0 | 657.1429 | 15.8406 | 792.0311 | 787.8942 | 4.1369 | 787.9155 | 4.0942 | 0.021275 | 0 | 0 | 0 | 0 | 0 | 0
5533 | 231 | 8 | 19 | 119.0476 | 0 | 0 | 657.1429 | 15.8406 | 792.0311 | 787.8942 | 4.1369 | 787.9155 | 4.0942 | 0.021275 | 0 | 0 | 0 | 0 | 0 | 0
5534 | 231 | 8 | 19 | 119.0476 | 0 | 0 | 657.1429 | 15.8406 | 792.0311 | 787.8942 | 4.1369 | 787.9155 | 4.0942 | 0.021275 | 0 | 0 | 0 | 0 | 0 | 0
5535 | 231 | 8 | 19 | 119.0476 | 0 | 0 | 657.1429 | 15.8406 | 792.0311 | 787.8942 | 4.1369 | 787.9155 | 4.0942 | 0.021275 | 0 | 0 | 0 | 0 | 0 | 0
5536 | 231 | 8 | 19 | 119.0476 | 0 | 0 | 657.1429 | 15.8406 | 792.0311 | 787.8942 | 4.1369 | 787.9155 | 4.0942 | 0.021275 | 0 | 0 | 0 | 0 | 0 | 0
5537 | 231 | 8 | 19 | 119.0476 | 0 | 0 | 0 | 2.4295 | 121.4772 | 120.8427 | 0.6345 | 120.8459 | 0.62795 | 0.003263 | 0 | 0 | 0 | 0 | 0 | 0
5538 | 231 | 8 | 19 | 119.0476 | 1339.2857 | 0 | 0 | 29.7619 | 1488.0952 | 1480.3227 | 7.7726 | 1480.3626 | 7.6924 | 0.039972 | 0 | 0 | 0 | 0 | 0 | 0
5539 | 231 | 8 | 19 | 119.0476 | 2678.5714 | 0 | 0 | 57.0943 | 2854.7133 | 2834.0757 | 20.6376 | 1732 | 1116.8794 | 5.8036 | 0 | 0 | 0 | 0 | 0 | 0
5540 | 231 | 8 | 19 | 119.0476 | 2678.5714 | 0 | 0 | 57.0943 | 2854.7133 | 2834.0757 | 20.6376 | 1732 | 1116.8794 | 5.8036 | 0 | 0 | 0 | 0 | 0 | 0
5541 | 231 | 8 | 19 | 119.0476 | 2678.5714 | 0 | 0 | 57.0943 | 2854.7133 | 2834.0757 | 20.6376 | 1732 | 1116.8794 | 5.8036 | 0 | 0 | 0 | 0 | 0 | 0
5542 | 231 | 8 | 19 | 119.0476 | 1339.2857 | 0 | 0 | 29.7619 | 1488.0952 | 1480.3227 | 7.7726 | 1480.3626 | 7.6924 | 0.039972 | 0 | 0 | 0 | 0 | 0 | 0
5543 | 231 | 8 | 20 | 119.0476 | 0 | 0 | 0 | 2.4295 | 121.4772 | 120.8427 | 0.6345 | 120.8459 | 0.62795 | 0.003263 | 0 | 0 | 0 | 0 | 0 | 0
5544 | 232 | 8 | 20 | 119.0476 | 0 | 0 | 0 | 2.4295 | 121.4772 | 120.8427 | 0.6345 | 120.8459 | 0.62795 | 0.003263 | 0 | 0 | 0 | 0 | 0 | 0
5545 | 232 | 8 | 20 | 119.0476 | 0 | 0 | 0 | 2.4295 | 121.4772 | 120.8427 | 0.6345 | 120.8459 | 0.62795 | 0.003263 | 0 | 0 | 0 | 0 | 0 | 0
5546 | 232 | 8 | 20 | 119.0476 | 0 | 0 | 0 | 2.4295 | 121.4772 | 120.8427 | 0.6345 | 120.8459 | 0.62795 | 0.003263 | 0 | 0 | 0 | 0 | 0 | 0
5547 | 232 | 8 | 20 | 119.0476 | 0 | 0 | 0 | 2.4295 | 121.4772 | 120.8427 | 0.6345 | 120.8459 | 0.62795 | 0.003263 | 0 | 0 | 0 | 0 | 0 | 0
5548 | 232 | 8 | 20 | 119.0476 | 0 | 0 | 0 | 2.4295 | 121.4772 | 120.8427 | 0.6345 | 120.8459 | 0.62795 | 0.003263 | 0 | 0 | 0 | 0 | 0 | 0
5549 | 232 | 8 | 20 | 119.0476 | 1607.1429 | 0 | 0 | 35.2284 | 1761.4189 | 1752.1139 | 9.3049 | 1732 | 29.266 | 0.15207 | 0 | 0 | 0 | 0 | 0 | 0
5550 | 232 | 8 | 20 | 119.0476 | 2678.5714 | 0 | 0 | 57.0943 | 2854.7133 | 2834.0757 | 20.6376 | 1732 | 1116.8794 | 5.8036 | 0 | 0 | 0 | 0 | 0 | 0
5551 | 232 | 8 | 20 | 119.0476 | 2678.5714 | 0 | 657.1429 | 70.5053 | 3525.2672 | 3446 | 79.2672 | 1732 | 1732 | 60.9489 | 0 | 0 | 0 | 0 | 0 | 0
5552 | 232 | 8 | 20 | 119.0476 | 2678.5714 | 0 | 657.1429 | 70.5053 | 3525.2672 | 3446 | 79.2672 | 1732 | 1732 | 60.9489 | 0 | 0 | 0 | 0 | 0 | 0
5553 | 232 | 8 | 20 | 119.0476 | 1071.4286 | 0 | 657.1429 | 37.7065 | 1885.3256 | 1874.7362 | 10.5893 | 1732 | 152.5288 | 0.79259 | 0 | 0 | 0 | 0 | 0 | 0
5554 | 232 | 8 | 20 | 119.0476 | 0 | 0 | 657.1429 | 15.8406 | 792.0311 | 787.8942 | 4.1369 | 787.9155 | 4.0942 | 0.021275 | 0 | 0 | 0 | 0 | 0 | 0
5555 | 232 | 8 | 20 | 119.0476 | 0 | 0 | 657.1429 | 15.8406 | 792.0311 | 787.8942 | 4.1369 | 787.9155 | 4.0942 | 0.021275 | 0 | 0 | 0 | 0 | 0 | 0
5556 | 232 | 8 | 20 | 119.0476 | 0 | 0 | 657.1429 | 15.8406 | 792.0311 | 787.8942 | 4.1369 | 787.9155 | 4.0942 | 0.021275 | 0 | 0 | 0 | 0 | 0 | 0
5557 | 232 | 8 | 20 | 119.0476 | 0 | 0 | 657.1429 | 15.8406 | 792.0311 | 787.8942 | 4.1369 | 787.9155 | 4.0942 | 0.021275 | 0 | 0 | 0 | 0 | 0 | 0
5558 | 232 | 8 | 20 | 119.0476 | 0 | 0 | 657.1429 | 15.8406 | 792.0311 | 787.8942 | 4.1369 | 787.9155 | 4.0942 | 0.021275 | 0 | 0 | 0 | 0 | 0 | 0
5559 | 232 | 8 | 20 | 119.0476 | 0 | 0 | 657.1429 | 15.8406 | 792.0311 | 787.8942 | 4.1369 | 787.9155 | 4.0942 | 0.021275 | 0 | 0 | 0 | 0 | 0 | 0
5560 | 232 | 8 | 20 | 119.0476 | 0 | 0 | 657.1429 | 15.8406 | 792.0311 | 787.8942 | 4.1369 | 787.9155 | 4.0942 | 0.021275 | 0 | 0 | 0 | 0 | 0 | 0
5561 | 232 | 8 | 20 | 119.0476 | 0 | 0 | 0 | 2.4295 | 121.4772 | 120.8427 | 0.6345 | 120.8459 | 0.62795 | 0.003263 | 0 | 0 | 0 | 0 | 0 | 0
5562 | 232 | 8 | 20 | 119.0476 | 1339.2857 | 0 | 0 | 29.7619 | 1488.0952 | 1480.3227 | 7.7726 | 1480.3626 | 7.6924 | 0.039972 | 0 | 0 | 0 | 0 | 0 | 0
5563 | 232 | 8 | 20 | 119.0476 | 2678.5714 | 0 | 0 | 57.0943 | 2854.7133 | 2834.0757 | 20.6376 | 1732 | 1116.8794 | 5.8036 | 0 | 0 | 0 | 0 | 0 | 0
5564 | 232 | 8 | 20 | 119.0476 | 2678.5714 | 0 | 0 | 57.0943 | 2854.7133 | 2834.0757 | 20.6376 | 1732 | 1116.8794 | 5.8036 | 0 | 0 | 0 | 0 | 0 | 0
5565 | 232 | 8 | 20 | 119.0476 | 2678.5714 | 0 | 0 | 57.0943 | 2854.7133 | 2834.0757 | 20.6376 | 1732 | 1116.8794 | 5.8036 | 0 | 0 | 0 | 0 | 0 | 0
5566 | 232 | 8 | 20 | 119.0476 | 1339.2857 | 0 | 0 | 29.7619 | 1488.0952 | 1480.3227 | 7.7726 | 1480.3626 | 7.6924 | 0.039972 | 0 | 0 | 0 | 0 | 0 | 0
5567 | 232 | 8 | 21 | 119.0476 | 0 | 0 | 0 | 2.4295 | 121.4772 | 120.8427 | 0.6345 | 120.8459 | 0.62795 | 0.003263 | 0 | 0 | 0 | 0 | 0 | 0
5568 | 233 | 8 | 21 | 119.0476 | 0 | 0 | 0 | 2.4295 | 121.4772 | 120.8427 | 0.6345 | 120.8459 | 0.62795 | 0.003263 | 0 | 0 | 0 | 0 | 0 | 0
5569 | 233 | 8 | 21 | 119.0476 | 0 | 0 | 0 | 2.4295 | 121.4772 | 120.8427 | 0.6345 | 120.8459 | 0.62795 | 0.003263 | 0 | 0 | 0 | 0 | 0 | 0
5570 | 233 | 8 | 21 | 119.0476 | 0 | 0 | 0 | 2.4295 | 121.4772 | 120.8427 | 0.6345 | 120.8459 | 0.62795 | 0.003263 | 0 | 0 | 0 | 0 | 0 | 0
5571 | 233 | 8 | 21 | 119.0476 | 0 | 0 | 0 | 2.4295 | 121.4772 | 120.8427 | 0.6345 | 120.8459 | 0.62795 | 0.003263 | 0 | 0 | 0 | 0 | 0 | 0
5572 | 233 | 8 | 21 | 119.0476 | 0 | 0 | 0 | 2.4295 | 121.4772 | 120.8427 | 0.6345 | 120.8459 | 0.62795 | 0.003263 | 0 | 0 | 0 | 0 | 0 | 0
5573 | 233 | 8 | 21 | 119.0476 | 1607.1429 | 0 | 0 | 35.2284 | 1761.4189 | 1752.1139 | 9.3049 | 1732 | 29.266 | 0.15207 | 0 | 0 | 0 | 0 | 0 | 0
5574 | 233 | 8 | 21 | 119.0476 | 2678.5714 | 0 | 0 | 57.0943 | 2854.7133 | 2834.0757 | 20.6376 | 1732 | 1116.8794 | 5.8036 | 0 | 0 | 0 | 0 | 0 | 0
5575 | 233 | 8 | 21 | 119.0476 | 2678.5714 | 0 | 657.1429 | 70.5053 | 3525.2672 | 3446 | 79.2672 | 1732 | 1732 | 60.9489 | 0 | 0 | 0 | 0 | 0 | 0
5576 | 233 | 8 | 21 | 119.0476 | 2678.5714 | 0 | 657.1429 | 70.5053 | 3525.2672 | 3446 | 79.2672 | 1732 | 1732 | 60.9489 | 0 | 0 | 0 | 0 | 0 | 0
5577 | 233 | 8 | 21 | 119.0476 | 1071.4286 | 0 | 657.1429 | 37.7065 | 1885.3256 | 1874.7362 | 10.5893 | 1732 | 152.5288 | 0.79259 | 0 | 0 | 0 | 0 | 0 | 0
5578 | 233 | 8 | 21 | 119.0476 | 0 | 0 | 657.1429 | 15.8406 | 792.0311 | 787.8942 | 4.1369 | 787.9155 | 4.0942 | 0.021275 | 0 | 0 | 0 | 0 | 0 | 0
5579 | 233 | 8 | 21 | 119.0476 | 0 | 0 | 657.1429 | 15.8406 | 792.0311 | 787.8942 | 4.1369 | 787.9155 | 4.0942 | 0.021275 | 0 | 0 | 0 | 0 | 0 | 0
5580 | 233 | 8 | 21 | 119.0476 | 0 | 0 | 657.1429 | 15.8406 | 792.0311 | 787.8942 | 4.1369 | 787.9155 | 4.0942 | 0.021275 | 0 | 0 | 0 | 0 | 0 | 0
5581 | 233 | 8 | 21 | 119.0476 | 0 | 0 | 657.1429 | 15.8406 | 792.0311 | 787.8942 | 4.1369 | 787.9155 | 4.0942 | 0.021275 | 0 | 0 | 0 | 0 | 0 | 0
5582 | 233 | 8 | 21 | 119.0476 | 0 | 0 | 657.1429 | 15.8406 | 792.0311 | 787.8942 | 4.1369 | 787.9155 | 4.0942 | 0.021275 | 0 | 0 | 0 | 0 | 0 | 0
5583 | 233 | 8 | 21 | 119.0476 | 0 | 0 | 657.1429 | 15.8406 | 792.0311 | 787.8942 | 4.1369 | 787.9155 | 4.0942 | 0.021275 | 0 | 0 | 0 | 0 | 0 | 0
5584 | 233 | 8 | 21 | 119.0476 | 0 | 0 | 657.1429 | 15.8406 | 792.0311 | 787.8942 | 4.1369 | 787.9155 | 4.0942 | 0.021275 | 0 | 0 | 0 | 0 | 0 | 0
5585 | 233 | 8 | 21 | 119.0476 | 0 | 0 | 0 | 2.4295 | 121.4772 | 120.8427 | 0.6345 | 120.8459 | 0.62795 | 0.003263 | 0 | 0 | 0 | 0 | 0 | 0
5586 | 233 | 8 | 21 | 119.0476 | 1339.2857 | 0 | 0 | 29.7619 | 1488.0952 | 1480.3227 | 7.7726 | 1480.3626 | 7.6924 | 0.039972 | 0 | 0 | 0 | 0 | 0 | 0
5587 | 233 | 8 | 21 | 119.0476 | 2678.5714 | 0 | 0 | 57.0943 | 2854.7133 | 2834.0757 | 20.6376 | 1732 | 1116.8794 | 5.8036 | 0 | 0 | 0 | 0 | 0 | 0
5588 | 233 | 8 | 21 | 119.0476 | 2678.5714 | 0 | 0 | 57.0943 | 2854.7133 | 2834.0757 | 20.6376 | 1732 | 1116.8794 | 5.8036 | 0 | 0 | 0 | 0 | 0 | 0
5589 | 233 | 8 | 21 | 119.0476 | 2678.5714 | 0 | 0 | 57.0943 | 2854.7133 | 2834.0757 | 20.6376 | 1732 | 1116.8794 | 5.8036 | 0 | 0 | 0 | 0 | 0 | 0
5590 | 233 | 8 | 21 | 119.0476 | 1339.2857 | 0 | 0 | 29.7619 | 1488.0952 | 1480.3227 | 7.7726 | 1480.3626 | 7.6924 | 0.039972 | 0 | 0 | 0 | 0 | 0 | 0
5591 | 233 | 8 | 22 | 119.0476 | 0 | 0 | 0 | 2.4295 | 121.4772 | 120.8427 | 0.6345 | 120.8459 | 0.62795 | 0.003263 | 0 | 0 | 0 | 0 | 0 | 0
5592 | 234 | 8 | 22 | 119.0476 | 0 | 0 | 0 | 2.4295 | 121.4772 | 120.8427 | 0.6345 | 120.8459 | 0.62795 | 0.003263 | 0 | 0 | 0 | 0 | 0 | 0
5593 | 234 | 8 | 22 | 119.0476 | 0 | 0 | 0 | 2.4295 | 121.4772 | 120.8427 | 0.6345 | 120.8459 | 0.62795 | 0.003263 | 0 | 0 | 0 | 0 | 0 | 0
5594 | 234 | 8 | 22 | 119.0476 | 0 | 0 | 0 | 2.4295 | 121.4772 | 120.8427 | 0.6345 | 120.8459 | 0.62795 | 0.003263 | 0 | 0 | 0 | 0 | 0 | 0
5595 | 234 | 8 | 22 | 119.0476 | 0 | 0 | 0 | 2.4295 | 121.4772 | 120.8427 | 0.6345 | 120.8459 | 0.62795 | 0.003263 | 0 | 0 | 0 | 0 | 0 | 0
5596 | 234 | 8 | 22 | 119.0476 | 0 | 0 | 0 | 2.4295 | 121.4772 | 120.8427 | 0.6345 | 120.8459 | 0.62795 | 0.003263 | 0 | 0 | 0 | 0 | 0 | 0
5597 | 234 | 8 | 22 | 119.0476 | 1607.1429 | 0 | 0 | 35.2284 | 1761.4189 | 1752.1139 | 9.3049 | 1732 | 29.266 | 0.15207 | 0 | 0 | 0 | 0 | 0 | 0
5598 | 234 | 8 | 22 | 119.0476 | 2678.5714 | 0 | 0 | 57.0943 | 2854.7133 | 2834.0757 | 20.6376 | 1732 | 1116.8794 | 5.8036 | 0 | 0 | 0 | 0 | 0 | 0
5599 | 234 | 8 | 22 | 119.0476 | 2678.5714 | 0 | 657.1429 | 70.5053 | 3525.2672 | 3446 | 79.2672 | 1732 | 1732 | 60.9489 | 0 | 0 | 0 | 0 | 0 | 0
5600 | 234 | 8 | 22 | 119.0476 | 2678.5714 | 0 | 657.1429 | 70.5053 | 3525.2672 | 3446 | 79.2672 | 1732 | 1732 | 60.9489 | 0 | 0 | 0 | 0 | 0 | 0
5601 | 234 | 8 | 22 | 119.0476 | 1071.4286 | 0 | 657.1429 | 37.7065 | 1885.3256 | 1874.7362 | 10.5893 | 1732 | 152.5288 | 0.79259 | 0 | 0 | 0 | 0 | 0 | 0
5602 | 234 | 8 | 22 | 119.0476 | 0 | 0 | 657.1429 | 15.8406 | 792.0311 | 787.8942 | 4.1369 | 787.9155 | 4.0942 | 0.021275 | 0 | 0 | 0 | 0 | 0 | 0
5603 | 234 | 8 | 22 | 119.0476 | 0 | 0 | 657.1429 | 15.8406 | 792.0311 | 787.8942 | 4.1369 | 787.9155 | 4.0942 | 0.021275 | 0 | 0 | 0 | 0 | 0 | 0
5604 | 234 | 8 | 22 | 119.0476 | 0 | 0 | 657.1429 | 15.8406 | 792.0311 | 787.8942 | 4.1369 | 787.9155 | 4.0942 | 0.021275 | 0 | 0 | 0 | 0 | 0 | 0
5605 | 234 | 8 | 22 | 119.0476 | 0 | 0 | 657.1429 | 15.8406 | 792.0311 | 787.8942 | 4.1369 | 787.9155 | 4.0942 | 0.021275 | 0 | 0 | 0 | 0 | 0 | 0
5606 | 234 | 8 | 22 | 119.0476 | 0 | 0 | 657.1429 | 15.8406 | 792.0311 | 787.8942 | 4.1369 | 787.9155 | 4.0942 | 0.021275 | 0 | 0 | 0 | 0 | 0 | 0
5607 | 234 | 8 | 22 | 119.0476 | 0 | 0 | 657.1429 | 15.8406 | 792.0311 | 787.8942 | 4.1369 | 787.9155 | 4.0942 | 0.021275 | 0 | 0 | 0 | 0 | 0 | 0
5608 | 234 | 8 | 22 | 119.0476 | 0 | 0 | 657.1429 | 15.8406 | 792.0311 | 787.8942 | 4.1369 | 787.9155 | 4.0942 | 0.021275 | 0 | 0 | 0 | 0 | 0 | 0
5609 | 234 | 8 | 22 | 119.0476 | 0 | 0 | 0 | 2.4295 | 121.4772 | 120.8427 | 0.6345 | 120.8459 | 0.62795 | 0.003263 | 0 | 0 | 0 | 0 | 0 | 0
5610 | 234 | 8 | 22 | 119.0476 | 1339.2857 | 0 | 0 | 29.7619 | 1488.0952 | 1480.3227 | 7.7726 | 1480.3626 | 7.6924 | 0.039972 | 0 | 0 | 0 | 0 | 0 | 0
5611 | 234 | 8 | 22 | 119.0476 | 2678.5714 | 0 | 0 | 57.0943 | 2854.7133 | 2834.0757 | 20.6376 | 1732 | 1116.8794 | 5.8036 | 0 | 0 | 0 | 0 | 0 | 0
5612 | 234 | 8 | 22 | 119.0476 | 2678.5714 | 0 | 0 | 57.0943 | 2854.7133 | 2834.0757 | 20.6376 | 1732 | 1116.8794 | 5.8036 | 0 | 0 | 0 | 0 | 0 | 0
5613 | 234 | 8 | 22 | 119.0476 | 2678.5714 | 0 | 0 | 57.0943 | 2854.7133 | 2834.0757 | 20.6376 | 1732 | 1116.8794 | 5.8036 | 0 | 0 | 0 | 0 | 0 | 0
5614 | 234 | 8 | 22 | 119.0476 | 1339.2857 | 0 | 0 | 29.7619 | 1488.0952 | 1480.3227 | 7.7726 | 1480.3626 | 7.6924 | 0.039972 | 0 | 0 | 0 | 0 | 0 | 0
5615 | 234 | 8 | 23 | 119.0476 | 0 | 0 | 0 | 2.4295 | 121.4772 | 120.8427 | 0.6345 | 120.8459 | 0.62795 | 0.003263 | 0 | 0 | 0 | 0 | 0 | 0
5616 | 235 | 8 | 23 | 119.0476 | 0 | 0 | 0 | 2.4295 | 121.4772 | 120.8427 | 0.6345 | 120.8459 | 0.62795 | 0.003263 | 0 | 0 | 0 | 0 | 0 | 0
5617 | 235 | 8 | 23 | 119.0476 | 0 | 0 | 0 | 2.4295 | 121.4772 | 120.8427 | 0.6345 | 120.8459 | 0.62795 | 0.003263 | 0 | 0 | 0 | 0 | 0 | 0
5618 | 235 | 8 | 23 | 119.0476 | 0 | 0 | 0 | 2.4295 | 121.4772 | 120.8427 | 0.6345 | 120.8459 | 0.62795 | 0.003263 | 0 | 0 | 0 | 0 | 0 | 0
5619 | 235 | 8 | 23 | 119.0476 | 0 | 0 | 0 | 2.4295 | 121.4772 | 120.8427 | 0.6345 | 120.8459 | 0.62795 | 0.003263 | 0 | 0 | 0 | 0 | 0 | 0
5620 | 235 | 8 | 23 | 119.0476 | 0 | 0 | 0 | 2.4295 | 121.4772 | 120.8427 | 0.6345 | 120.8459 | 0.62795 | 0.003263 | 0 | 0 | 0 | 0 | 0 | 0
5621 | 235 | 8 | 23 | 119.0476 | 1607.1429 | 0 | 0 | 35.2284 | 1761.4189 | 1752.1139 | 9.3049 | 1732 | 29.266 | 0.15207 | 0 | 0 | 0 | 0 | 0 | 0
5622 | 235 | 8 | 23 | 119.0476 | 2678.5714 | 0 | 0 | 57.0943 | 2854.7133 | 2834.0757 | 20.6376 | 1732 | 1116.8794 | 5.8036 | 0 | 0 | 0 | 0 | 0 | 0
5623 | 235 | 8 | 23 | 119.0476 | 2678.5714 | 0 | 657.1429 | 70.5053 | 3525.2672 | 3446 | 79.2672 | 1732 | 1732 | 60.9489 | 0 | 0 | 0 | 0 | 0 | 0
5624 | 235 | 8 | 23 | 119.0476 | 2678.5714 | 0 | 657.1429 | 70.5053 | 3525.2672 | 3446 | 79.2672 | 1732 | 1732 | 60.9489 | 0 | 0 | 0 | 0 | 0 | 0
5625 | 235 | 8 | 23 | 119.0476 | 1071.4286 | 0 | 657.1429 | 37.7065 | 1885.3256 | 1874.7362 | 10.5893 | 1732 | 152.5288 | 0.79259 | 0 | 0 | 0 | 0 | 0 | 0
5626 | 235 | 8 | 23 | 119.0476 | 0 | 0 | 657.1429 | 15.8406 | 792.0311 | 787.8942 | 4.1369 | 787.9155 | 4.0942 | 0.021275 | 0 | 0 | 0 | 0 | 0 | 0
5627 | 235 | 8 | 23 | 119.0476 | 0 | 0 | 657.1429 | 15.8406 | 792.0311 | 787.8942 | 4.1369 | 787.9155 | 4.0942 | 0.021275 | 0 | 0 | 0 | 0 | 0 | 0
5628 | 235 | 8 | 23 | 119.0476 | 0 | 0 | 657.1429 | 15.8406 | 792.0311 | 787.8942 | 4.1369 | 787.9155 | 4.0942 | 0.021275 | 0 | 0 | 0 | 0 | 0 | 0
5629 | 235 | 8 | 23 | 119.0476 | 0 | 0 | 657.1429 | 15.8406 | 792.0311 | 787.8942 | 4.1369 | 787.9155 | 4.0942 | 0.021275 | 0 | 0 | 0 | 0 | 0 | 0
5630 | 235 | 8 | 23 | 119.0476 | 0 | 0 | 657.1429 | 15.8406 | 792.0311 | 787.8942 | 4.1369 | 787.9155 | 4.0942 | 0.021275 | 0 | 0 | 0 | 0 | 0 | 0
5631 | 235 | 8 | 23 | 119.0476 | 0 | 0 | 657.1429 | 15.8406 | 792.0311 | 787.8942 | 4.1369 | 787.9155 | 4.0942 | 0.021275 | 0 | 0 | 0 | 0 | 0 | 0
5632 | 235 | 8 | 23 | 119.0476 | 0 | 0 | 657.1429 | 15.8406 | 792.0311 | 787.8942 | 4.1369 | 787.9155 | 4.0942 | 0.021275 | 0 | 0 | 0 | 0 | 0 | 0
5633 | 235 | 8 | 23 | 119.0476 | 0 | 0 | 0 | 2.4295 | 121.4772 | 120.8427 | 0.6345 | 120.8459 | 0.62795 | 0.003263 | 0 | 0 | 0 | 0 | 0 | 0
5634 | 235 | 8 | 23 | 119.0476 | 1339.2857 | 0 | 0 | 29.7619 | 1488.0952 | 1480.3227 | 7.7726 | 1480.3626 | 7.6924 | 0.039972 | 0 | 0 | 0 | 0 | 0 | 0
5635 | 235 | 8 | 23 | 119.0476 | 2678.5714 | 0 | 0 | 57.0943 | 2854.7133 | 2834.0757 | 20.6376 | 1732 | 1116.8794 | 5.8036 | 0 | 0 | 0 | 0 | 0 | 0
5636 | 235 | 8 | 23 | 119.0476 | 2678.5714 | 0 | 0 | 57.0943 | 2854.7133 | 2834.0757 | 20.6376 | 1732 | 1116.8794 | 5.8036 | 0 | 0 | 0 | 0 | 0 | 0
5637 | 235 | 8 | 23 | 119.0476 | 2678.5714 | 0 | 0 | 57.0943 | 2854.7133 | 2834.0757 | 20.6376 | 1732 | 1116.8794 | 5.8036 | 0 | 0 | 0 | 0 | 0 | 0
5638 | 235 | 8 | 23 | 119.0476 | 1339.2857 | 0 | 0 | 29.7619 | 1488.0952 | 1480.3227 | 7.7726 | 1480.3626 | 7.6924 | 0.039972 | 0 | 0 | 0 | 0 | 0 | 0
5639 | 235 | 8 | 24 | 119.0476 | 0 | 0 | 0 | 2.4295 | 121.4772 | 120.8427 | 0.6345 | 120.8459 | 0.62795 | 0.003263 | 0 | 0 | 0 | 0 | 0 | 0
5640 | 236 | 8 | 24 | 119.0476 | 0 | 0 | 0 | 2.4295 | 121.4772 | 120.8427 | 0.6345 | 120.8459 | 0.62795 | 0.003263 | 0 | 0 | 0 | 0 | 0 | 0
5641 | 236 | 8 | 24 | 119.0476 | 0 | 0 | 0 | 2.4295 | 121.4772 | 120.8427 | 0.6345 | 120.8459 | 0.62795 | 0.003263 | 0 | 0 | 0 | 0 | 0 | 0
5642 | 236 | 8 | 24 | 119.0476 | 0 | 0 | 0 | 2.4295 | 121.4772 | 120.8427 | 0.6345 | 120.8459 | 0.62795 | 0.003263 | 0 | 0 | 0 | 0 | 0 | 0
5643 | 236 | 8 | 24 | 119.0476 | 0 | 0 | 0 | 2.4295 | 121.4772 | 120.8427 | 0.6345 | 120.8459 | 0.62795 | 0.003263 | 0 | 0 | 0 | 0 | 0 | 0
5644 | 236 | 8 | 24 | 119.0476 | 0 | 0 | 0 | 2.4295 | 121.4772 | 120.8427 | 0.6345 | 120.8459 | 0.62795 | 0.003263 | 0 | 0 | 0 | 0 | 0 | 0
5645 | 236 | 8 | 24 | 119.0476 | 1607.1429 | 0 | 0 | 35.2284 | 1761.4189 | 1752.1139 | 9.3049 | 1732 | 29.266 | 0.15207 | 0 | 0 | 0 | 0 | 0 | 0
5646 | 236 | 8 | 24 | 119.0476 | 2678.5714 | 0 | 0 | 57.0943 | 2854.7133 | 2834.0757 | 20.6376 | 1732 | 1116.8794 | 5.8036 | 0 | 0 | 0 | 0 | 0 | 0
5647 | 236 | 8 | 24 | 119.0476 | 2678.5714 | 0 | 657.1429 | 70.5053 | 3525.2672 | 3446 | 79.2672 | 1732 | 1732 | 60.9489 | 0 | 0 | 0 | 0 | 0 | 0
5648 | 236 | 8 | 24 | 119.0476 | 2678.5714 | 0 | 657.1429 | 70.5053 | 3525.2672 | 3446 | 79.2672 | 1732 | 1732 | 60.9489 | 0 | 0 | 0 | 0 | 0 | 0
5649 | 236 | 8 | 24 | 119.0476 | 1071.4286 | 0 | 657.1429 | 37.7065 | 1885.3256 | 1874.7362 | 10.5893 | 1732 | 152.5288 | 0.79259 | 0 | 0 | 0 | 0 | 0 | 0
5650 | 236 | 8 | 24 | 119.0476 | 0 | 0 | 657.1429 | 15.8406 | 792.0311 | 787.8942 | 4.1369 | 787.9155 | 4.0942 | 0.021275 | 0 | 0 | 0 | 0 | 0 | 0
5651 | 236 | 8 | 24 | 119.0476 | 0 | 0 | 657.1429 | 15.8406 | 792.0311 | 787.8942 | 4.1369 | 787.9155 | 4.0942 | 0.021275 | 0 | 0 | 0 | 0 | 0 | 0
5652 | 236 | 8 | 24 | 119.0476 | 0 | 0 | 657.1429 | 15.8406 | 792.0311 | 787.8942 | 4.1369 | 787.9155 | 4.0942 | 0.021275 | 0 | 0 | 0 | 0 | 0 | 0
5653 | 236 | 8 | 24 | 119.0476 | 0 | 0 | 657.1429 | 15.8406 | 792.0311 | 787.8942 | 4.1369 | 787.9155 | 4.0942 | 0.021275 | 0 | 0 | 0 | 0 | 0 | 0
5654 | 236 | 8 | 24 | 119.0476 | 0 | 0 | 657.1429 | 15.8406 | 792.0311 | 787.8942 | 4.1369 | 787.9155 | 4.0942 | 0.021275 | 0 | 0 | 0 | 0 | 0 | 0
5655 | 236 | 8 | 24 | 119.0476 | 0 | 0 | 657.1429 | 15.8406 | 792.0311 | 787.8942 | 4.1369 | 787.9155 | 4.0942 | 0.021275 | 0 | 0 | 0 | 0 | 0 | 0
5656 | 236 | 8 | 24 | 119.0476 | 0 | 0 | 657.1429 | 15.8406 | 792.0311 | 787.8942 | 4.1369 | 787.9155 | 4.0942 | 0.021275 | 0 | 0 | 0 | 0 | 0 | 0
5657 | 236 | 8 | 24 | 119.0476 | 0 | 0 | 0 | 2.4295 | 121.4772 | 120.8427 | 0.6345 | 120.8459 | 0.62795 | 0.003263 | 0 | 0 | 0 | 0 | 0 | 0
5658 | 236 | 8 | 24 | 119.0476 | 1339.2857 | 0 | 0 | 29.7619 | 1488.0952 | 1480.3227 | 7.7726 | 1480.3626 | 7.6924 | 0.039972 | 0 | 0 | 0 | 0 | 0 | 0
5659 | 236 | 8 | 24 | 119.0476 | 2678.5714 | 0 | 0 | 57.0943 | 2854.7133 | 2834.0757 | 20.6376 | 1732 | 1116.8794 | 5.8036 | 0 | 0 | 0 | 0 | 0 | 0
5660 | 236 | 8 | 24 | 119.0476 | 2678.5714 | 0 | 0 | 57.0943 | 2854.7133 | 2834.0757 | 20.6376 | 1732 | 1116.8794 | 5.8036 | 0 | 0 | 0 | 0 | 0 | 0
5661 | 236 | 8 | 24 | 119.0476 | 2678.5714 | 0 | 0 | 57.0943 | 2854.7133 | 2834.0757 | 20.6376 | 1732 | 1116.8794 | 5.8036 | 0 | 0 | 0 | 0 | 0 | 0
5662 | 236 | 8 | 24 | 119.0476 | 1339.2857 | 0 | 0 | 29.7619 | 1488.0952 | 1480.3227 | 7.7726 | 1480.3626 | 7.6924 | 0.039972 | 0 | 0 | 0 | 0 | 0 | 0
5663 | 236 | 8 | 25 | 119.0476 | 0 | 0 | 0 | 2.4295 | 121.4772 | 120.8427 | 0.6345 | 120.8459 | 0.62795 | 0.003263 | 0 | 0 | 0 | 0 | 0 | 0
5664 | 237 | 8 | 25 | 119.0476 | 0 | 0 | 0 | 2.4295 | 121.4772 | 120.8427 | 0.6345 | 120.8459 | 0.62795 | 0.003263 | 0 | 0 | 0 | 0 | 0 | 0
5665 | 237 | 8 | 25 | 119.0476 | 0 | 0 | 0 | 2.4295 | 121.4772 | 120.8427 | 0.6345 | 120.8459 | 0.62795 | 0.003263 | 0 | 0 | 0 | 0 | 0 | 0
5666 | 237 | 8 | 25 | 119.0476 | 0 | 0 | 0 | 2.4295 | 121.4772 | 120.8427 | 0.6345 | 120.8459 | 0.62795 | 0.003263 | 0 | 0 | 0 | 0 | 0 | 0
5667 | 237 | 8 | 25 | 119.0476 | 0 | 0 | 0 | 2.4295 | 121.4772 | 120.8427 | 0.6345 | 120.8459 | 0.62795 | 0.003263 | 0 | 0 | 0 | 0 | 0 | 0
5668 | 237 | 8 | 25 | 119.0476 | 0 | 0 | 0 | 2.4295 | 121.4772 | 120.8427 | 0.6345 | 120.8459 | 0.62795 | 0.003263 | 0 | 0 | 0 | 0 | 0 | 0
5669 | 237 | 8 | 25 | 119.0476 | 1607.1429 | 0 | 0 | 35.2284 | 1761.4189 | 1752.1139 | 9.3049 | 1732 | 29.266 | 0.15207 | 0 | 0 | 0 | 0 | 0 | 0
5670 | 237 | 8 | 25 | 119.0476 | 2678.5714 | 0 | 0 | 57.0943 | 2854.7133 | 2834.0757 | 20.6376 | 1732 | 1116.8794 | 5.8036 | 0 | 0 | 0 | 0 | 0 | 0
5671 | 237 | 8 | 25 | 119.0476 | 2678.5714 | 0 | 657.1429 | 70.5053 | 3525.2672 | 3446 | 79.2672 | 1732 | 1732 | 60.9489 | 0 | 0 | 0 | 0 | 0 | 0
5672 | 237 | 8 | 25 | 119.0476 | 2678.5714 | 0 | 657.1429 | 70.5053 | 3525.2672 | 3446 | 79.2672 | 1732 | 1732 | 60.9489 | 0 | 0 | 0 | 0 | 0 | 0
5673 | 237 | 8 | 25 | 119.0476 | 1071.4286 | 0 | 657.1429 | 37.7065 | 1885.3256 | 1874.7362 | 10.5893 | 1732 | 152.5288 | 0.79259 | 0 | 0 | 0 | 0 | 0 | 0
5674 | 237 | 8 | 25 | 119.0476 | 0 | 0 | 657.1429 | 15.8406 | 792.0311 | 787.8942 | 4.1369 | 787.9155 | 4.0942 | 0.021275 | 0 | 0 | 0 | 0 | 0 | 0
5675 | 237 | 8 | 25 | 119.0476 | 0 | 0 | 657.1429 | 15.8406 | 792.0311 | 787.8942 | 4.1369 | 787.9155 | 4.0942 | 0.021275 | 0 | 0 | 0 | 0 | 0 | 0
5676 | 237 | 8 | 25 | 119.0476 | 0 | 0 | 657.1429 | 15.8406 | 792.0311 | 787.8942 | 4.1369 | 787.9155 | 4.0942 | 0.021275 | 0 | 0 | 0 | 0 | 0 | 0
5677 | 237 | 8 | 25 | 119.0476 | 0 | 0 | 657.1429 | 15.8406 | 792.0311 | 787.8942 | 4.1369 | 787.9155 | 4.0942 | 0.021275 | 0 | 0 | 0 | 0 | 0 | 0
5678 | 237 | 8 | 25 | 119.0476 | 0 | 0 | 657.1429 | 15.8406 | 792.0311 | 787.8942 | 4.1369 | 787.9155 | 4.0942 | 0.021275 | 0 | 0 | 0 | 0 | 0 | 0
5679 | 237 | 8 | 25 | 119.0476 | 0 | 0 | 657.1429 | 15.8406 | 792.0311 | 787.8942 | 4.1369 | 787.9155 | 4.0942 | 0.021275 | 0 | 0 | 0 | 0 | 0 | 0
5680 | 237 | 8 | 25 | 119.0476 | 0 | 0 | 657.1429 | 15.8406 | 792.0311 | 787.8942 | 4.1369 | 787.9155 | 4.0942 | 0.021275 | 0 | 0 | 0 | 0 | 0 | 0
5681 | 237 | 8 | 25 | 119.0476 | 0 | 0 | 0 | 2.4295 | 121.4772 | 120.8427 | 0.6345 | 120.8459 | 0.62795 | 0.003263 | 0 | 0 | 0 | 0 | 0 | 0
5682 | 237 | 8 | 25 | 119.0476 | 1339.2857 | 0 | 0 | 29.7619 | 1488.0952 | 1480.3227 | 7.7726 | 1480.3626 | 7.6924 | 0.039972 | 0 | 0 | 0 | 0 | 0 | 0
5683 | 237 | 8 | 25 | 119.0476 | 2678.5714 | 0 | 0 | 57.0943 | 2854.7133 | 2834.0757 | 20.6376 | 1732 | 1116.8794 | 5.8036 | 0 | 0 | 0 | 0 | 0 | 0
5684 | 237 | 8 | 25 | 119.0476 | 2678.5714 | 0 | 0 | 57.0943 | 2854.7133 | 2834.0757 | 20.6376 | 1732 | 1116.8794 | 5.8036 | 0 | 0 | 0 | 0 | 0 | 0
5685 | 237 | 8 | 25 | 119.0476 | 2678.5714 | 0 | 0 | 57.0943 | 2854.7133 | 2834.0757 | 20.6376 | 1732 | 1116.8794 | 5.8036 | 0 | 0 | 0 | 0 | 0 | 0
5686 | 237 | 8 | 25 | 119.0476 | 1339.2857 | 0 | 0 | 29.7619 | 1488.0952 | 1480.3227 | 7.7726 | 1480.3626 | 7.6924 | 0.039972 | 0 | 0 | 0 | 0 | 0 | 0
5687 | 237 | 8 | 26 | 119.0476 | 0 | 0 | 0 | 2.4295 | 121.4772 | 120.8427 | 0.6345 | 120.8459 | 0.62795 | 0.003263 | 0 | 0 | 0 | 0 | 0 | 0
5688 | 238 | 8 | 26 | 119.0476 | 0 | 0 | 0 | 2.4295 | 121.4772 | 120.8427 | 0.6345 | 120.8459 | 0.62795 | 0.003263 | 0 | 0 | 0 | 0 | 0 | 0
5689 | 238 | 8 | 26 | 119.0476 | 0 | 0 | 0 | 2.4295 | 121.4772 | 120.8427 | 0.6345 | 120.8459 | 0.62795 | 0.003263 | 0 | 0 | 0 | 0 | 0 | 0
5690 | 238 | 8 | 26 | 119.0476 | 0 | 0 | 0 | 2.4295 | 121.4772 | 120.8427 | 0.6345 | 120.8459 | 0.62795 | 0.003263 | 0 | 0 | 0 | 0 | 0 | 0
5691 | 238 | 8 | 26 | 119.0476 | 0 | 0 | 0 | 2.4295 | 121.4772 | 120.8427 | 0.6345 | 120.8459 | 0.62795 | 0.003263 | 0 | 0 | 0 | 0 | 0 | 0
5692 | 238 | 8 | 26 | 119.0476 | 0 | 0 | 0 | 2.4295 | 121.4772 | 120.8427 | 0.6345 | 120.8459 | 0.62795 | 0.003263 | 0 | 0 | 0 | 0 | 0 | 0
5693 | 238 | 8 | 26 | 119.0476 | 1607.1429 | 0 | 0 | 35.2284 | 1761.4189 | 1752.1139 | 9.3049 | 1732 | 29.266 | 0.15207 | 0 | 0 | 0 | 0 | 0 | 0
5694 | 238 | 8 | 26 | 119.0476 | 2678.5714 | 0 | 0 | 57.0943 | 2854.7133 | 2834.0757 | 20.6376 | 1732 | 1116.8794 | 5.8036 | 0 | 0 | 0 | 0 | 0 | 0
5695 | 238 | 8 | 26 | 119.0476 | 2678.5714 | 0 | 657.1429 | 70.5053 | 3525.2672 | 3446 | 79.2672 | 1732 | 1732 | 60.9489 | 0 | 0 | 0 | 0 | 0 | 0
5696 | 238 | 8 | 26 | 119.0476 | 2678.5714 | 0 | 657.1429 | 70.5053 | 3525.2672 | 3446 | 79.2672 | 1732 | 1732 | 60.9489 | 0 | 0 | 0 | 0 | 0 | 0
5697 | 238 | 8 | 26 | 119.0476 | 1071.4286 | 0 | 657.1429 | 37.7065 | 1885.3256 | 1874.7362 | 10.5893 | 1732 | 152.5288 | 0.79259 | 0 | 0 | 0 | 0 | 0 | 0
5698 | 238 | 8 | 26 | 119.0476 | 0 | 0 | 657.1429 | 15.8406 | 792.0311 | 787.8942 | 4.1369 | 787.9155 | 4.0942 | 0.021275 | 0 | 0 | 0 | 0 | 0 | 0
5699 | 238 | 8 | 26 | 119.0476 | 0 | 0 | 657.1429 | 15.8406 | 792.0311 | 787.8942 | 4.1369 | 787.9155 | 4.0942 | 0.021275 | 0 | 0 | 0 | 0 | 0 | 0
5700 | 238 | 8 | 26 | 119.0476 | 0 | 0 | 657.1429 | 15.8406 | 792.0311 | 787.8942 | 4.1369 | 787.9155 | 4.0942 | 0.021275 | 0 | 0 | 0 | 0 | 0 | 0
5701 | 238 | 8 | 26 | 119.0476 | 0 | 0 | 657.1429 | 15.8406 | 792.0311 | 787.8942 | 4.1369 | 787.9155 | 4.0942 | 0.021275 | 0 | 0 | 0 | 0 | 0 | 0
5702 | 238 | 8 | 26 | 119.0476 | 0 | 0 | 657.1429 | 15.8406 | 792.0311 | 787.8942 | 4.1369 | 787.9155 | 4.0942 | 0.021275 | 0 | 0 | 0 | 0 | 0 | 0
5703 | 238 | 8 | 26 | 119.0476 | 0 | 0 | 657.1429 | 15.8406 | 792.0311 | 787.8942 | 4.1369 | 787.9155 | 4.0942 | 0.021275 | 0 | 0 | 0 | 0 | 0 | 0
5704 | 238 | 8 | 26 | 119.0476 | 0 | 0 | 657.1429 | 15.8406 | 792.0311 | 787.8942 | 4.1369 | 787.9155 | 4.0942 | 0.021275 | 0 | 0 | 0 | 0 | 0 | 0
5705 | 238 | 8 | 26 | 119.0476 | 0 | 0 | 0 | 2.4295 | 121.4772 | 120.8427 | 0.6345 | 120.8459 | 0.62795 | 0.003263 | 0 | 0 | 0 | 0 | 0 | 0
5706 | 238 | 8 | 26 | 119.0476 | 1339.2857 | 0 | 0 | 29.7619 | 1488.0952 | 1480.3227 | 7.7726 | 1480.3626 | 7.6924 | 0.039972 | 0 | 0 | 0 | 0 | 0 | 0
5707 | 238 | 8 | 26 | 119.0476 | 2678.5714 | 0 | 0 | 57.0943 | 2854.7133 | 2834.0757 | 20.6376 | 1732 | 1116.8794 | 5.8036 | 0 | 0 | 0 | 0 | 0 | 0
5708 | 238 | 8 | 26 | 119.0476 | 2678.5714 | 0 | 0 | 57.0943 | 2854.7133 | 2834.0757 | 20.6376 | 1732 | 1116.8794 | 5.8036 | 0 | 0 | 0 | 0 | 0 | 0
5709 | 238 | 8 | 26 | 119.0476 | 2678.5714 | 0 | 0 | 57.0943 | 2854.7133 | 2834.0757 | 20.6376 | 1732 | 1116.8794 | 5.8036 | 0 | 0 | 0 | 0 | 0 | 0
5710 | 238 | 8 | 26 | 119.0476 | 1339.2857 | 0 | 0 | 29.7619 | 1488.0952 | 1480.3227 | 7.7726 | 1480.3626 | 7.6924 | 0.039972 | 0 | 0 | 0 | 0 | 0 | 0
5711 | 238 | 8 | 27 | 119.0476 | 0 | 0 | 0 | 2.4295 | 121.4772 | 120.8427 | 0.6345 | 120.8459 | 0.62795 | 0.003263 | 0 | 0 | 0 | 0 | 0 | 0
5712 | 239 | 8 | 27 | 119.0476 | 0 | 0 | 0 | 2.4295 | 121.4772 | 120.8427 | 0.6345 | 120.8459 | 0.62795 | 0.003263 | 0 | 0 | 0 | 0 | 0 | 0
5713 | 239 | 8 | 27 | 119.0476 | 0 | 0 | 0 | 2.4295 | 121.4772 | 120.8427 | 0.6345 | 120.8459 | 0.62795 | 0.003263 | 0 | 0 | 0 | 0 | 0 | 0
5714 | 239 | 8 | 27 | 119.0476 | 0 | 0 | 0 | 2.4295 | 121.4772 | 120.8427 | 0.6345 | 120.8459 | 0.62795 | 0.003263 | 0 | 0 | 0 | 0 | 0 | 0
5715 | 239 | 8 | 27 | 119.0476 | 0 | 0 | 0 | 2.4295 | 121.4772 | 120.8427 | 0.6345 | 120.8459 | 0.62795 | 0.003263 | 0 | 0 | 0 | 0 | 0 | 0
5716 | 239 | 8 | 27 | 119.0476 | 0 | 0 | 0 | 2.4295 | 121.4772 | 120.8427 | 0.6345 | 120.8459 | 0.62795 | 0.003263 | 0 | 0 | 0 | 0 | 0 | 0
5717 | 239 | 8 | 27 | 119.0476 | 1607.1429 | 0 | 0 | 35.2284 | 1761.4189 | 1752.1139 | 9.3049 | 1732 | 29.266 | 0.15207 | 0 | 0 | 0 | 0 | 0 | 0
5718 | 239 | 8 | 27 | 119.0476 | 2678.5714 | 0 | 0 | 57.0943 | 2854.7133 | 2834.0757 | 20.6376 | 1732 | 1116.8794 | 5.8036 | 0 | 0 | 0 | 0 | 0 | 0
5719 | 239 | 8 | 27 | 119.0476 | 2678.5714 | 0 | 657.1429 | 70.5053 | 3525.2672 | 3446 | 79.2672 | 1732 | 1732 | 60.9489 | 0 | 0 | 0 | 0 | 0 | 0
5720 | 239 | 8 | 27 | 119.0476 | 2678.5714 | 0 | 657.1429 | 70.5053 | 3525.2672 | 3446 | 79.2672 | 1732 | 1732 | 60.9489 | 0 | 0 | 0 | 0 | 0 | 0
5721 | 239 | 8 | 27 | 119.0476 | 1071.4286 | 0 | 657.1429 | 37.7065 | 1885.3256 | 1874.7362 | 10.5893 | 1732 | 152.5288 | 0.79259 | 0 | 0 | 0 | 0 | 0 | 0
5722 | 239 | 8 | 27 | 119.0476 | 0 | 0 | 657.1429 | 15.8406 | 792.0311 | 787.8942 | 4.1369 | 787.9155 | 4.0942 | 0.021275 | 0 | 0 | 0 | 0 | 0 | 0
5723 | 239 | 8 | 27 | 119.0476 | 0 | 0 | 657.1429 | 15.8406 | 792.0311 | 787.8942 | 4.1369 | 787.9155 | 4.0942 | 0.021275 | 0 | 0 | 0 | 0 | 0 | 0
5724 | 239 | 8 | 27 | 119.0476 | 0 | 0 | 657.1429 | 15.8406 | 792.0311 | 787.8942 | 4.1369 | 787.9155 | 4.0942 | 0.021275 | 0 | 0 | 0 | 0 | 0 | 0
5725 | 239 | 8 | 27 | 119.0476 | 0 | 0 | 657.1429 | 15.8406 | 792.0311 | 787.8942 | 4.1369 | 787.9155 | 4.0942 | 0.021275 | 0 | 0 | 0 | 0 | 0 | 0
5726 | 239 | 8 | 27 | 119.0476 | 0 | 0 | 657.1429 | 15.8406 | 792.0311 | 787.8942 | 4.1369 | 787.9155 | 4.0942 | 0.021275 | 0 | 0 | 0 | 0 | 0 | 0
5727 | 239 | 8 | 27 | 119.0476 | 0 | 0 | 657.1429 | 15.8406 | 792.0311 | 787.8942 | 4.1369 | 787.9155 | 4.0942 | 0.021275 | 0 | 0 | 0 | 0 | 0 | 0
5728 | 239 | 8 | 27 | 119.0476 | 0 | 0 | 657.1429 | 15.8406 | 792.0311 | 787.8942 | 4.1369 | 787.9155 | 4.0942 | 0.021275 | 0 | 0 | 0 | 0 | 0 | 0
5729 | 239 | 8 | 27 | 119.0476 | 0 | 0 | 0 | 2.4295 | 121.4772 | 120.8427 | 0.6345 | 120.8459 | 0.62795 | 0.003263 | 0 | 0 | 0 | 0 | 0 | 0
5730 | 239 | 8 | 27 | 119.0476 | 1339.2857 | 0 | 0 | 29.7619 | 1488.0952 | 1480.3227 | 7.7726 | 1480.3626 | 7.6924 | 0.039972 | 0 | 0 | 0 | 0 | 0 | 0
5731 | 239 | 8 | 27 | 119.0476 | 2678.5714 | 0 | 0 | 57.0943 | 2854.7133 | 2834.0757 | 20.6376 | 1732 | 1116.8794 | 5.8036 | 0 | 0 | 0 | 0 | 0 | 0
5732 | 239 | 8 | 27 | 119.0476 | 2678.5714 | 0 | 0 | 57.0943 | 2854.7133 | 2834.0757 | 20.6376 | 1732 | 1116.8794 | 5.8036 | 0 | 0 | 0 | 0 | 0 | 0
5733 | 239 | 8 | 27 | 119.0476 | 2678.5714 | 0 | 0 | 57.0943 | 2854.7133 | 2834.0757 | 20.6376 | 1732 | 1116.8794 | 5.8036 | 0 | 0 | 0 | 0 | 0 | 0
5734 | 239 | 8 | 27 | 119.0476 | 1339.2857 | 0 | 0 | 29.7619 | 1488.0952 | 1480.3227 | 7.7726 | 1480.3626 | 7.6924 | 0.039972 | 0 | 0 | 0 | 0 | 0 | 0
5735 | 239 | 8 | 28 | 119.0476 | 0 | 0 | 0 | 2.4295 | 121.4772 | 120.8427 | 0.6345 | 120.8459 | 0.62795 | 0.003263 | 0 | 0 | 0 | 0 | 0 | 0
5736 | 240 | 8 | 28 | 119.0476 | 0 | 0 | 0 | 2.4295 | 121.4772 | 120.8427 | 0.6345 | 120.8459 | 0.62795 | 0.003263 | 0 | 0 | 0 | 0 | 0 | 0
5737 | 240 | 8 | 28 | 119.0476 | 0 | 0 | 0 | 2.4295 | 121.4772 | 120.8427 | 0.6345 | 120.8459 | 0.62795 | 0.003263 | 0 | 0 | 0 | 0 | 0 | 0
5738 | 240 | 8 | 28 | 119.0476 | 0 | 0 | 0 | 2.4295 | 121.4772 | 120.8427 | 0.6345 | 120.8459 | 0.62795 | 0.003263 | 0 | 0 | 0 | 0 | 0 | 0
5739 | 240 | 8 | 28 | 119.0476 | 0 | 0 | 0 | 2.4295 | 121.4772 | 120.8427 | 0.6345 | 120.8459 | 0.62795 | 0.003263 | 0 | 0 | 0 | 0 | 0 | 0
5740 | 240 | 8 | 28 | 119.0476 | 0 | 0 | 0 | 2.4295 | 121.4772 | 120.8427 | 0.6345 | 120.8459 | 0.62795 | 0.003263 | 0 | 0 | 0 | 0 | 0 | 0
5741 | 240 | 8 | 28 | 119.0476 | 1607.1429 | 0 | 0 | 35.2284 | 1761.4189 | 1752.1139 | 9.3049 | 1732 | 29.266 | 0.15207 | 0 | 0 | 0 | 0 | 0 | 0
5742 | 240 | 8 | 28 | 119.0476 | 2678.5714 | 0 | 0 | 57.0943 | 2854.7133 | 2834.0757 | 20.6376 | 1732 | 1116.8794 | 5.8036 | 0 | 0 | 0 | 0 | 0 | 0
5743 | 240 | 8 | 28 | 119.0476 | 2678.5714 | 0 | 657.1429 | 70.5053 | 3525.2672 | 3446 | 79.2672 | 1732 | 1732 | 60.9489 | 0 | 0 | 0 | 0 | 0 | 0
5744 | 240 | 8 | 28 | 119.0476 | 2678.5714 | 0 | 657.1429 | 70.5053 | 3525.2672 | 3446 | 79.2672 | 1732 | 1732 | 60.9489 | 0 | 0 | 0 | 0 | 0 | 0
5745 | 240 | 8 | 28 | 119.0476 | 1071.4286 | 0 | 657.1429 | 37.7065 | 1885.3256 | 1874.7362 | 10.5893 | 1732 | 152.5288 | 0.79259 | 0 | 0 | 0 | 0 | 0 | 0
5746 | 240 | 8 | 28 | 119.0476 | 0 | 0 | 657.1429 | 15.8406 | 792.0311 | 787.8942 | 4.1369 | 787.9155 | 4.0942 | 0.021275 | 0 | 0 | 0 | 0 | 0 | 0
5747 | 240 | 8 | 28 | 119.0476 | 0 | 0 | 657.1429 | 15.8406 | 792.0311 | 787.8942 | 4.1369 | 787.9155 | 4.0942 | 0.021275 | 0 | 0 | 0 | 0 | 0 | 0
5748 | 240 | 8 | 28 | 119.0476 | 0 | 0 | 657.1429 | 15.8406 | 792.0311 | 787.8942 | 4.1369 | 787.9155 | 4.0942 | 0.021275 | 0 | 0 | 0 | 0 | 0 | 0
5749 | 240 | 8 | 28 | 119.0476 | 0 | 0 | 657.1429 | 15.8406 | 792.0311 | 787.8942 | 4.1369 | 787.9155 | 4.0942 | 0.021275 | 0 | 0 | 0 | 0 | 0 | 0
5750 | 240 | 8 | 28 | 119.0476 | 0 | 0 | 657.1429 | 15.8406 | 792.0311 | 787.8942 | 4.1369 | 787.9155 | 4.0942 | 0.021275 | 0 | 0 | 0 | 0 | 0 | 0
5751 | 240 | 8 | 28 | 119.0476 | 0 | 0 | 657.1429 | 15.8406 | 792.0311 | 787.8942 | 4.1369 | 787.9155 | 4.0942 | 0.021275 | 0 | 0 | 0 | 0 | 0 | 0
5752 | 240 | 8 | 28 | 119.0476 | 0 | 0 | 657.1429 | 15.8406 | 792.0311 | 787.8942 | 4.1369 | 787.9155 | 4.0942 | 0.021275 | 0 | 0 | 0 | 0 | 0 | 0
5753 | 240 | 8 | 28 | 119.0476 | 0 | 0 | 0 | 2.4295 | 121.4772 | 120.8427 | 0.6345 | 120.8459 | 0.62795 | 0.003263 | 0 | 0 | 0 | 0 | 0 | 0
5754 | 240 | 8 | 28 | 119.0476 | 1339.2857 | 0 | 0 | 29.7619 | 1488.0952 | 1480.3227 | 7.7726 | 1480.3626 | 7.6924 | 0.039972 | 0 | 0 | 0 | 0 | 0 | 0
5755 | 240 | 8 | 28 | 119.0476 | 2678.5714 | 0 | 0 | 57.0943 | 2854.7133 | 2834.0757 | 20.6376 | 1732 | 1116.8794 | 5.8036 | 0 | 0 | 0 | 0 | 0 | 0
5756 | 240 | 8 | 28 | 119.0476 | 2678.5714 | 0 | 0 | 57.0943 | 2854.7133 | 2834.0757 | 20.6376 | 1732 | 1116.8794 | 5.8036 | 0 | 0 | 0 | 0 | 0 | 0
5757 | 240 | 8 | 28 | 119.0476 | 2678.5714 | 0 | 0 | 57.0943 | 2854.7133 | 2834.0757 | 20.6376 | 1732 | 1116.8794 | 5.8036 | 0 | 0 | 0 | 0 | 0 | 0
5758 | 240 | 8 | 28 | 119.0476 | 1339.2857 | 0 | 0 | 29.7619 | 1488.0952 | 1480.3227 | 7.7726 | 1480.3626 | 7.6924 | 0.039972 | 0 | 0 | 0 | 0 | 0 | 0
5759 | 240 | 8 | 29 | 119.0476 | 0 | 0 | 0 | 2.4295 | 121.4772 | 120.8427 | 0.6345 | 120.8459 | 0.62795 | 0.003263 | 0 | 0 | 0 | 0 | 0 | 0
5760 | 241 | 8 | 29 | 119.0476 | 0 | 0 | 0 | 2.4295 | 121.4772 | 120.8427 | 0.6345 | 120.8459 | 0.62795 | 0.003263 | 0 | 0 | 0 | 0 | 0 | 0
5761 | 241 | 8 | 29 | 119.0476 | 0 | 0 | 0 | 2.4295 | 121.4772 | 120.8427 | 0.6345 | 120.8459 | 0.62795 | 0.003263 | 0 | 0 | 0 | 0 | 0 | 0
5762 | 241 | 8 | 29 | 119.0476 | 0 | 0 | 0 | 2.4295 | 121.4772 | 120.8427 | 0.6345 | 120.8459 | 0.62795 | 0.003263 | 0 | 0 | 0 | 0 | 0 | 0
5763 | 241 | 8 | 29 | 119.0476 | 0 | 0 | 0 | 2.4295 | 121.4772 | 120.8427 | 0.6345 | 120.8459 | 0.62795 | 0.003263 | 0 | 0 | 0 | 0 | 0 | 0
5764 | 241 | 8 | 29 | 119.0476 | 0 | 0 | 0 | 2.4295 | 121.4772 | 120.8427 | 0.6345 | 120.8459 | 0.62795 | 0.003263 | 0 | 0 | 0 | 0 | 0 | 0
5765 | 241 | 8 | 29 | 119.0476 | 1607.1429 | 0 | 0 | 35.2284 | 1761.4189 | 1752.1139 | 9.3049 | 1732 | 29.266 | 0.15207 | 0 | 0 | 0 | 0 | 0 | 0
5766 | 241 | 8 | 29 | 119.0476 | 2678.5714 | 0 | 0 | 57.0943 | 2854.7133 | 2834.0757 | 20.6376 | 1732 | 1116.8794 | 5.8036 | 0 | 0 | 0 | 0 | 0 | 0
5767 | 241 | 8 | 29 | 119.0476 | 2678.5714 | 0 | 657.1429 | 70.5053 | 3525.2672 | 3446 | 79.2672 | 1732 | 1732 | 60.9489 | 0 | 0 | 0 | 0 | 0 | 0
5768 | 241 | 8 | 29 | 119.0476 | 2678.5714 | 0 | 657.1429 | 70.5053 | 3525.2672 | 3446 | 79.2672 | 1732 | 1732 | 60.9489 | 0 | 0 | 0 | 0 | 0 | 0
5769 | 241 | 8 | 29 | 119.0476 | 1071.4286 | 0 | 657.1429 | 37.7065 | 1885.3256 | 1874.7362 | 10.5893 | 1732 | 152.5288 | 0.79259 | 0 | 0 | 0 | 0 | 0 | 0
5770 | 241 | 8 | 29 | 119.0476 | 0 | 0 | 657.1429 | 15.8406 | 792.0311 | 787.8942 | 4.1369 | 787.9155 | 4.0942 | 0.021275 | 0 | 0 | 0 | 0 | 0 | 0
5771 | 241 | 8 | 29 | 119.0476 | 0 | 0 | 657.1429 | 15.8406 | 792.0311 | 787.8942 | 4.1369 | 787.9155 | 4.0942 | 0.021275 | 0 | 0 | 0 | 0 | 0 | 0
5772 | 241 | 8 | 29 | 119.0476 | 0 | 0 | 657.1429 | 15.8406 | 792.0311 | 787.8942 | 4.1369 | 787.9155 | 4.0942 | 0.021275 | 0 | 0 | 0 | 0 | 0 | 0
5773 | 241 | 8 | 29 | 119.0476 | 0 | 0 | 657.1429 | 15.8406 | 792.0311 | 787.8942 | 4.1369 | 787.9155 | 4.0942 | 0.021275 | 0 | 0 | 0 | 0 | 0 | 0
5774 | 241 | 8 | 29 | 119.0476 | 0 | 0 | 657.1429 | 15.8406 | 792.0311 | 787.8942 | 4.1369 | 787.9155 | 4.0942 | 0.021275 | 0 | 0 | 0 | 0 | 0 | 0
5775 | 241 | 8 | 29 | 119.0476 | 0 | 0 | 657.1429 | 15.8406 | 792.0311 | 787.8942 | 4.1369 | 787.9155 | 4.0942 | 0.021275 | 0 | 0 | 0 | 0 | 0 | 0
5776 | 241 | 8 | 29 | 119.0476 | 0 | 0 | 657.1429 | 15.8406 | 792.0311 | 787.8942 | 4.1369 | 787.9155 | 4.0942 | 0.021275 | 0 | 0 | 0 | 0 | 0 | 0
5777 | 241 | 8 | 29 | 119.0476 | 0 | 0 | 0 | 2.4295 | 121.4772 | 120.8427 | 0.6345 | 120.8459 | 0.62795 | 0.003263 | 0 | 0 | 0 | 0 | 0 | 0
5778 | 241 | 8 | 29 | 119.0476 | 1339.2857 | 0 | 0 | 29.7619 | 1488.0952 | 1480.3227 | 7.7726 | 1480.3626 | 7.6924 | 0.039972 | 0 | 0 | 0 | 0 | 0 | 0
5779 | 241 | 8 | 29 | 119.0476 | 2678.5714 | 0 | 0 | 57.0943 | 2854.7133 | 2834.0757 | 20.6376 | 1732 | 1116.8794 | 5.8036 | 0 | 0 | 0 | 0 | 0 | 0
5780 | 241 | 8 | 29 | 119.0476 | 2678.5714 | 0 | 0 | 57.0943 | 2854.7133 | 2834.0757 | 20.6376 | 1732 | 1116.8794 | 5.8036 | 0 | 0 | 0 | 0 | 0 | 0
5781 | 241 | 8 | 29 | 119.0476 | 2678.5714 | 0 | 0 | 57.0943 | 2854.7133 | 2834.0757 | 20.6376 | 1732 | 1116.8794 | 5.8036 | 0 | 0 | 0 | 0 | 0 | 0
5782 | 241 | 8 | 29 | 119.0476 | 1339.2857 | 0 | 0 | 29.7619 | 1488.0952 | 1480.3227 | 7.7726 | 1480.3626 | 7.6924 | 0.039972 | 0 | 0 | 0 | 0 | 0 | 0
5783 | 241 | 8 | 30 | 119.0476 | 0 | 0 | 0 | 2.4295 | 121.4772 | 120.8427 | 0.6345 | 120.8459 | 0.62795 | 0.003263 | 0 | 0 | 0 | 0 | 0 | 0
5784 | 242 | 8 | 30 | 119.0476 | 0 | 0 | 0 | 2.4295 | 121.4772 | 120.8427 | 0.6345 | 120.8459 | 0.62795 | 0.003263 | 0 | 0 | 0 | 0 | 0 | 0
5785 | 242 | 8 | 30 | 119.0476 | 0 | 0 | 0 | 2.4295 | 121.4772 | 120.8427 | 0.6345 | 120.8459 | 0.62795 | 0.003263 | 0 | 0 | 0 | 0 | 0 | 0
5786 | 242 | 8 | 30 | 119.0476 | 0 | 0 | 0 | 2.4295 | 121.4772 | 120.8427 | 0.6345 | 120.8459 | 0.62795 | 0.003263 | 0 | 0 | 0 | 0 | 0 | 0
5787 | 242 | 8 | 30 | 119.0476 | 0 | 0 | 0 | 2.4295 | 121.4772 | 120.8427 | 0.6345 | 120.8459 | 0.62795 | 0.003263 | 0 | 0 | 0 | 0 | 0 | 0
5788 | 242 | 8 | 30 | 119.0476 | 0 | 0 | 0 | 2.4295 | 121.4772 | 120.8427 | 0.6345 | 120.8459 | 0.62795 | 0.003263 | 0 | 0 | 0 | 0 | 0 | 0
5789 | 242 | 8 | 30 | 119.0476 | 1607.1429 | 0 | 0 | 35.2284 | 1761.4189 | 1752.1139 | 9.3049 | 1732 | 29.266 | 0.15207 | 0 | 0 | 0 | 0 | 0 | 0
5790 | 242 | 8 | 30 | 119.0476 | 2678.5714 | 0 | 0 | 57.0943 | 2854.7133 | 2834.0757 | 20.6376 | 1732 | 1116.8794 | 5.8036 | 0 | 0 | 0 | 0 | 0 | 0
5791 | 242 | 8 | 30 | 119.0476 | 2678.5714 | 0 | 657.1429 | 70.5053 | 3525.2672 | 3446 | 79.2672 | 1732 | 1732 | 60.9489 | 0 | 0 | 0 | 0 | 0 | 0
5792 | 242 | 8 | 30 | 119.0476 | 2678.5714 | 0 | 657.1429 | 70.5053 | 3525.2672 | 3446 | 79.2672 | 1732 | 1732 | 60.9489 | 0 | 0 | 0 | 0 | 0 | 0
5793 | 242 | 8 | 30 | 119.0476 | 1071.4286 | 0 | 657.1429 | 37.7065 | 1885.3256 | 1874.7362 | 10.5893 | 1732 | 152.5288 | 0.79259 | 0 | 0 | 0 | 0 | 0 | 0
5794 | 242 | 8 | 30 | 119.0476 | 0 | 0 | 657.1429 | 15.8406 | 792.0311 | 787.8942 | 4.1369 | 787.9155 | 4.0942 | 0.021275 | 0 | 0 | 0 | 0 | 0 | 0
5795 | 242 | 8 | 30 | 119.0476 | 0 | 0 | 657.1429 | 15.8406 | 792.0311 | 787.8942 | 4.1369 | 787.9155 | 4.0942 | 0.021275 | 0 | 0 | 0 | 0 | 0 | 0
5796 | 242 | 8 | 30 | 119.0476 | 0 | 0 | 657.1429 | 15.8406 | 792.0311 | 787.8942 | 4.1369 | 787.9155 | 4.0942 | 0.021275 | 0 | 0 | 0 | 0 | 0 | 0
5797 | 242 | 8 | 30 | 119.0476 | 0 | 0 | 657.1429 | 15.8406 | 792.0311 | 787.8942 | 4.1369 | 787.9155 | 4.0942 | 0.021275 | 0 | 0 | 0 | 0 | 0 | 0
5798 | 242 | 8 | 30 | 119.0476 | 0 | 0 | 657.1429 | 15.8406 | 792.0311 | 787.8942 | 4.1369 | 787.9155 | 4.0942 | 0.021275 | 0 | 0 | 0 | 0 | 0 | 0
5799 | 242 | 8 | 30 | 119.0476 | 0 | 0 | 657.1429 | 15.8406 | 792.0311 | 787.8942 | 4.1369 | 787.9155 | 4.0942 | 0.021275 | 0 | 0 | 0 | 0 | 0 | 0
5800 | 242 | 8 | 30 | 119.0476 | 0 | 0 | 657.1429 | 15.8406 | 792.0311 | 787.8942 | 4.1369 | 787.9155 | 4.0942 | 0.021275 | 0 | 0 | 0 | 0 | 0 | 0
5801 | 242 | 8 | 30 | 119.0476 | 0 | 0 | 0 | 2.4295 | 121.4772 | 120.8427 | 0.6345 | 120.8459 | 0.62795 | 0.003263 | 0 | 0 | 0 | 0 | 0 | 0
5802 | 242 | 8 | 30 | 119.0476 | 1339.2857 | 0 | 0 | 29.7619 | 1488.0952 | 1480.3227 | 7.7726 | 1480.3626 | 7.6924 | 0.039972 | 0 | 0 | 0 | 0 | 0 | 0
5803 | 242 | 8 | 30 | 119.0476 | 2678.5714 | 0 | 0 | 57.0943 | 2854.7133 | 2834.0757 | 20.6376 | 1732 | 1116.8794 | 5.8036 | 0 | 0 | 0 | 0 | 0 | 0
5804 | 242 | 8 | 30 | 119.0476 | 2678.5714 | 0 | 0 | 57.0943 | 2854.7133 | 2834.0757 | 20.6376 | 1732 | 1116.8794 | 5.8036 | 0 | 0 | 0 | 0 | 0 | 0
5805 | 242 | 8 | 30 | 119.0476 | 2678.5714 | 0 | 0 | 57.0943 | 2854.7133 | 2834.0757 | 20.6376 | 1732 | 1116.8794 | 5.8036 | 0 | 0 | 0 | 0 | 0 | 0
5806 | 242 | 8 | 30 | 119.0476 | 1339.2857 | 0 | 0 | 29.7619 | 1488.0952 | 1480.3227 | 7.7726 | 1480.3626 | 7.6924 | 0.039972 | 0 | 0 | 0 | 0 | 0 | 0
5807 | 242 | 8 | 31 | 119.0476 | 0 | 0 | 0 | 2.4295 | 121.4772 | 120.8427 | 0.6345 | 120.8459 | 0.62795 | 0.003263 | 0 | 0 | 0 | 0 | 0 | 0
5808 | 243 | 8 | 31 | 119.0476 | 0 | 0 | 0 | 2.4295 | 121.4772 | 120.8427 | 0.6345 | 120.8459 | 0.62795 | 0.003263 | 0 | 0 | 0 | 0 | 0 | 0
5809 | 243 | 8 | 31 | 119.0476 | 0 | 0 | 0 | 2.4295 | 121.4772 | 120.8427 | 0.6345 | 120.8459 | 0.62795 | 0.003263 | 0 | 0 | 0 | 0 | 0 | 0
5810 | 243 | 8 | 31 | 119.0476 | 0 | 0 | 0 | 2.4295 | 121.4772 | 120.8427 | 0.6345 | 120.8459 | 0.62795 | 0.003263 | 0 | 0 | 0 | 0 | 0 | 0
5811 | 243 | 8 | 31 | 119.0476 | 0 | 0 | 0 | 2.4295 | 121.4772 | 120.8427 | 0.6345 | 120.8459 | 0.62795 | 0.003263 | 0 | 0 | 0 | 0 | 0 | 0
5812 | 243 | 8 | 31 | 119.0476 | 0 | 0 | 0 | 2.4295 | 121.4772 | 120.8427 | 0.6345 | 120.8459 | 0.62795 | 0.003263 | 0 | 0 | 0 | 0 | 0 | 0
5813 | 243 | 8 | 31 | 119.0476 | 1607.1429 | 0 | 0 | 35.2284 | 1761.4189 | 1752.1139 | 9.3049 | 1732 | 29.266 | 0.15207 | 0 | 0 | 0 | 0 | 0 | 0
5814 | 243 | 8 | 31 | 119.0476 | 2678.5714 | 0 | 0 | 57.0943 | 2854.7133 | 2834.0757 | 20.6376 | 1732 | 1116.8794 | 5.8036 | 0 | 0 | 0 | 0 | 0 | 0
5815 | 243 | 8 | 31 | 119.0476 | 2678.5714 | 0 | 657.1429 | 70.5053 | 3525.2672 | 3446 | 79.2672 | 1732 | 1732 | 60.9489 | 0 | 0 | 0 | 0 | 0 | 0
5816 | 243 | 8 | 31 | 119.0476 | 2678.5714 | 0 | 657.1429 | 70.5053 | 3525.2672 | 3446 | 79.2672 | 1732 | 1732 | 60.9489 | 0 | 0 | 0 | 0 | 0 | 0
5817 | 243 | 8 | 31 | 119.0476 | 1071.4286 | 0 | 657.1429 | 37.7065 | 1885.3256 | 1874.7362 | 10.5893 | 1732 | 152.5288 | 0.79259 | 0 | 0 | 0 | 0 | 0 | 0
5818 | 243 | 8 | 31 | 119.0476 | 0 | 0 | 657.1429 | 15.8406 | 792.0311 | 787.8942 | 4.1369 | 787.9155 | 4.0942 | 0.021275 | 0 | 0 | 0 | 0 | 0 | 0
5819 | 243 | 8 | 31 | 119.0476 | 0 | 0 | 657.1429 | 15.8406 | 792.0311 | 787.8942 | 4.1369 | 787.9155 | 4.0942 | 0.021275 | 0 | 0 | 0 | 0 | 0 | 0
5820 | 243 | 8 | 31 | 119.0476 | 0 | 0 | 657.1429 | 15.8406 | 792.0311 | 787.8942 | 4.1369 | 787.9155 | 4.0942 | 0.021275 | 0 | 0 | 0 | 0 | 0 | 0
5821 | 243 | 8 | 31 | 119.0476 | 0 | 0 | 657.1429 | 15.8406 | 792.0311 | 787.8942 | 4.1369 | 787.9155 | 4.0942 | 0.021275 | 0 | 0 | 0 | 0 | 0 | 0
5822 | 243 | 8 | 31 | 119.0476 | 0 | 0 | 657.1429 | 15.8406 | 792.0311 | 787.8942 | 4.1369 | 787.9155 | 4.0942 | 0.021275 | 0 | 0 | 0 | 0 | 0 | 0
5823 | 243 | 8 | 31 | 119.0476 | 0 | 0 | 657.1429 | 15.8406 | 792.0311 | 787.8942 | 4.1369 | 787.9155 | 4.0942 | 0.021275 | 0 | 0 | 0 | 0 | 0 | 0
5824 | 243 | 8 | 31 | 119.0476 | 0 | 0 | 657.1429 | 15.8406 | 792.0311 | 787.8942 | 4.1369 | 787.9155 | 4.0942 | 0.021275 | 0 | 0 | 0 | 0 | 0 | 0
5825 | 243 | 8 | 31 | 119.0476 | 0 | 0 | 0 | 2.4295 | 121.4772 | 120.8427 | 0.6345 | 120.8459 | 0.62795 | 0.003263 | 0 | 0 | 0 | 0 | 0 | 0
5826 | 243 | 8 | 31 | 119.0476 | 1339.2857 | 0 | 0 | 29.7619 | 1488.0952 | 1480.3227 | 7.7726 | 1480.3626 | 7.6924 | 0.039972 | 0 | 0 | 0 | 0 | 0 | 0
5827 | 243 | 8 | 31 | 119.0476 | 2678.5714 | 0 | 0 | 57.0943 | 2854.7133 | 2834.0757 | 20.6376 | 1732 | 1116.8794 | 5.8036 | 0 | 0 | 0 | 0 | 0 | 0
5828 | 243 | 8 | 31 | 119.0476 | 2678.5714 | 0 | 0 | 57.0943 | 2854.7133 | 2834.0757 | 20.6376 | 1732 | 1116.8794 | 5.8036 | 0 | 0 | 0 | 0 | 0 | 0
5829 | 243 | 8 | 31 | 119.0476 | 2678.5714 | 0 | 0 | 57.0943 | 2854.7133 | 2834.0757 | 20.6376 | 1732 | 1116.8794 | 5.8036 | 0 | 0 | 0 | 0 | 0 | 0
5830 | 243 | 8 | 31 | 119.0476 | 1339.2857 | 0 | 0 | 29.7619 | 1488.0952 | 1480.3227 | 7.7726 | 1480.3626 | 7.6924 | 0.039972 | 0 | 0 | 0 | 0 | 0 | 0
5831 | 243 | 8 | 32 | 119.0476 | 0 | 0 | 0 | 2.4295 | 121.4772 | 120.8427 | 0.6345 | 120.8459 | 0.62795 | 0.003263 | 0 | 0 | 0 | 0 | 0 | 0
5832 | 244 | 9 | 1 | 595.2381 | 0 | 0 | 0 | 12.1477 | 607.3858 | 604.2133 | 3.1725 | 604.2296 | 3.1398 | 0.016315 | 0 | 0 | 0 | 0 | 0 | 0
5833 | 244 | 9 | 1 | 595.2381 | 0 | 0 | 0 | 12.1477 | 607.3858 | 604.2133 | 3.1725 | 604.2296 | 3.1398 | 0.016315 | 0 | 0 | 0 | 0 | 0 | 0
5834 | 244 | 9 | 1 | 595.2381 | 0 | 0 | 0 | 12.1477 | 607.3858 | 604.2133 | 3.1725 | 604.2296 | 3.1398 | 0.016315 | 0 | 0 | 0 | 0 | 0 | 0
5835 | 244 | 9 | 1 | 595.2381 | 0 | 0 | 0 | 12.1477 | 607.3858 | 604.2133 | 3.1725 | 604.2296 | 3.1398 | 0.016315 | 0 | 0 | 0 | 0 | 0 | 0
5836 | 244 | 9 | 1 | 595.2381 | 0 | 0 | 0 | 12.1477 | 607.3858 | 604.2133 | 3.1725 | 604.2296 | 3.1398 | 0.016315 | 0 | 0 | 0 | 0 | 0 | 0
5837 | 244 | 9 | 1 | 595.2381 | 642.8571 | 0 | 0 | 25.2672 | 1263.3625 | 1256.7637 | 6.5988 | 1256.7977 | 6.5307 | 0.033936 | 0 | 0 | 0 | 0 | 0 | 0
5838 | 244 | 9 | 1 | 595.2381 | 1071.4286 | 0 | 0 | 34.0136 | 1700.6803 | 1691.7973 | 8.8829 | 1691.843 | 8.7913 | 0.045682 | 0 | 0 | 0 | 0 | 0 | 0
5839 | 244 | 9 | 1 | 595.2381 | 1071.4286 | 0 | 285.7143 | 39.8445 | 1992.2255 | 1980.5281 | 11.6974 | 1732 | 258.8733 | 1.3452 | 0 | 0 | 0 | 0 | 0 | 0
5840 | 244 | 9 | 1 | 595.2381 | 1071.4286 | 0 | 285.7143 | 39.8445 | 1992.2255 | 1980.5281 | 11.6974 | 1732 | 258.8733 | 1.3452 | 0 | 0 | 0 | 0 | 0 | 0
5841 | 244 | 9 | 1 | 595.2381 | 428.5714 | 0 | 285.7143 | 26.725 | 1336.2488 | 1329.2693 | 6.9794 | 1329.3052 | 6.9075 | 0.035893 | 0 | 0 | 0 | 0 | 0 | 0
5842 | 244 | 9 | 1 | 595.2381 | 0 | 0 | 285.7143 | 17.9786 | 898.931 | 894.2357 | 4.6953 | 894.2599 | 4.6468 | 0.024146 | 0 | 0 | 0 | 0 | 0 | 0
5843 | 244 | 9 | 1 | 595.2381 | 0 | 0 | 285.7143 | 17.9786 | 898.931 | 894.2357 | 4.6953 | 894.2599 | 4.6468 | 0.024146 | 0 | 0 | 0 | 0 | 0 | 0
5844 | 244 | 9 | 1 | 595.2381 | 0 | 0 | 285.7143 | 17.9786 | 898.931 | 894.2357 | 4.6953 | 894.2599 | 4.6468 | 0.024146 | 0 | 0 | 0 | 0 | 0 | 0
5845 | 244 | 9 | 1 | 595.2381 | 0 | 0 | 285.7143 | 17.9786 | 898.931 | 894.2357 | 4.6953 | 894.2599 | 4.6468 | 0.024146 | 0 | 0 | 0 | 0 | 0 | 0
5846 | 244 | 9 | 1 | 595.2381 | 0 | 0 | 285.7143 | 17.9786 | 898.931 | 894.2357 | 4.6953 | 894.2599 | 4.6468 | 0.024146 | 0 | 0 | 0 | 0 | 0 | 0
5847 | 244 | 9 | 1 | 595.2381 | 0 | 0 | 285.7143 | 17.9786 | 898.931 | 894.2357 | 4.6953 | 894.2599 | 4.6468 | 0.024146 | 0 | 0 | 0 | 0 | 0 | 0
5848 | 244 | 9 | 1 | 595.2381 | 0 | 0 | 285.7143 | 17.9786 | 898.931 | 894.2357 | 4.6953 | 894.2599 | 4.6468 | 0.024146 | 0 | 0 | 0 | 0 | 0 | 0
5849 | 244 | 9 | 1 | 595.2381 | 0 | 0 | 0 | 12.1477 | 607.3858 | 604.2133 | 3.1725 | 604.2296 | 3.1398 | 0.016315 | 0 | 0 | 0 | 0 | 0 | 0
5850 | 244 | 9 | 1 | 595.2381 | 535.7143 | 0 | 0 | 23.0807 | 1154.033 | 1148.0053 | 6.0277 | 1148.0363 | 5.9655 | 0.030999 | 0 | 0 | 0 | 0 | 0 | 0
5851 | 244 | 9 | 1 | 595.2381 | 1071.4286 | 0 | 0 | 34.0136 | 1700.6803 | 1691.7973 | 8.8829 | 1691.843 | 8.7913 | 0.045682 | 0 | 0 | 0 | 0 | 0 | 0
5852 | 244 | 9 | 1 | 595.2381 | 1071.4286 | 0 | 0 | 34.0136 | 1700.6803 | 1691.7973 | 8.8829 | 1691.843 | 8.7913 | 0.045682 | 0 | 0 | 0 | 0 | 0 | 0
5853 | 244 | 9 | 1 | 595.2381 | 1071.4286 | 0 | 0 | 34.0136 | 1700.6803 | 1691.7973 | 8.8829 | 1691.843 | 8.7913 | 0.045682 | 0 | 0 | 0 | 0 | 0 | 0
5854 | 244 | 9 | 1 | 595.2381 | 535.7143 | 0 | 0 | 23.0807 | 1154.033 | 1148.0053 | 6.0277 | 1148.0363 | 5.9655 | 0.030999 | 0 | 0 | 0 | 0 | 0 | 0
5855 | 244 | 9 | 2 | 595.2381 | 0 | 0 | 0 | 12.1477 | 607.3858 | 604.2133 | 3.1725 | 604.2296 | 3.1398 | 0.016315 | 0 | 0 | 0 | 0 | 0 | 0
5856 | 245 | 9 | 2 | 595.2381 | 0 | 0 | 0 | 12.1477 | 607.3858 | 604.2133 | 3.1725 | 604.2296 | 3.1398 | 0.016315 | 0 | 0 | 0 | 0 | 0 | 0
5857 | 245 | 9 | 2 | 595.2381 | 0 | 0 | 0 | 12.1477 | 607.3858 | 604.2133 | 3.1725 | 604.2296 | 3.1398 | 0.016315 | 0 | 0 | 0 | 0 | 0 | 0
5858 | 245 | 9 | 2 | 595.2381 | 0 | 0 | 0 | 12.1477 | 607.3858 | 604.2133 | 3.1725 | 604.2296 | 3.1398 | 0.016315 | 0 | 0 | 0 | 0 | 0 | 0
5859 | 245 | 9 | 2 | 595.2381 | 0 | 0 | 0 | 12.1477 | 607.3858 | 604.2133 | 3.1725 | 604.2296 | 3.1398 | 0.016315 | 0 | 0 | 0 | 0 | 0 | 0
5860 | 245 | 9 | 2 | 595.2381 | 0 | 0 | 0 | 12.1477 | 607.3858 | 604.2133 | 3.1725 | 604.2296 | 3.1398 | 0.016315 | 0 | 0 | 0 | 0 | 0 | 0
5861 | 245 | 9 | 2 | 595.2381 | 642.8571 | 0 | 0 | 25.2672 | 1263.3625 | 1256.7637 | 6.5988 | 1256.7977 | 6.5307 | 0.033936 | 0 | 0 | 0 | 0 | 0 | 0
5862 | 245 | 9 | 2 | 595.2381 | 1071.4286 | 0 | 0 | 34.0136 | 1700.6803 | 1691.7973 | 8.8829 | 1691.843 | 8.7913 | 0.045682 | 0 | 0 | 0 | 0 | 0 | 0
5863 | 245 | 9 | 2 | 595.2381 | 1071.4286 | 0 | 285.7143 | 39.8445 | 1992.2255 | 1980.5281 | 11.6974 | 1732 | 258.8733 | 1.3452 | 0 | 0 | 0 | 0 | 0 | 0
5864 | 245 | 9 | 2 | 595.2381 | 1071.4286 | 0 | 285.7143 | 39.8445 | 1992.2255 | 1980.5281 | 11.6974 | 1732 | 258.8733 | 1.3452 | 0 | 0 | 0 | 0 | 0 | 0
5865 | 245 | 9 | 2 | 595.2381 | 428.5714 | 0 | 285.7143 | 26.725 | 1336.2488 | 1329.2693 | 6.9794 | 1329.3052 | 6.9075 | 0.035893 | 0 | 0 | 0 | 0 | 0 | 0
5866 | 245 | 9 | 2 | 595.2381 | 0 | 0 | 285.7143 | 17.9786 | 898.931 | 894.2357 | 4.6953 | 894.2599 | 4.6468 | 0.024146 | 0 | 0 | 0 | 0 | 0 | 0
5867 | 245 | 9 | 2 | 595.2381 | 0 | 0 | 285.7143 | 17.9786 | 898.931 | 894.2357 | 4.6953 | 894.2599 | 4.6468 | 0.024146 | 0 | 0 | 0 | 0 | 0 | 0
5868 | 245 | 9 | 2 | 595.2381 | 0 | 0 | 285.7143 | 17.9786 | 898.931 | 894.2357 | 4.6953 | 894.2599 | 4.6468 | 0.024146 | 0 | 0 | 0 | 0 | 0 | 0
5869 | 245 | 9 | 2 | 595.2381 | 0 | 0 | 285.7143 | 17.9786 | 898.931 | 894.2357 | 4.6953 | 894.2599 | 4.6468 | 0.024146 | 0 | 0 | 0 | 0 | 0 | 0
5870 | 245 | 9 | 2 | 595.2381 | 0 | 0 | 285.7143 | 17.9786 | 898.931 | 894.2357 | 4.6953 | 894.2599 | 4.6468 | 0.024146 | 0 | 0 | 0 | 0 | 0 | 0
5871 | 245 | 9 | 2 | 595.2381 | 0 | 0 | 285.7143 | 17.9786 | 898.931 | 894.2357 | 4.6953 | 894.2599 | 4.6468 | 0.024146 | 0 | 0 | 0 | 0 | 0 | 0
5872 | 245 | 9 | 2 | 595.2381 | 0 | 0 | 285.7143 | 17.9786 | 898.931 | 894.2357 | 4.6953 | 894.2599 | 4.6468 | 0.024146 | 0 | 0 | 0 | 0 | 0 | 0
5873 | 245 | 9 | 2 | 595.2381 | 0 | 0 | 0 | 12.1477 | 607.3858 | 604.2133 | 3.1725 | 604.2296 | 3.1398 | 0.016315 | 0 | 0 | 0 | 0 | 0 | 0
5874 | 245 | 9 | 2 | 595.2381 | 535.7143 | 0 | 0 | 23.0807 | 1154.033 | 1148.0053 | 6.0277 | 1148.0363 | 5.9655 | 0.030999 | 0 | 0 | 0 | 0 | 0 | 0
5875 | 245 | 9 | 2 | 595.2381 | 1071.4286 | 0 | 0 | 34.0136 | 1700.6803 | 1691.7973 | 8.8829 | 1691.843 | 8.7913 | 0.045682 | 0 | 0 | 0 | 0 | 0 | 0
5876 | 245 | 9 | 2 | 595.2381 | 1071.4286 | 0 | 0 | 34.0136 | 1700.6803 | 1691.7973 | 8.8829 | 1691.843 | 8.7913 | 0.045682 | 0 | 0 | 0 | 0 | 0 | 0
5877 | 245 | 9 | 2 | 595.2381 | 1071.4286 | 0 | 0 | 34.0136 | 1700.6803 | 1691.7973 | 8.8829 | 1691.843 | 8.7913 | 0.045682 | 0 | 0 | 0 | 0 | 0 | 0
5878 | 245 | 9 | 2 | 595.2381 | 535.7143 | 0 | 0 | 23.0807 | 1154.033 | 1148.0053 | 6.0277 | 1148.0363 | 5.9655 | 0.030999 | 0 | 0 | 0 | 0 | 0 | 0
5879 | 245 | 9 | 3 | 595.2381 | 0 | 0 | 0 | 12.1477 | 607.3858 | 604.2133 | 3.1725 | 604.2296 | 3.1398 | 0.016315 | 0 | 0 | 0 | 0 | 0 | 0
5880 | 246 | 9 | 3 | 595.2381 | 0 | 0 | 0 | 12.1477 | 607.3858 | 604.2133 | 3.1725 | 604.2296 | 3.1398 | 0.016315 | 0 | 0 | 0 | 0 | 0 | 0
5881 | 246 | 9 | 3 | 595.2381 | 0 | 0 | 0 | 12.1477 | 607.3858 | 604.2133 | 3.1725 | 604.2296 | 3.1398 | 0.016315 | 0 | 0 | 0 | 0 | 0 | 0
5882 | 246 | 9 | 3 | 595.2381 | 0 | 0 | 0 | 12.1477 | 607.3858 | 604.2133 | 3.1725 | 604.2296 | 3.1398 | 0.016315 | 0 | 0 | 0 | 0 | 0 | 0
5883 | 246 | 9 | 3 | 595.2381 | 0 | 0 | 0 | 12.1477 | 607.3858 | 604.2133 | 3.1725 | 604.2296 | 3.1398 | 0.016315 | 0 | 0 | 0 | 0 | 0 | 0
5884 | 246 | 9 | 3 | 595.2381 | 0 | 0 | 0 | 12.1477 | 607.3858 | 604.2133 | 3.1725 | 604.2296 | 3.1398 | 0.016315 | 0 | 0 | 0 | 0 | 0 | 0
5885 | 246 | 9 | 3 | 595.2381 | 642.8571 | 0 | 0 | 25.2672 | 1263.3625 | 1256.7637 | 6.5988 | 1256.7977 | 6.5307 | 0.033936 | 0 | 0 | 0 | 0 | 0 | 0
5886 | 246 | 9 | 3 | 595.2381 | 1071.4286 | 0 | 0 | 34.0136 | 1700.6803 | 1691.7973 | 8.8829 | 1691.843 | 8.7913 | 0.045682 | 0 | 0 | 0 | 0 | 0 | 0
5887 | 246 | 9 | 3 | 595.2381 | 1071.4286 | 0 | 285.7143 | 39.8445 | 1992.2255 | 1980.5281 | 11.6974 | 1732 | 258.8733 | 1.3452 | 0 | 0 | 0 | 0 | 0 | 0
5888 | 246 | 9 | 3 | 595.2381 | 1071.4286 | 0 | 285.7143 | 39.8445 | 1992.2255 | 1980.5281 | 11.6974 | 1732 | 258.8733 | 1.3452 | 0 | 0 | 0 | 0 | 0 | 0
5889 | 246 | 9 | 3 | 595.2381 | 428.5714 | 0 | 285.7143 | 26.725 | 1336.2488 | 1329.2693 | 6.9794 | 1329.3052 | 6.9075 | 0.035893 | 0 | 0 | 0 | 0 | 0 | 0
5890 | 246 | 9 | 3 | 595.2381 | 0 | 0 | 285.7143 | 17.9786 | 898.931 | 894.2357 | 4.6953 | 894.2599 | 4.6468 | 0.024146 | 0 | 0 | 0 | 0 | 0 | 0
5891 | 246 | 9 | 3 | 595.2381 | 0 | 0 | 285.7143 | 17.9786 | 898.931 | 894.2357 | 4.6953 | 894.2599 | 4.6468 | 0.024146 | 0 | 0 | 0 | 0 | 0 | 0
5892 | 246 | 9 | 3 | 595.2381 | 0 | 0 | 285.7143 | 17.9786 | 898.931 | 894.2357 | 4.6953 | 894.2599 | 4.6468 | 0.024146 | 0 | 0 | 0 | 0 | 0 | 0
5893 | 246 | 9 | 3 | 595.2381 | 0 | 0 | 285.7143 | 17.9786 | 898.931 | 894.2357 | 4.6953 | 894.2599 | 4.6468 | 0.024146 | 0 | 0 | 0 | 0 | 0 | 0
5894 | 246 | 9 | 3 | 595.2381 | 0 | 0 | 285.7143 | 17.9786 | 898.931 | 894.2357 | 4.6953 | 894.2599 | 4.6468 | 0.024146 | 0 | 0 | 0 | 0 | 0 | 0
5895 | 246 | 9 | 3 | 595.2381 | 0 | 0 | 285.7143 | 17.9786 | 898.931 | 894.2357 | 4.6953 | 894.2599 | 4.6468 | 0.024146 | 0 | 0 | 0 | 0 | 0 | 0
5896 | 246 | 9 | 3 | 595.2381 | 0 | 0 | 285.7143 | 17.9786 | 898.931 | 894.2357 | 4.6953 | 894.2599 | 4.6468 | 0.024146 | 0 | 0 | 0 | 0 | 0 | 0
5897 | 246 | 9 | 3 | 595.2381 | 0 | 0 | 0 | 12.1477 | 607.3858 | 604.2133 | 3.1725 | 604.2296 | 3.1398 | 0.016315 | 0 | 0 | 0 | 0 | 0 | 0
5898 | 246 | 9 | 3 | 595.2381 | 535.7143 | 0 | 0 | 23.0807 | 1154.033 | 1148.0053 | 6.0277 | 1148.0363 | 5.9655 | 0.030999 | 0 | 0 | 0 | 0 | 0 | 0
5899 | 246 | 9 | 3 | 595.2381 | 1071.4286 | 0 | 0 | 34.0136 | 1700.6803 | 1691.7973 | 8.8829 | 1691.843 | 8.7913 | 0.045682 | 0 | 0 | 0 | 0 | 0 | 0
5900 | 246 | 9 | 3 | 595.2381 | 1071.4286 | 0 | 0 | 34.0136 | 1700.6803 | 1691.7973 | 8.8829 | 1691.843 | 8.7913 | 0.045682 | 0 | 0 | 0 | 0 | 0 | 0
5901 | 246 | 9 | 3 | 595.2381 | 1071.4286 | 0 | 0 | 34.0136 | 1700.6803 | 1691.7973 | 8.8829 | 1691.843 | 8.7913 | 0.045682 | 0 | 0 | 0 | 0 | 0 | 0
5902 | 246 | 9 | 3 | 595.2381 | 535.7143 | 0 | 0 | 23.0807 | 1154.033 | 1148.0053 | 6.0277 | 1148.0363 | 5.9655 | 0.030999 | 0 | 0 | 0 | 0 | 0 | 0
5903 | 246 | 9 | 4 | 595.2381 | 0 | 0 | 0 | 12.1477 | 607.3858 | 604.2133 | 3.1725 | 604.2296 | 3.1398 | 0.016315 | 0 | 0 | 0 | 0 | 0 | 0
5904 | 247 | 9 | 4 | 595.2381 | 0 | 0 | 0 | 12.1477 | 607.3858 | 604.2133 | 3.1725 | 604.2296 | 3.1398 | 0.016315 | 0 | 0 | 0 | 0 | 0 | 0
5905 | 247 | 9 | 4 | 595.2381 | 0 | 0 | 0 | 12.1477 | 607.3858 | 604.2133 | 3.1725 | 604.2296 | 3.1398 | 0.016315 | 0 | 0 | 0 | 0 | 0 | 0
5906 | 247 | 9 | 4 | 595.2381 | 0 | 0 | 0 | 12.1477 | 607.3858 | 604.2133 | 3.1725 | 604.2296 | 3.1398 | 0.016315 | 0 | 0 | 0 | 0 | 0 | 0
5907 | 247 | 9 | 4 | 595.2381 | 0 | 0 | 0 | 12.1477 | 607.3858 | 604.2133 | 3.1725 | 604.2296 | 3.1398 | 0.016315 | 0 | 0 | 0 | 0 | 0 | 0
5908 | 247 | 9 | 4 | 595.2381 | 0 | 0 | 0 | 12.1477 | 607.3858 | 604.2133 | 3.1725 | 604.2296 | 3.1398 | 0.016315 | 0 | 0 | 0 | 0 | 0 | 0
5909 | 247 | 9 | 4 | 595.2381 | 642.8571 | 0 | 0 | 25.2672 | 1263.3625 | 1256.7637 | 6.5988 | 1256.7977 | 6.5307 | 0.033936 | 0 | 0 | 0 | 0 | 0 | 0
5910 | 247 | 9 | 4 | 595.2381 | 1071.4286 | 0 | 0 | 34.0136 | 1700.6803 | 1691.7973 | 8.8829 | 1691.843 | 8.7913 | 0.045682 | 0 | 0 | 0 | 0 | 0 | 0
5911 | 247 | 9 | 4 | 595.2381 | 1071.4286 | 0 | 285.7143 | 39.8445 | 1992.2255 | 1980.5281 | 11.6974 | 1732 | 258.8733 | 1.3452 | 0 | 0 | 0 | 0 | 0 | 0
5912 | 247 | 9 | 4 | 595.2381 | 1071.4286 | 0 | 285.7143 | 39.8445 | 1992.2255 | 1980.5281 | 11.6974 | 1732 | 258.8733 | 1.3452 | 0 | 0 | 0 | 0 | 0 | 0
5913 | 247 | 9 | 4 | 595.2381 | 428.5714 | 0 | 285.7143 | 26.725 | 1336.2488 | 1329.2693 | 6.9794 | 1329.3052 | 6.9075 | 0.035893 | 0 | 0 | 0 | 0 | 0 | 0
5914 | 247 | 9 | 4 | 595.2381 | 0 | 0 | 285.7143 | 17.9786 | 898.931 | 894.2357 | 4.6953 | 894.2599 | 4.6468 | 0.024146 | 0 | 0 | 0 | 0 | 0 | 0
5915 | 247 | 9 | 4 | 595.2381 | 0 | 0 | 285.7143 | 17.9786 | 898.931 | 894.2357 | 4.6953 | 894.2599 | 4.6468 | 0.024146 | 0 | 0 | 0 | 0 | 0 | 0
5916 | 247 | 9 | 4 | 595.2381 | 0 | 0 | 285.7143 | 17.9786 | 898.931 | 894.2357 | 4.6953 | 894.2599 | 4.6468 | 0.024146 | 0 | 0 | 0 | 0 | 0 | 0
5917 | 247 | 9 | 4 | 595.2381 | 0 | 0 | 285.7143 | 17.9786 | 898.931 | 894.2357 | 4.6953 | 894.2599 | 4.6468 | 0.024146 | 0 | 0 | 0 | 0 | 0 | 0
5918 | 247 | 9 | 4 | 595.2381 | 0 | 0 | 285.7143 | 17.9786 | 898.931 | 894.2357 | 4.6953 | 894.2599 | 4.6468 | 0.024146 | 0 | 0 | 0 | 0 | 0 | 0
5919 | 247 | 9 | 4 | 595.2381 | 0 | 0 | 285.7143 | 17.9786 | 898.931 | 894.2357 | 4.6953 | 894.2599 | 4.6468 | 0.024146 | 0 | 0 | 0 | 0 | 0 | 0
5920 | 247 | 9 | 4 | 595.2381 | 0 | 0 | 285.7143 | 17.9786 | 898.931 | 894.2357 | 4.6953 | 894.2599 | 4.6468 | 0.024146 | 0 | 0 | 0 | 0 | 0 | 0
5921 | 247 | 9 | 4 | 595.2381 | 0 | 0 | 0 | 12.1477 | 607.3858 | 604.2133 | 3.1725 | 604.2296 | 3.1398 | 0.016315 | 0 | 0 | 0 | 0 | 0 | 0
5922 | 247 | 9 | 4 | 595.2381 | 535.7143 | 0 | 0 | 23.0807 | 1154.033 | 1148.0053 | 6.0277 | 1148.0363 | 5.9655 | 0.030999 | 0 | 0 | 0 | 0 | 0 | 0
5923 | 247 | 9 | 4 | 595.2381 | 1071.4286 | 0 | 0 | 34.0136 | 1700.6803 | 1691.7973 | 8.8829 | 1691.843 | 8.7913 | 0.045682 | 0 | 0 | 0 | 0 | 0 | 0
5924 | 247 | 9 | 4 | 595.2381 | 1071.4286 | 0 | 0 | 34.0136 | 1700.6803 | 1691.7973 | 8.8829 | 1691.843 | 8.7913 | 0.045682 | 0 | 0 | 0 | 0 | 0 | 0
5925 | 247 | 9 | 4 | 595.2381 | 1071.4286 | 0 | 0 | 34.0136 | 1700.6803 | 1691.7973 | 8.8829 | 1691.843 | 8.7913 | 0.045682 | 0 | 0 | 0 | 0 | 0 | 0
5926 | 247 | 9 | 4 | 595.2381 | 535.7143 | 0 | 0 | 23.0807 | 1154.033 | 1148.0053 | 6.0277 | 1148.0363 | 5.9655 | 0.030999 | 0 | 0 | 0 | 0 | 0 | 0
5927 | 247 | 9 | 5 | 595.2381 | 0 | 0 | 0 | 12.1477 | 607.3858 | 604.2133 | 3.1725 | 604.2296 | 3.1398 | 0.016315 | 0 | 0 | 0 | 0 | 0 | 0
5928 | 248 | 9 | 5 | 595.2381 | 0 | 0 | 0 | 12.1477 | 607.3858 | 604.2133 | 3.1725 | 604.2296 | 3.1398 | 0.016315 | 0 | 0 | 0 | 0 | 0 | 0
5929 | 248 | 9 | 5 | 595.2381 | 0 | 0 | 0 | 12.1477 | 607.3858 | 604.2133 | 3.1725 | 604.2296 | 3.1398 | 0.016315 | 0 | 0 | 0 | 0 | 0 | 0
5930 | 248 | 9 | 5 | 595.2381 | 0 | 0 | 0 | 12.1477 | 607.3858 | 604.2133 | 3.1725 | 604.2296 | 3.1398 | 0.016315 | 0 | 0 | 0 | 0 | 0 | 0
5931 | 248 | 9 | 5 | 595.2381 | 0 | 0 | 0 | 12.1477 | 607.3858 | 604.2133 | 3.1725 | 604.2296 | 3.1398 | 0.016315 | 0 | 0 | 0 | 0 | 0 | 0
5932 | 248 | 9 | 5 | 595.2381 | 0 | 0 | 0 | 12.1477 | 607.3858 | 604.2133 | 3.1725 | 604.2296 | 3.1398 | 0.016315 | 0 | 0 | 0 | 0 | 0 | 0
5933 | 248 | 9 | 5 | 595.2381 | 642.8571 | 0 | 0 | 25.2672 | 1263.3625 | 1256.7637 | 6.5988 | 1256.7977 | 6.5307 | 0.033936 | 0 | 0 | 0 | 0 | 0 | 0
5934 | 248 | 9 | 5 | 595.2381 | 1071.4286 | 0 | 0 | 34.0136 | 1700.6803 | 1691.7973 | 8.8829 | 1691.843 | 8.7913 | 0.045682 | 0 | 0 | 0 | 0 | 0 | 0
5935 | 248 | 9 | 5 | 595.2381 | 1071.4286 | 0 | 285.7143 | 39.8445 | 1992.2255 | 1980.5281 | 11.6974 | 1732 | 258.8733 | 1.3452 | 0 | 0 | 0 | 0 | 0 | 0
5936 | 248 | 9 | 5 | 595.2381 | 1071.4286 | 0 | 285.7143 | 39.8445 | 1992.2255 | 1980.5281 | 11.6974 | 1732 | 258.8733 | 1.3452 | 0 | 0 | 0 | 0 | 0 | 0
5937 | 248 | 9 | 5 | 595.2381 | 428.5714 | 0 | 285.7143 | 26.725 | 1336.2488 | 1329.2693 | 6.9794 | 1329.3052 | 6.9075 | 0.035893 | 0 | 0 | 0 | 0 | 0 | 0
5938 | 248 | 9 | 5 | 595.2381 | 0 | 0 | 285.7143 | 17.9786 | 898.931 | 894.2357 | 4.6953 | 894.2599 | 4.6468 | 0.024146 | 0 | 0 | 0 | 0 | 0 | 0
5939 | 248 | 9 | 5 | 595.2381 | 0 | 0 | 285.7143 | 17.9786 | 898.931 | 894.2357 | 4.6953 | 894.2599 | 4.6468 | 0.024146 | 0 | 0 | 0 | 0 | 0 | 0
5940 | 248 | 9 | 5 | 595.2381 | 0 | 0 | 285.7143 | 17.9786 | 898.931 | 894.2357 | 4.6953 | 894.2599 | 4.6468 | 0.024146 | 0 | 0 | 0 | 0 | 0 | 0
5941 | 248 | 9 | 5 | 595.2381 | 0 | 0 | 285.7143 | 17.9786 | 898.931 | 894.2357 | 4.6953 | 894.2599 | 4.6468 | 0.024146 | 0 | 0 | 0 | 0 | 0 | 0
5942 | 248 | 9 | 5 | 595.2381 | 0 | 0 | 285.7143 | 17.9786 | 898.931 | 894.2357 | 4.6953 | 894.2599 | 4.6468 | 0.024146 | 0 | 0 | 0 | 0 | 0 | 0
5943 | 248 | 9 | 5 | 595.2381 | 0 | 0 | 285.7143 | 17.9786 | 898.931 | 894.2357 | 4.6953 | 894.2599 | 4.6468 | 0.024146 | 0 | 0 | 0 | 0 | 0 | 0
5944 | 248 | 9 | 5 | 595.2381 | 0 | 0 | 285.7143 | 17.9786 | 898.931 | 894.2357 | 4.6953 | 894.2599 | 4.6468 | 0.024146 | 0 | 0 | 0 | 0 | 0 | 0
5945 | 248 | 9 | 5 | 595.2381 | 0 | 0 | 0 | 12.1477 | 607.3858 | 604.2133 | 3.1725 | 604.2296 | 3.1398 | 0.016315 | 0 | 0 | 0 | 0 | 0 | 0
5946 | 248 | 9 | 5 | 595.2381 | 535.7143 | 0 | 0 | 23.0807 | 1154.033 | 1148.0053 | 6.0277 | 1148.0363 | 5.9655 | 0.030999 | 0 | 0 | 0 | 0 | 0 | 0
5947 | 248 | 9 | 5 | 595.2381 | 1071.4286 | 0 | 0 | 34.0136 | 1700.6803 | 1691.7973 | 8.8829 | 1691.843 | 8.7913 | 0.045682 | 0 | 0 | 0 | 0 | 0 | 0
5948 | 248 | 9 | 5 | 595.2381 | 1071.4286 | 0 | 0 | 34.0136 | 1700.6803 | 1691.7973 | 8.8829 | 1691.843 | 8.7913 | 0.045682 | 0 | 0 | 0 | 0 | 0 | 0
5949 | 248 | 9 | 5 | 595.2381 | 1071.4286 | 0 | 0 | 34.0136 | 1700.6803 | 1691.7973 | 8.8829 | 1691.843 | 8.7913 | 0.045682 | 0 | 0 | 0 | 0 | 0 | 0
5950 | 248 | 9 | 5 | 595.2381 | 535.7143 | 0 | 0 | 23.0807 | 1154.033 | 1148.0053 | 6.0277 | 1148.0363 | 5.9655 | 0.030999 | 0 | 0 | 0 | 0 | 0 | 0
5951 | 248 | 9 | 6 | 595.2381 | 0 | 0 | 0 | 12.1477 | 607.3858 | 604.2133 | 3.1725 | 604.2296 | 3.1398 | 0.016315 | 0 | 0 | 0 | 0 | 0 | 0
5952 | 249 | 9 | 6 | 595.2381 | 0 | 0 | 0 | 12.1477 | 607.3858 | 604.2133 | 3.1725 | 604.2296 | 3.1398 | 0.016315 | 0 | 0 | 0 | 0 | 0 | 0
5953 | 249 | 9 | 6 | 595.2381 | 0 | 0 | 0 | 12.1477 | 607.3858 | 604.2133 | 3.1725 | 604.2296 | 3.1398 | 0.016315 | 0 | 0 | 0 | 0 | 0 | 0
5954 | 249 | 9 | 6 | 595.2381 | 0 | 0 | 0 | 12.1477 | 607.3858 | 604.2133 | 3.1725 | 604.2296 | 3.1398 | 0.016315 | 0 | 0 | 0 | 0 | 0 | 0
5955 | 249 | 9 | 6 | 595.2381 | 0 | 0 | 0 | 12.1477 | 607.3858 | 604.2133 | 3.1725 | 604.2296 | 3.1398 | 0.016315 | 0 | 0 | 0 | 0 | 0 | 0
5956 | 249 | 9 | 6 | 595.2381 | 0 | 0 | 0 | 12.1477 | 607.3858 | 604.2133 | 3.1725 | 604.2296 | 3.1398 | 0.016315 | 0 | 0 | 0 | 0 | 0 | 0
5957 | 249 | 9 | 6 | 595.2381 | 642.8571 | 0 | 0 | 25.2672 | 1263.3625 | 1256.7637 | 6.5988 | 1256.7977 | 6.5307 | 0.033936 | 0 | 0 | 0 | 0 | 0 | 0
5958 | 249 | 9 | 6 | 595.2381 | 1071.4286 | 0 | 0 | 34.0136 | 1700.6803 | 1691.7973 | 8.8829 | 1691.843 | 8.7913 | 0.045682 | 0 | 0 | 0 | 0 | 0 | 0
5959 | 249 | 9 | 6 | 595.2381 | 1071.4286 | 0 | 285.7143 | 39.8445 | 1992.2255 | 1980.5281 | 11.6974 | 1732 | 258.8733 | 1.3452 | 0 | 0 | 0 | 0 | 0 | 0
5960 | 249 | 9 | 6 | 595.2381 | 1071.4286 | 0 | 285.7143 | 39.8445 | 1992.2255 | 1980.5281 | 11.6974 | 1732 | 258.8733 | 1.3452 | 0 | 0 | 0 | 0 | 0 | 0
5961 | 249 | 9 | 6 | 595.2381 | 428.5714 | 0 | 285.7143 | 26.725 | 1336.2488 | 1329.2693 | 6.9794 | 1329.3052 | 6.9075 | 0.035893 | 0 | 0 | 0 | 0 | 0 | 0
5962 | 249 | 9 | 6 | 595.2381 | 0 | 0 | 285.7143 | 17.9786 | 898.931 | 894.2357 | 4.6953 | 894.2599 | 4.6468 | 0.024146 | 0 | 0 | 0 | 0 | 0 | 0
5963 | 249 | 9 | 6 | 595.2381 | 0 | 0 | 285.7143 | 17.9786 | 898.931 | 894.2357 | 4.6953 | 894.2599 | 4.6468 | 0.024146 | 0 | 0 | 0 | 0 | 0 | 0
5964 | 249 | 9 | 6 | 595.2381 | 0 | 0 | 285.7143 | 17.9786 | 898.931 | 894.2357 | 4.6953 | 894.2599 | 4.6468 | 0.024146 | 0 | 0 | 0 | 0 | 0 | 0
5965 | 249 | 9 | 6 | 595.2381 | 0 | 0 | 285.7143 | 17.9786 | 898.931 | 894.2357 | 4.6953 | 894.2599 | 4.6468 | 0.024146 | 0 | 0 | 0 | 0 | 0 | 0
5966 | 249 | 9 | 6 | 595.2381 | 0 | 0 | 285.7143 | 17.9786 | 898.931 | 894.2357 | 4.6953 | 894.2599 | 4.6468 | 0.024146 | 0 | 0 | 0 | 0 | 0 | 0
5967 | 249 | 9 | 6 | 595.2381 | 0 | 0 | 285.7143 | 17.9786 | 898.931 | 894.2357 | 4.6953 | 894.2599 | 4.6468 | 0.024146 | 0 | 0 | 0 | 0 | 0 | 0
5968 | 249 | 9 | 6 | 595.2381 | 0 | 0 | 285.7143 | 17.9786 | 898.931 | 894.2357 | 4.6953 | 894.2599 | 4.6468 | 0.024146 | 0 | 0 | 0 | 0 | 0 | 0
5969 | 249 | 9 | 6 | 595.2381 | 0 | 0 | 0 | 12.1477 | 607.3858 | 604.2133 | 3.1725 | 604.2296 | 3.1398 | 0.016315 | 0 | 0 | 0 | 0 | 0 | 0
5970 | 249 | 9 | 6 | 595.2381 | 535.7143 | 0 | 0 | 23.0807 | 1154.033 | 1148.0053 | 6.0277 | 1148.0363 | 5.9655 | 0.030999 | 0 | 0 | 0 | 0 | 0 | 0
5971 | 249 | 9 | 6 | 595.2381 | 1071.4286 | 0 | 0 | 34.0136 | 1700.6803 | 1691.7973 | 8.8829 | 1691.843 | 8.7913 | 0.045682 | 0 | 0 | 0 | 0 | 0 | 0
5972 | 249 | 9 | 6 | 595.2381 | 1071.4286 | 0 | 0 | 34.0136 | 1700.6803 | 1691.7973 | 8.8829 | 1691.843 | 8.7913 | 0.045682 | 0 | 0 | 0 | 0 | 0 | 0
5973 | 249 | 9 | 6 | 595.2381 | 1071.4286 | 0 | 0 | 34.0136 | 1700.6803 | 1691.7973 | 8.8829 | 1691.843 | 8.7913 | 0.045682 | 0 | 0 | 0 | 0 | 0 | 0
5974 | 249 | 9 | 6 | 595.2381 | 535.7143 | 0 | 0 | 23.0807 | 1154.033 | 1148.0053 | 6.0277 | 1148.0363 | 5.9655 | 0.030999 | 0 | 0 | 0 | 0 | 0 | 0
5975 | 249 | 9 | 7 | 595.2381 | 0 | 0 | 0 | 12.1477 | 607.3858 | 604.2133 | 3.1725 | 604.2296 | 3.1398 | 0.016315 | 0 | 0 | 0 | 0 | 0 | 0
5976 | 250 | 9 | 7 | 595.2381 | 0 | 0 | 0 | 12.1477 | 607.3858 | 604.2133 | 3.1725 | 604.2296 | 3.1398 | 0.016315 | 0 | 0 | 0 | 0 | 0 | 0
5977 | 250 | 9 | 7 | 595.2381 | 0 | 0 | 0 | 12.1477 | 607.3858 | 604.2133 | 3.1725 | 604.2296 | 3.1398 | 0.016315 | 0 | 0 | 0 | 0 | 0 | 0
5978 | 250 | 9 | 7 | 595.2381 | 0 | 0 | 0 | 12.1477 | 607.3858 | 604.2133 | 3.1725 | 604.2296 | 3.1398 | 0.016315 | 0 | 0 | 0 | 0 | 0 | 0
5979 | 250 | 9 | 7 | 595.2381 | 0 | 0 | 0 | 12.1477 | 607.3858 | 604.2133 | 3.1725 | 604.2296 | 3.1398 | 0.016315 | 0 | 0 | 0 | 0 | 0 | 0
5980 | 250 | 9 | 7 | 595.2381 | 0 | 0 | 0 | 12.1477 | 607.3858 | 604.2133 | 3.1725 | 604.2296 | 3.1398 | 0.016315 | 0 | 0 | 0 | 0 | 0 | 0
5981 | 250 | 9 | 7 | 595.2381 | 642.8571 | 0 | 0 | 25.2672 | 1263.3625 | 1256.7637 | 6.5988 | 1256.7977 | 6.5307 | 0.033936 | 0 | 0 | 0 | 0 | 0 | 0
5982 | 250 | 9 | 7 | 595.2381 | 1071.4286 | 0 | 0 | 34.0136 | 1700.6803 | 1691.7973 | 8.8829 | 1691.843 | 8.7913 | 0.045682 | 0 | 0 | 0 | 0 | 0 | 0
5983 | 250 | 9 | 7 | 595.2381 | 1071.4286 | 0 | 285.7143 | 39.8445 | 1992.2255 | 1980.5281 | 11.6974 | 1732 | 258.8733 | 1.3452 | 0 | 0 | 0 | 0 | 0 | 0
5984 | 250 | 9 | 7 | 595.2381 | 1071.4286 | 0 | 285.7143 | 39.8445 | 1992.2255 | 1980.5281 | 11.6974 | 1732 | 258.8733 | 1.3452 | 0 | 0 | 0 | 0 | 0 | 0
5985 | 250 | 9 | 7 | 595.2381 | 428.5714 | 0 | 285.7143 | 26.725 | 1336.2488 | 1329.2693 | 6.9794 | 1329.3052 | 6.9075 | 0.035893 | 0 | 0 | 0 | 0 | 0 | 0
5986 | 250 | 9 | 7 | 595.2381 | 0 | 0 | 285.7143 | 17.9786 | 898.931 | 894.2357 | 4.6953 | 894.2599 | 4.6468 | 0.024146 | 0 | 0 | 0 | 0 | 0 | 0
5987 | 250 | 9 | 7 | 595.2381 | 0 | 0 | 285.7143 | 17.9786 | 898.931 | 894.2357 | 4.6953 | 894.2599 | 4.6468 | 0.024146 | 0 | 0 | 0 | 0 | 0 | 0
5988 | 250 | 9 | 7 | 595.2381 | 0 | 0 | 285.7143 | 17.9786 | 898.931 | 894.2357 | 4.6953 | 894.2599 | 4.6468 | 0.024146 | 0 | 0 | 0 | 0 | 0 | 0
5989 | 250 | 9 | 7 | 595.2381 | 0 | 0 | 285.7143 | 17.9786 | 898.931 | 894.2357 | 4.6953 | 894.2599 | 4.6468 | 0.024146 | 0 | 0 | 0 | 0 | 0 | 0
5990 | 250 | 9 | 7 | 595.2381 | 0 | 0 | 285.7143 | 17.9786 | 898.931 | 894.2357 | 4.6953 | 894.2599 | 4.6468 | 0.024146 | 0 | 0 | 0 | 0 | 0 | 0
5991 | 250 | 9 | 7 | 595.2381 | 0 | 0 | 285.7143 | 17.9786 | 898.931 | 894.2357 | 4.6953 | 894.2599 | 4.6468 | 0.024146 | 0 | 0 | 0 | 0 | 0 | 0
5992 | 250 | 9 | 7 | 595.2381 | 0 | 0 | 285.7143 | 17.9786 | 898.931 | 894.2357 | 4.6953 | 894.2599 | 4.6468 | 0.024146 | 0 | 0 | 0 | 0 | 0 | 0
5993 | 250 | 9 | 7 | 595.2381 | 0 | 0 | 0 | 12.1477 | 607.3858 | 604.2133 | 3.1725 | 604.2296 | 3.1398 | 0.016315 | 0 | 0 | 0 | 0 | 0 | 0
5994 | 250 | 9 | 7 | 595.2381 | 535.7143 | 0 | 0 | 23.0807 | 1154.033 | 1148.0053 | 6.0277 | 1148.0363 | 5.9655 | 0.030999 | 0 | 0 | 0 | 0 | 0 | 0
5995 | 250 | 9 | 7 | 595.2381 | 1071.4286 | 0 | 0 | 34.0136 | 1700.6803 | 1691.7973 | 8.8829 | 1691.843 | 8.7913 | 0.045682 | 0 | 0 | 0 | 0 | 0 | 0
5996 | 250 | 9 | 7 | 595.2381 | 1071.4286 | 0 | 0 | 34.0136 | 1700.6803 | 1691.7973 | 8.8829 | 1691.843 | 8.7913 | 0.045682 | 0 | 0 | 0 | 0 | 0 | 0
5997 | 250 | 9 | 7 | 595.2381 | 1071.4286 | 0 | 0 | 34.0136 | 1700.6803 | 1691.7973 | 8.8829 | 1691.843 | 8.7913 | 0.045682 | 0 | 0 | 0 | 0 | 0 | 0
5998 | 250 | 9 | 7 | 595.2381 | 535.7143 | 0 | 0 | 23.0807 | 1154.033 | 1148.0053 | 6.0277 | 1148.0363 | 5.9655 | 0.030999 | 0 | 0 | 0 | 0 | 0 | 0
5999 | 250 | 9 | 8 | 595.2381 | 0 | 0 | 0 | 12.1477 | 607.3858 | 604.2133 | 3.1725 | 604.2296 | 3.1398 | 0.016315 | 0 | 0 | 0 | 0 | 0 | 0
6000 | 251 | 9 | 8 | 595.2381 | 0 | 0 | 0 | 12.1477 | 607.3858 | 604.2133 | 3.1725 | 604.2296 | 3.1398 | 0.016315 | 0 | 0 | 0 | 0 | 0 | 0
6001 | 251 | 9 | 8 | 595.2381 | 0 | 0 | 0 | 12.1477 | 607.3858 | 604.2133 | 3.1725 | 604.2296 | 3.1398 | 0.016315 | 0 | 0 | 0 | 0 | 0 | 0
6002 | 251 | 9 | 8 | 595.2381 | 0 | 0 | 0 | 12.1477 | 607.3858 | 604.2133 | 3.1725 | 604.2296 | 3.1398 | 0.016315 | 0 | 0 | 0 | 0 | 0 | 0
6003 | 251 | 9 | 8 | 595.2381 | 0 | 0 | 0 | 12.1477 | 607.3858 | 604.2133 | 3.1725 | 604.2296 | 3.1398 | 0.016315 | 0 | 0 | 0 | 0 | 0 | 0
6004 | 251 | 9 | 8 | 595.2381 | 0 | 0 | 0 | 12.1477 | 607.3858 | 604.2133 | 3.1725 | 604.2296 | 3.1398 | 0.016315 | 0 | 0 | 0 | 0 | 0 | 0
6005 | 251 | 9 | 8 | 595.2381 | 642.8571 | 0 | 0 | 25.2672 | 1263.3625 | 1256.7637 | 6.5988 | 1256.7977 | 6.5307 | 0.033936 | 0 | 0 | 0 | 0 | 0 | 0
6006 | 251 | 9 | 8 | 595.2381 | 1071.4286 | 0 | 0 | 34.0136 | 1700.6803 | 1691.7973 | 8.8829 | 1691.843 | 8.7913 | 0.045682 | 0 | 0 | 0 | 0 | 0 | 0
6007 | 251 | 9 | 8 | 595.2381 | 1071.4286 | 0 | 285.7143 | 39.8445 | 1992.2255 | 1980.5281 | 11.6974 | 1732 | 258.8733 | 1.3452 | 0 | 0 | 0 | 0 | 0 | 0
6008 | 251 | 9 | 8 | 595.2381 | 1071.4286 | 0 | 285.7143 | 39.8445 | 1992.2255 | 1980.5281 | 11.6974 | 1732 | 258.8733 | 1.3452 | 0 | 0 | 0 | 0 | 0 | 0
6009 | 251 | 9 | 8 | 595.2381 | 428.5714 | 0 | 285.7143 | 26.725 | 1336.2488 | 1329.2693 | 6.9794 | 1329.3052 | 6.9075 | 0.035893 | 0 | 0 | 0 | 0 | 0 | 0
6010 | 251 | 9 | 8 | 595.2381 | 0 | 0 | 285.7143 | 17.9786 | 898.931 | 894.2357 | 4.6953 | 894.2599 | 4.6468 | 0.024146 | 0 | 0 | 0 | 0 | 0 | 0
6011 | 251 | 9 | 8 | 595.2381 | 0 | 0 | 285.7143 | 17.9786 | 898.931 | 894.2357 | 4.6953 | 894.2599 | 4.6468 | 0.024146 | 0 | 0 | 0 | 0 | 0 | 0
6012 | 251 | 9 | 8 | 595.2381 | 0 | 0 | 285.7143 | 17.9786 | 898.931 | 894.2357 | 4.6953 | 894.2599 | 4.6468 | 0.024146 | 0 | 0 | 0 | 0 | 0 | 0
6013 | 251 | 9 | 8 | 595.2381 | 0 | 0 | 285.7143 | 17.9786 | 898.931 | 894.2357 | 4.6953 | 894.2599 | 4.6468 | 0.024146 | 0 | 0 | 0 | 0 | 0 | 0
6014 | 251 | 9 | 8 | 595.2381 | 0 | 0 | 285.7143 | 17.9786 | 898.931 | 894.2357 | 4.6953 | 894.2599 | 4.6468 | 0.024146 | 0 | 0 | 0 | 0 | 0 | 0
6015 | 251 | 9 | 8 | 595.2381 | 0 | 0 | 285.7143 | 17.9786 | 898.931 | 894.2357 | 4.6953 | 894.2599 | 4.6468 | 0.024146 | 0 | 0 | 0 | 0 | 0 | 0
6016 | 251 | 9 | 8 | 595.2381 | 0 | 0 | 285.7143 | 17.9786 | 898.931 | 894.2357 | 4.6953 | 894.2599 | 4.6468 | 0.024146 | 0 | 0 | 0 | 0 | 0 | 0
6017 | 251 | 9 | 8 | 595.2381 | 0 | 0 | 0 | 12.1477 | 607.3858 | 604.2133 | 3.1725 | 604.2296 | 3.1398 | 0.016315 | 0 | 0 | 0 | 0 | 0 | 0
6018 | 251 | 9 | 8 | 595.2381 | 535.7143 | 0 | 0 | 23.0807 | 1154.033 | 1148.0053 | 6.0277 | 1148.0363 | 5.9655 | 0.030999 | 0 | 0 | 0 | 0 | 0 | 0
6019 | 251 | 9 | 8 | 595.2381 | 1071.4286 | 0 | 0 | 34.0136 | 1700.6803 | 1691.7973 | 8.8829 | 1691.843 | 8.7913 | 0.045682 | 0 | 0 | 0 | 0 | 0 | 0
6020 | 251 | 9 | 8 | 595.2381 | 1071.4286 | 0 | 0 | 34.0136 | 1700.6803 | 1691.7973 | 8.8829 | 1691.843 | 8.7913 | 0.045682 | 0 | 0 | 0 | 0 | 0 | 0
6021 | 251 | 9 | 8 | 595.2381 | 1071.4286 | 0 | 0 | 34.0136 | 1700.6803 | 1691.7973 | 8.8829 | 1691.843 | 8.7913 | 0.045682 | 0 | 0 | 0 | 0 | 0 | 0
6022 | 251 | 9 | 8 | 595.2381 | 535.7143 | 0 | 0 | 23.0807 | 1154.033 | 1148.0053 | 6.0277 | 1148.0363 | 5.9655 | 0.030999 | 0 | 0 | 0 | 0 | 0 | 0
6023 | 251 | 9 | 9 | 595.2381 | 0 | 0 | 0 | 12.1477 | 607.3858 | 604.2133 | 3.1725 | 604.2296 | 3.1398 | 0.016315 | 0 | 0 | 0 | 0 | 0 | 0
6024 | 252 | 9 | 9 | 595.2381 | 0 | 0 | 0 | 12.1477 | 607.3858 | 604.2133 | 3.1725 | 604.2296 | 3.1398 | 0.016315 | 0 | 0 | 0 | 0 | 0 | 0
6025 | 252 | 9 | 9 | 595.2381 | 0 | 0 | 0 | 12.1477 | 607.3858 | 604.2133 | 3.1725 | 604.2296 | 3.1398 | 0.016315 | 0 | 0 | 0 | 0 | 0 | 0
6026 | 252 | 9 | 9 | 595.2381 | 0 | 0 | 0 | 12.1477 | 607.3858 | 604.2133 | 3.1725 | 604.2296 | 3.1398 | 0.016315 | 0 | 0 | 0 | 0 | 0 | 0
6027 | 252 | 9 | 9 | 595.2381 | 0 | 0 | 0 | 12.1477 | 607.3858 | 604.2133 | 3.1725 | 604.2296 | 3.1398 | 0.016315 | 0 | 0 | 0 | 0 | 0 | 0
6028 | 252 | 9 | 9 | 595.2381 | 0 | 0 | 0 | 12.1477 | 607.3858 | 604.2133 | 3.1725 | 604.2296 | 3.1398 | 0.016315 | 0 | 0 | 0 | 0 | 0 | 0
6029 | 252 | 9 | 9 | 595.2381 | 642.8571 | 0 | 0 | 25.2672 | 1263.3625 | 1256.7637 | 6.5988 | 1256.7977 | 6.5307 | 0.033936 | 0 | 0 | 0 | 0 | 0 | 0
6030 | 252 | 9 | 9 | 595.2381 | 1071.4286 | 0 | 0 | 34.0136 | 1700.6803 | 1691.7973 | 8.8829 | 1691.843 | 8.7913 | 0.045682 | 0 | 0 | 0 | 0 | 0 | 0
6031 | 252 | 9 | 9 | 595.2381 | 1071.4286 | 0 | 285.7143 | 39.8445 | 1992.2255 | 1980.5281 | 11.6974 | 1732 | 258.8733 | 1.3452 | 0 | 0 | 0 | 0 | 0 | 0
6032 | 252 | 9 | 9 | 595.2381 | 1071.4286 | 0 | 285.7143 | 39.8445 | 1992.2255 | 1980.5281 | 11.6974 | 1732 | 258.8733 | 1.3452 | 0 | 0 | 0 | 0 | 0 | 0
6033 | 252 | 9 | 9 | 595.2381 | 428.5714 | 0 | 285.7143 | 26.725 | 1336.2488 | 1329.2693 | 6.9794 | 1329.3052 | 6.9075 | 0.035893 | 0 | 0 | 0 | 0 | 0 | 0
6034 | 252 | 9 | 9 | 595.2381 | 0 | 0 | 285.7143 | 17.9786 | 898.931 | 894.2357 | 4.6953 | 894.2599 | 4.6468 | 0.024146 | 0 | 0 | 0 | 0 | 0 | 0
6035 | 252 | 9 | 9 | 595.2381 | 0 | 0 | 285.7143 | 17.9786 | 898.931 | 894.2357 | 4.6953 | 894.2599 | 4.6468 | 0.024146 | 0 | 0 | 0 | 0 | 0 | 0
6036 | 252 | 9 | 9 | 595.2381 | 0 | 0 | 285.7143 | 17.9786 | 898.931 | 894.2357 | 4.6953 | 894.2599 | 4.6468 | 0.024146 | 0 | 0 | 0 | 0 | 0 | 0
6037 | 252 | 9 | 9 | 595.2381 | 0 | 0 | 285.7143 | 17.9786 | 898.931 | 894.2357 | 4.6953 | 894.2599 | 4.6468 | 0.024146 | 0 | 0 | 0 | 0 | 0 | 0
6038 | 252 | 9 | 9 | 595.2381 | 0 | 0 | 285.7143 | 17.9786 | 898.931 | 894.2357 | 4.6953 | 894.2599 | 4.6468 | 0.024146 | 0 | 0 | 0 | 0 | 0 | 0
6039 | 252 | 9 | 9 | 595.2381 | 0 | 0 | 285.7143 | 17.9786 | 898.931 | 894.2357 | 4.6953 | 894.2599 | 4.6468 | 0.024146 | 0 | 0 | 0 | 0 | 0 | 0
6040 | 252 | 9 | 9 | 595.2381 | 0 | 0 | 285.7143 | 17.9786 | 898.931 | 894.2357 | 4.6953 | 894.2599 | 4.6468 | 0.024146 | 0 | 0 | 0 | 0 | 0 | 0
6041 | 252 | 9 | 9 | 595.2381 | 0 | 0 | 0 | 12.1477 | 607.3858 | 604.2133 | 3.1725 | 604.2296 | 3.1398 | 0.016315 | 0 | 0 | 0 | 0 | 0 | 0
6042 | 252 | 9 | 9 | 595.2381 | 535.7143 | 0 | 0 | 23.0807 | 1154.033 | 1148.0053 | 6.0277 | 1148.0363 | 5.9655 | 0.030999 | 0 | 0 | 0 | 0 | 0 | 0
6043 | 252 | 9 | 9 | 595.2381 | 1071.4286 | 0 | 0 | 34.0136 | 1700.6803 | 1691.7973 | 8.8829 | 1691.843 | 8.7913 | 0.045682 | 0 | 0 | 0 | 0 | 0 | 0
6044 | 252 | 9 | 9 | 595.2381 | 1071.4286 | 0 | 0 | 34.0136 | 1700.6803 | 1691.7973 | 8.8829 | 1691.843 | 8.7913 | 0.045682 | 0 | 0 | 0 | 0 | 0 | 0
6045 | 252 | 9 | 9 | 595.2381 | 1071.4286 | 0 | 0 | 34.0136 | 1700.6803 | 1691.7973 | 8.8829 | 1691.843 | 8.7913 | 0.045682 | 0 | 0 | 0 | 0 | 0 | 0
6046 | 252 | 9 | 9 | 595.2381 | 535.7143 | 0 | 0 | 23.0807 | 1154.033 | 1148.0053 | 6.0277 | 1148.0363 | 5.9655 | 0.030999 | 0 | 0 | 0 | 0 | 0 | 0
6047 | 252 | 9 | 10 | 595.2381 | 0 | 0 | 0 | 12.1477 | 607.3858 | 604.2133 | 3.1725 | 604.2296 | 3.1398 | 0.016315 | 0 | 0 | 0 | 0 | 0 | 0
6048 | 253 | 9 | 10 | 595.2381 | 0 | 0 | 0 | 12.1477 | 607.3858 | 604.2133 | 3.1725 | 604.2296 | 3.1398 | 0.016315 | 0 | 0 | 0 | 0 | 0 | 0
6049 | 253 | 9 | 10 | 595.2381 | 0 | 0 | 0 | 12.1477 | 607.3858 | 604.2133 | 3.1725 | 604.2296 | 3.1398 | 0.016315 | 0 | 0 | 0 | 0 | 0 | 0
6050 | 253 | 9 | 10 | 595.2381 | 0 | 0 | 0 | 12.1477 | 607.3858 | 604.2133 | 3.1725 | 604.2296 | 3.1398 | 0.016315 | 0 | 0 | 0 | 0 | 0 | 0
6051 | 253 | 9 | 10 | 595.2381 | 0 | 0 | 0 | 12.1477 | 607.3858 | 604.2133 | 3.1725 | 604.2296 | 3.1398 | 0.016315 | 0 | 0 | 0 | 0 | 0 | 0
6052 | 253 | 9 | 10 | 595.2381 | 0 | 0 | 0 | 12.1477 | 607.3858 | 604.2133 | 3.1725 | 604.2296 | 3.1398 | 0.016315 | 0 | 0 | 0 | 0 | 0 | 0
6053 | 253 | 9 | 10 | 595.2381 | 642.8571 | 0 | 0 | 25.2672 | 1263.3625 | 1256.7637 | 6.5988 | 1256.7977 | 6.5307 | 0.033936 | 0 | 0 | 0 | 0 | 0 | 0
6054 | 253 | 9 | 10 | 595.2381 | 1071.4286 | 0 | 0 | 34.0136 | 1700.6803 | 1691.7973 | 8.8829 | 1691.843 | 8.7913 | 0.045682 | 0 | 0 | 0 | 0 | 0 | 0
6055 | 253 | 9 | 10 | 595.2381 | 1071.4286 | 0 | 285.7143 | 39.8445 | 1992.2255 | 1980.5281 | 11.6974 | 1732 | 258.8733 | 1.3452 | 0 | 0 | 0 | 0 | 0 | 0
6056 | 253 | 9 | 10 | 595.2381 | 1071.4286 | 0 | 285.7143 | 39.8445 | 1992.2255 | 1980.5281 | 11.6974 | 1732 | 258.8733 | 1.3452 | 0 | 0 | 0 | 0 | 0 | 0
6057 | 253 | 9 | 10 | 595.2381 | 428.5714 | 0 | 285.7143 | 26.725 | 1336.2488 | 1329.2693 | 6.9794 | 1329.3052 | 6.9075 | 0.035893 | 0 | 0 | 0 | 0 | 0 | 0
6058 | 253 | 9 | 10 | 595.2381 | 0 | 0 | 285.7143 | 17.9786 | 898.931 | 894.2357 | 4.6953 | 894.2599 | 4.6468 | 0.024146 | 0 | 0 | 0 | 0 | 0 | 0
6059 | 253 | 9 | 10 | 595.2381 | 0 | 0 | 285.7143 | 17.9786 | 898.931 | 894.2357 | 4.6953 | 894.2599 | 4.6468 | 0.024146 | 0 | 0 | 0 | 0 | 0 | 0
6060 | 253 | 9 | 10 | 595.2381 | 0 | 0 | 285.7143 | 17.9786 | 898.931 | 894.2357 | 4.6953 | 894.2599 | 4.6468 | 0.024146 | 0 | 0 | 0 | 0 | 0 | 0
6061 | 253 | 9 | 10 | 595.2381 | 0 | 0 | 285.7143 | 17.9786 | 898.931 | 894.2357 | 4.6953 | 894.2599 | 4.6468 | 0.024146 | 0 | 0 | 0 | 0 | 0 | 0
6062 | 253 | 9 | 10 | 595.2381 | 0 | 0 | 285.7143 | 17.9786 | 898.931 | 894.2357 | 4.6953 | 894.2599 | 4.6468 | 0.024146 | 0 | 0 | 0 | 0 | 0 | 0
6063 | 253 | 9 | 10 | 595.2381 | 0 | 0 | 285.7143 | 17.9786 | 898.931 | 894.2357 | 4.6953 | 894.2599 | 4.6468 | 0.024146 | 0 | 0 | 0 | 0 | 0 | 0
6064 | 253 | 9 | 10 | 595.2381 | 0 | 0 | 285.7143 | 17.9786 | 898.931 | 894.2357 | 4.6953 | 894.2599 | 4.6468 | 0.024146 | 0 | 0 | 0 | 0 | 0 | 0
6065 | 253 | 9 | 10 | 595.2381 | 0 | 0 | 0 | 12.1477 | 607.3858 | 604.2133 | 3.1725 | 604.2296 | 3.1398 | 0.016315 | 0 | 0 | 0 | 0 | 0 | 0
6066 | 253 | 9 | 10 | 595.2381 | 535.7143 | 0 | 0 | 23.0807 | 1154.033 | 1148.0053 | 6.0277 | 1148.0363 | 5.9655 | 0.030999 | 0 | 0 | 0 | 0 | 0 | 0
6067 | 253 | 9 | 10 | 595.2381 | 1071.4286 | 0 | 0 | 34.0136 | 1700.6803 | 1691.7973 | 8.8829 | 1691.843 | 8.7913 | 0.045682 | 0 | 0 | 0 | 0 | 0 | 0
6068 | 253 | 9 | 10 | 595.2381 | 1071.4286 | 0 | 0 | 34.0136 | 1700.6803 | 1691.7973 | 8.8829 | 1691.843 | 8.7913 | 0.045682 | 0 | 0 | 0 | 0 | 0 | 0
6069 | 253 | 9 | 10 | 595.2381 | 1071.4286 | 0 | 0 | 34.0136 | 1700.6803 | 1691.7973 | 8.8829 | 1691.843 | 8.7913 | 0.045682 | 0 | 0 | 0 | 0 | 0 | 0
6070 | 253 | 9 | 10 | 595.2381 | 535.7143 | 0 | 0 | 23.0807 | 1154.033 | 1148.0053 | 6.0277 | 1148.0363 | 5.9655 | 0.030999 | 0 | 0 | 0 | 0 | 0 | 0
6071 | 253 | 9 | 11 | 595.2381 | 0 | 0 | 0 | 12.1477 | 607.3858 | 604.2133 | 3.1725 | 604.2296 | 3.1398 | 0.016315 | 0 | 0 | 0 | 0 | 0 | 0
6072 | 254 | 9 | 11 | 595.2381 | 0 | 0 | 0 | 12.1477 | 607.3858 | 604.2133 | 3.1725 | 604.2296 | 3.1398 | 0.016315 | 0 | 0 | 0 | 0 | 0 | 0
6073 | 254 | 9 | 11 | 595.2381 | 0 | 0 | 0 | 12.1477 | 607.3858 | 604.2133 | 3.1725 | 604.2296 | 3.1398 | 0.016315 | 0 | 0 | 0 | 0 | 0 | 0
6074 | 254 | 9 | 11 | 595.2381 | 0 | 0 | 0 | 12.1477 | 607.3858 | 604.2133 | 3.1725 | 604.2296 | 3.1398 | 0.016315 | 0 | 0 | 0 | 0 | 0 | 0
6075 | 254 | 9 | 11 | 595.2381 | 0 | 0 | 0 | 12.1477 | 607.3858 | 604.2133 | 3.1725 | 604.2296 | 3.1398 | 0.016315 | 0 | 0 | 0 | 0 | 0 | 0
6076 | 254 | 9 | 11 | 595.2381 | 0 | 0 | 0 | 12.1477 | 607.3858 | 604.2133 | 3.1725 | 604.2296 | 3.1398 | 0.016315 | 0 | 0 | 0 | 0 | 0 | 0
6077 | 254 | 9 | 11 | 595.2381 | 642.8571 | 0 | 0 | 25.2672 | 1263.3625 | 1256.7637 | 6.5988 | 1256.7977 | 6.5307 | 0.033936 | 0 | 0 | 0 | 0 | 0 | 0
6078 | 254 | 9 | 11 | 595.2381 | 1071.4286 | 0 | 0 | 34.0136 | 1700.6803 | 1691.7973 | 8.8829 | 1691.843 | 8.7913 | 0.045682 | 0 | 0 | 0 | 0 | 0 | 0
6079 | 254 | 9 | 11 | 595.2381 | 1071.4286 | 0 | 285.7143 | 39.8445 | 1992.2255 | 1980.5281 | 11.6974 | 1732 | 258.8733 | 1.3452 | 0 | 0 | 0 | 0 | 0 | 0
6080 | 254 | 9 | 11 | 595.2381 | 1071.4286 | 0 | 285.7143 | 39.8445 | 1992.2255 | 1980.5281 | 11.6974 | 1732 | 258.8733 | 1.3452 | 0 | 0 | 0 | 0 | 0 | 0
6081 | 254 | 9 | 11 | 595.2381 | 428.5714 | 0 | 285.7143 | 26.725 | 1336.2488 | 1329.2693 | 6.9794 | 1329.3052 | 6.9075 | 0.035893 | 0 | 0 | 0 | 0 | 0 | 0
6082 | 254 | 9 | 11 | 595.2381 | 0 | 0 | 285.7143 | 17.9786 | 898.931 | 894.2357 | 4.6953 | 894.2599 | 4.6468 | 0.024146 | 0 | 0 | 0 | 0 | 0 | 0
6083 | 254 | 9 | 11 | 595.2381 | 0 | 0 | 285.7143 | 17.9786 | 898.931 | 894.2357 | 4.6953 | 894.2599 | 4.6468 | 0.024146 | 0 | 0 | 0 | 0 | 0 | 0
6084 | 254 | 9 | 11 | 595.2381 | 0 | 0 | 285.7143 | 17.9786 | 898.931 | 894.2357 | 4.6953 | 894.2599 | 4.6468 | 0.024146 | 0 | 0 | 0 | 0 | 0 | 0
6085 | 254 | 9 | 11 | 595.2381 | 0 | 0 | 285.7143 | 17.9786 | 898.931 | 894.2357 | 4.6953 | 894.2599 | 4.6468 | 0.024146 | 0 | 0 | 0 | 0 | 0 | 0
6086 | 254 | 9 | 11 | 595.2381 | 0 | 0 | 285.7143 | 17.9786 | 898.931 | 894.2357 | 4.6953 | 894.2599 | 4.6468 | 0.024146 | 0 | 0 | 0 | 0 | 0 | 0
6087 | 254 | 9 | 11 | 595.2381 | 0 | 0 | 285.7143 | 17.9786 | 898.931 | 894.2357 | 4.6953 | 894.2599 | 4.6468 | 0.024146 | 0 | 0 | 0 | 0 | 0 | 0
6088 | 254 | 9 | 11 | 595.2381 | 0 | 0 | 285.7143 | 17.9786 | 898.931 | 894.2357 | 4.6953 | 894.2599 | 4.6468 | 0.024146 | 0 | 0 | 0 | 0 | 0 | 0
6089 | 254 | 9 | 11 | 595.2381 | 0 | 0 | 0 | 12.1477 | 607.3858 | 604.2133 | 3.1725 | 604.2296 | 3.1398 | 0.016315 | 0 | 0 | 0 | 0 | 0 | 0
6090 | 254 | 9 | 11 | 595.2381 | 535.7143 | 0 | 0 | 23.0807 | 1154.033 | 1148.0053 | 6.0277 | 1148.0363 | 5.9655 | 0.030999 | 0 | 0 | 0 | 0 | 0 | 0
6091 | 254 | 9 | 11 | 595.2381 | 1071.4286 | 0 | 0 | 34.0136 | 1700.6803 | 1691.7973 | 8.8829 | 1691.843 | 8.7913 | 0.045682 | 0 | 0 | 0 | 0 | 0 | 0
6092 | 254 | 9 | 11 | 595.2381 | 1071.4286 | 0 | 0 | 34.0136 | 1700.6803 | 1691.7973 | 8.8829 | 1691.843 | 8.7913 | 0.045682 | 0 | 0 | 0 | 0 | 0 | 0
6093 | 254 | 9 | 11 | 595.2381 | 1071.4286 | 0 | 0 | 34.0136 | 1700.6803 | 1691.7973 | 8.8829 | 1691.843 | 8.7913 | 0.045682 | 0 | 0 | 0 | 0 | 0 | 0
6094 | 254 | 9 | 11 | 595.2381 | 535.7143 | 0 | 0 | 23.0807 | 1154.033 | 1148.0053 | 6.0277 | 1148.0363 | 5.9655 | 0.030999 | 0 | 0 | 0 | 0 | 0 | 0
6095 | 254 | 9 | 12 | 595.2381 | 0 | 0 | 0 | 12.1477 | 607.3858 | 604.2133 | 3.1725 | 604.2296 | 3.1398 | 0.016315 | 0 | 0 | 0 | 0 | 0 | 0
6096 | 255 | 9 | 12 | 595.2381 | 0 | 0 | 0 | 12.1477 | 607.3858 | 604.2133 | 3.1725 | 604.2296 | 3.1398 | 0.016315 | 0 | 0 | 0 | 0 | 0 | 0
6097 | 255 | 9 | 12 | 595.2381 | 0 | 0 | 0 | 12.1477 | 607.3858 | 604.2133 | 3.1725 | 604.2296 | 3.1398 | 0.016315 | 0 | 0 | 0 | 0 | 0 | 0
6098 | 255 | 9 | 12 | 595.2381 | 0 | 0 | 0 | 12.1477 | 607.3858 | 604.2133 | 3.1725 | 604.2296 | 3.1398 | 0.016315 | 0 | 0 | 0 | 0 | 0 | 0
6099 | 255 | 9 | 12 | 595.2381 | 0 | 0 | 0 | 12.1477 | 607.3858 | 604.2133 | 3.1725 | 604.2296 | 3.1398 | 0.016315 | 0 | 0 | 0 | 0 | 0 | 0
6100 | 255 | 9 | 12 | 595.2381 | 0 | 0 | 0 | 12.1477 | 607.3858 | 604.2133 | 3.1725 | 604.2296 | 3.1398 | 0.016315 | 0 | 0 | 0 | 0 | 0 | 0
6101 | 255 | 9 | 12 | 595.2381 | 642.8571 | 0 | 0 | 25.2672 | 1263.3625 | 1256.7637 | 6.5988 | 1256.7977 | 6.5307 | 0.033936 | 0 | 0 | 0 | 0 | 0 | 0
6102 | 255 | 9 | 12 | 595.2381 | 1071.4286 | 0 | 0 | 34.0136 | 1700.6803 | 1691.7973 | 8.8829 | 1691.843 | 8.7913 | 0.045682 | 0 | 0 | 0 | 0 | 0 | 0
6103 | 255 | 9 | 12 | 595.2381 | 1071.4286 | 0 | 285.7143 | 39.8445 | 1992.2255 | 1980.5281 | 11.6974 | 1732 | 258.8733 | 1.3452 | 0 | 0 | 0 | 0 | 0 | 0
6104 | 255 | 9 | 12 | 595.2381 | 1071.4286 | 0 | 285.7143 | 39.8445 | 1992.2255 | 1980.5281 | 11.6974 | 1732 | 258.8733 | 1.3452 | 0 | 0 | 0 | 0 | 0 | 0
6105 | 255 | 9 | 12 | 595.2381 | 428.5714 | 0 | 285.7143 | 26.725 | 1336.2488 | 1329.2693 | 6.9794 | 1329.3052 | 6.9075 | 0.035893 | 0 | 0 | 0 | 0 | 0 | 0
6106 | 255 | 9 | 12 | 595.2381 | 0 | 0 | 285.7143 | 17.9786 | 898.931 | 894.2357 | 4.6953 | 894.2599 | 4.6468 | 0.024146 | 0 | 0 | 0 | 0 | 0 | 0
6107 | 255 | 9 | 12 | 595.2381 | 0 | 0 | 285.7143 | 17.9786 | 898.931 | 894.2357 | 4.6953 | 894.2599 | 4.6468 | 0.024146 | 0 | 0 | 0 | 0 | 0 | 0
6108 | 255 | 9 | 12 | 595.2381 | 0 | 0 | 285.7143 | 17.9786 | 898.931 | 894.2357 | 4.6953 | 894.2599 | 4.6468 | 0.024146 | 0 | 0 | 0 | 0 | 0 | 0
6109 | 255 | 9 | 12 | 595.2381 | 0 | 0 | 285.7143 | 17.9786 | 898.931 | 894.2357 | 4.6953 | 894.2599 | 4.6468 | 0.024146 | 0 | 0 | 0 | 0 | 0 | 0
6110 | 255 | 9 | 12 | 595.2381 | 0 | 0 | 285.7143 | 17.9786 | 898.931 | 894.2357 | 4.6953 | 894.2599 | 4.6468 | 0.024146 | 0 | 0 | 0 | 0 | 0 | 0
6111 | 255 | 9 | 12 | 595.2381 | 0 | 0 | 285.7143 | 17.9786 | 898.931 | 894.2357 | 4.6953 | 894.2599 | 4.6468 | 0.024146 | 0 | 0 | 0 | 0 | 0 | 0
6112 | 255 | 9 | 12 | 595.2381 | 0 | 0 | 285.7143 | 17.9786 | 898.931 | 894.2357 | 4.6953 | 894.2599 | 4.6468 | 0.024146 | 0 | 0 | 0 | 0 | 0 | 0
6113 | 255 | 9 | 12 | 595.2381 | 0 | 0 | 0 | 12.1477 | 607.3858 | 604.2133 | 3.1725 | 604.2296 | 3.1398 | 0.016315 | 0 | 0 | 0 | 0 | 0 | 0
6114 | 255 | 9 | 12 | 595.2381 | 535.7143 | 0 | 0 | 23.0807 | 1154.033 | 1148.0053 | 6.0277 | 1148.0363 | 5.9655 | 0.030999 | 0 | 0 | 0 | 0 | 0 | 0
6115 | 255 | 9 | 12 | 595.2381 | 1071.4286 | 0 | 0 | 34.0136 | 1700.6803 | 1691.7973 | 8.8829 | 1691.843 | 8.7913 | 0.045682 | 0 | 0 | 0 | 0 | 0 | 0
6116 | 255 | 9 | 12 | 595.2381 | 1071.4286 | 0 | 0 | 34.0136 | 1700.6803 | 1691.7973 | 8.8829 | 1691.843 | 8.7913 | 0.045682 | 0 | 0 | 0 | 0 | 0 | 0
6117 | 255 | 9 | 12 | 595.2381 | 1071.4286 | 0 | 0 | 34.0136 | 1700.6803 | 1691.7973 | 8.8829 | 1691.843 | 8.7913 | 0.045682 | 0 | 0 | 0 | 0 | 0 | 0
6118 | 255 | 9 | 12 | 595.2381 | 535.7143 | 0 | 0 | 23.0807 | 1154.033 | 1148.0053 | 6.0277 | 1148.0363 | 5.9655 | 0.030999 | 0 | 0 | 0 | 0 | 0 | 0
6119 | 255 | 9 | 13 | 595.2381 | 0 | 0 | 0 | 12.1477 | 607.3858 | 604.2133 | 3.1725 | 604.2296 | 3.1398 | 0.016315 | 0 | 0 | 0 | 0 | 0 | 0
6120 | 256 | 9 | 13 | 595.2381 | 0 | 0 | 0 | 12.1477 | 607.3858 | 604.2133 | 3.1725 | 604.2296 | 3.1398 | 0.016315 | 0 | 0 | 0 | 0 | 0 | 0
6121 | 256 | 9 | 13 | 595.2381 | 0 | 0 | 0 | 12.1477 | 607.3858 | 604.2133 | 3.1725 | 604.2296 | 3.1398 | 0.016315 | 0 | 0 | 0 | 0 | 0 | 0
6122 | 256 | 9 | 13 | 595.2381 | 0 | 0 | 0 | 12.1477 | 607.3858 | 604.2133 | 3.1725 | 604.2296 | 3.1398 | 0.016315 | 0 | 0 | 0 | 0 | 0 | 0
6123 | 256 | 9 | 13 | 595.2381 | 0 | 0 | 0 | 12.1477 | 607.3858 | 604.2133 | 3.1725 | 604.2296 | 3.1398 | 0.016315 | 0 | 0 | 0 | 0 | 0 | 0
6124 | 256 | 9 | 13 | 595.2381 | 0 | 0 | 0 | 12.1477 | 607.3858 | 604.2133 | 3.1725 | 604.2296 | 3.1398 | 0.016315 | 0 | 0 | 0 | 0 | 0 | 0
6125 | 256 | 9 | 13 | 595.2381 | 642.8571 | 0 | 0 | 25.2672 | 1263.3625 | 1256.7637 | 6.5988 | 1256.7977 | 6.5307 | 0.033936 | 0 | 0 | 0 | 0 | 0 | 0
6126 | 256 | 9 | 13 | 595.2381 | 1071.4286 | 0 | 0 | 34.0136 | 1700.6803 | 1691.7973 | 8.8829 | 1691.843 | 8.7913 | 0.045682 | 0 | 0 | 0 | 0 | 0 | 0
6127 | 256 | 9 | 13 | 595.2381 | 1071.4286 | 0 | 285.7143 | 39.8445 | 1992.2255 | 1980.5281 | 11.6974 | 1732 | 258.8733 | 1.3452 | 0 | 0 | 0 | 0 | 0 | 0
6128 | 256 | 9 | 13 | 595.2381 | 1071.4286 | 0 | 285.7143 | 39.8445 | 1992.2255 | 1980.5281 | 11.6974 | 1732 | 258.8733 | 1.3452 | 0 | 0 | 0 | 0 | 0 | 0
6129 | 256 | 9 | 13 | 595.2381 | 428.5714 | 0 | 285.7143 | 26.725 | 1336.2488 | 1329.2693 | 6.9794 | 1329.3052 | 6.9075 | 0.035893 | 0 | 0 | 0 | 0 | 0 | 0
6130 | 256 | 9 | 13 | 595.2381 | 0 | 0 | 285.7143 | 17.9786 | 898.931 | 894.2357 | 4.6953 | 894.2599 | 4.6468 | 0.024146 | 0 | 0 | 0 | 0 | 0 | 0
6131 | 256 | 9 | 13 | 595.2381 | 0 | 0 | 285.7143 | 17.9786 | 898.931 | 894.2357 | 4.6953 | 894.2599 | 4.6468 | 0.024146 | 0 | 0 | 0 | 0 | 0 | 0
6132 | 256 | 9 | 13 | 595.2381 | 0 | 0 | 285.7143 | 17.9786 | 898.931 | 894.2357 | 4.6953 | 894.2599 | 4.6468 | 0.024146 | 0 | 0 | 0 | 0 | 0 | 0
6133 | 256 | 9 | 13 | 595.2381 | 0 | 0 | 285.7143 | 17.9786 | 898.931 | 894.2357 | 4.6953 | 894.2599 | 4.6468 | 0.024146 | 0 | 0 | 0 | 0 | 0 | 0
6134 | 256 | 9 | 13 | 595.2381 | 0 | 0 | 285.7143 | 17.9786 | 898.931 | 894.2357 | 4.6953 | 894.2599 | 4.6468 | 0.024146 | 0 | 0 | 0 | 0 | 0 | 0
6135 | 256 | 9 | 13 | 595.2381 | 0 | 0 | 285.7143 | 17.9786 | 898.931 | 894.2357 | 4.6953 | 894.2599 | 4.6468 | 0.024146 | 0 | 0 | 0 | 0 | 0 | 0
6136 | 256 | 9 | 13 | 595.2381 | 0 | 0 | 285.7143 | 17.9786 | 898.931 | 894.2357 | 4.6953 | 894.2599 | 4.6468 | 0.024146 | 0 | 0 | 0 | 0 | 0 | 0
6137 | 256 | 9 | 13 | 595.2381 | 0 | 0 | 0 | 12.1477 | 607.3858 | 604.2133 | 3.1725 | 604.2296 | 3.1398 | 0.016315 | 0 | 0 | 0 | 0 | 0 | 0
6138 | 256 | 9 | 13 | 595.2381 | 535.7143 | 0 | 0 | 23.0807 | 1154.033 | 1148.0053 | 6.0277 | 1148.0363 | 5.9655 | 0.030999 | 0 | 0 | 0 | 0 | 0 | 0
6139 | 256 | 9 | 13 | 595.2381 | 1071.4286 | 0 | 0 | 34.0136 | 1700.6803 | 1691.7973 | 8.8829 | 1691.843 | 8.7913 | 0.045682 | 0 | 0 | 0 | 0 | 0 | 0
6140 | 256 | 9 | 13 | 595.2381 | 1071.4286 | 0 | 0 | 34.0136 | 1700.6803 | 1691.7973 | 8.8829 | 1691.843 | 8.7913 | 0.045682 | 0 | 0 | 0 | 0 | 0 | 0
6141 | 256 | 9 | 13 | 595.2381 | 1071.4286 | 0 | 0 | 34.0136 | 1700.6803 | 1691.7973 | 8.8829 | 1691.843 | 8.7913 | 0.045682 | 0 | 0 | 0 | 0 | 0 | 0
6142 | 256 | 9 | 13 | 595.2381 | 535.7143 | 0 | 0 | 23.0807 | 1154.033 | 1148.0053 | 6.0277 | 1148.0363 | 5.9655 | 0.030999 | 0 | 0 | 0 | 0 | 0 | 0
6143 | 256 | 9 | 14 | 595.2381 | 0 | 0 | 0 | 12.1477 | 607.3858 | 604.2133 | 3.1725 | 604.2296 | 3.1398 | 0.016315 | 0 | 0 | 0 | 0 | 0 | 0
6144 | 257 | 9 | 14 | 595.2381 | 0 | 0 | 0 | 12.1477 | 607.3858 | 604.2133 | 3.1725 | 604.2296 | 3.1398 | 0.016315 | 0 | 0 | 0 | 0 | 0 | 0
6145 | 257 | 9 | 14 | 595.2381 | 0 | 0 | 0 | 12.1477 | 607.3858 | 604.2133 | 3.1725 | 604.2296 | 3.1398 | 0.016315 | 0 | 0 | 0 | 0 | 0 | 0
6146 | 257 | 9 | 14 | 595.2381 | 0 | 0 | 0 | 12.1477 | 607.3858 | 604.2133 | 3.1725 | 604.2296 | 3.1398 | 0.016315 | 0 | 0 | 0 | 0 | 0 | 0
6147 | 257 | 9 | 14 | 595.2381 | 0 | 0 | 0 | 12.1477 | 607.3858 | 604.2133 | 3.1725 | 604.2296 | 3.1398 | 0.016315 | 0 | 0 | 0 | 0 | 0 | 0
6148 | 257 | 9 | 14 | 595.2381 | 0 | 0 | 0 | 12.1477 | 607.3858 | 604.2133 | 3.1725 | 604.2296 | 3.1398 | 0.016315 | 0 | 0 | 0 | 0 | 0 | 0
6149 | 257 | 9 | 14 | 595.2381 | 642.8571 | 0 | 0 | 25.2672 | 1263.3625 | 1256.7637 | 6.5988 | 1256.7977 | 6.5307 | 0.033936 | 0 | 0 | 0 | 0 | 0 | 0
6150 | 257 | 9 | 14 | 595.2381 | 1071.4286 | 0 | 0 | 34.0136 | 1700.6803 | 1691.7973 | 8.8829 | 1691.843 | 8.7913 | 0.045682 | 0 | 0 | 0 | 0 | 0 | 0
6151 | 257 | 9 | 14 | 595.2381 | 1071.4286 | 0 | 285.7143 | 39.8445 | 1992.2255 | 1980.5281 | 11.6974 | 1732 | 258.8733 | 1.3452 | 0 | 0 | 0 | 0 | 0 | 0
6152 | 257 | 9 | 14 | 595.2381 | 1071.4286 | 0 | 285.7143 | 39.8445 | 1992.2255 | 1980.5281 | 11.6974 | 1732 | 258.8733 | 1.3452 | 0 | 0 | 0 | 0 | 0 | 0
6153 | 257 | 9 | 14 | 595.2381 | 428.5714 | 0 | 285.7143 | 26.725 | 1336.2488 | 1329.2693 | 6.9794 | 1329.3052 | 6.9075 | 0.035893 | 0 | 0 | 0 | 0 | 0 | 0
6154 | 257 | 9 | 14 | 595.2381 | 0 | 0 | 285.7143 | 17.9786 | 898.931 | 894.2357 | 4.6953 | 894.2599 | 4.6468 | 0.024146 | 0 | 0 | 0 | 0 | 0 | 0
6155 | 257 | 9 | 14 | 595.2381 | 0 | 0 | 285.7143 | 17.9786 | 898.931 | 894.2357 | 4.6953 | 894.2599 | 4.6468 | 0.024146 | 0 | 0 | 0 | 0 | 0 | 0
6156 | 257 | 9 | 14 | 595.2381 | 0 | 0 | 285.7143 | 17.9786 | 898.931 | 894.2357 | 4.6953 | 894.2599 | 4.6468 | 0.024146 | 0 | 0 | 0 | 0 | 0 | 0
6157 | 257 | 9 | 14 | 595.2381 | 0 | 0 | 285.7143 | 17.9786 | 898.931 | 894.2357 | 4.6953 | 894.2599 | 4.6468 | 0.024146 | 0 | 0 | 0 | 0 | 0 | 0
6158 | 257 | 9 | 14 | 595.2381 | 0 | 0 | 285.7143 | 17.9786 | 898.931 | 894.2357 | 4.6953 | 894.2599 | 4.6468 | 0.024146 | 0 | 0 | 0 | 0 | 0 | 0
6159 | 257 | 9 | 14 | 595.2381 | 0 | 0 | 285.7143 | 17.9786 | 898.931 | 894.2357 | 4.6953 | 894.2599 | 4.6468 | 0.024146 | 0 | 0 | 0 | 0 | 0 | 0
6160 | 257 | 9 | 14 | 595.2381 | 0 | 0 | 285.7143 | 17.9786 | 898.931 | 894.2357 | 4.6953 | 894.2599 | 4.6468 | 0.024146 | 0 | 0 | 0 | 0 | 0 | 0
6161 | 257 | 9 | 14 | 595.2381 | 0 | 0 | 0 | 12.1477 | 607.3858 | 604.2133 | 3.1725 | 604.2296 | 3.1398 | 0.016315 | 0 | 0 | 0 | 0 | 0 | 0
6162 | 257 | 9 | 14 | 595.2381 | 535.7143 | 0 | 0 | 23.0807 | 1154.033 | 1148.0053 | 6.0277 | 1148.0363 | 5.9655 | 0.030999 | 0 | 0 | 0 | 0 | 0 | 0
6163 | 257 | 9 | 14 | 595.2381 | 1071.4286 | 0 | 0 | 34.0136 | 1700.6803 | 1691.7973 | 8.8829 | 1691.843 | 8.7913 | 0.045682 | 0 | 0 | 0 | 0 | 0 | 0
6164 | 257 | 9 | 14 | 595.2381 | 1071.4286 | 0 | 0 | 34.0136 | 1700.6803 | 1691.7973 | 8.8829 | 1691.843 | 8.7913 | 0.045682 | 0 | 0 | 0 | 0 | 0 | 0
6165 | 257 | 9 | 14 | 595.2381 | 1071.4286 | 0 | 0 | 34.0136 | 1700.6803 | 1691.7973 | 8.8829 | 1691.843 | 8.7913 | 0.045682 | 0 | 0 | 0 | 0 | 0 | 0
6166 | 257 | 9 | 14 | 595.2381 | 535.7143 | 0 | 0 | 23.0807 | 1154.033 | 1148.0053 | 6.0277 | 1148.0363 | 5.9655 | 0.030999 | 0 | 0 | 0 | 0 | 0 | 0
6167 | 257 | 9 | 15 | 595.2381 | 0 | 0 | 0 | 12.1477 | 607.3858 | 604.2133 | 3.1725 | 604.2296 | 3.1398 | 0.016315 | 0 | 0 | 0 | 0 | 0 | 0
6168 | 258 | 9 | 15 | 595.2381 | 0 | 0 | 0 | 12.1477 | 607.3858 | 604.2133 | 3.1725 | 604.2296 | 3.1398 | 0.016315 | 0 | 0 | 0 | 0 | 0 | 0
6169 | 258 | 9 | 15 | 595.2381 | 0 | 0 | 0 | 12.1477 | 607.3858 | 604.2133 | 3.1725 | 604.2296 | 3.1398 | 0.016315 | 0 | 0 | 0 | 0 | 0 | 0
6170 | 258 | 9 | 15 | 595.2381 | 0 | 0 | 0 | 12.1477 | 607.3858 | 604.2133 | 3.1725 | 604.2296 | 3.1398 | 0.016315 | 0 | 0 | 0 | 0 | 0 | 0
6171 | 258 | 9 | 15 | 595.2381 | 0 | 0 | 0 | 12.1477 | 607.3858 | 604.2133 | 3.1725 | 604.2296 | 3.1398 | 0.016315 | 0 | 0 | 0 | 0 | 0 | 0
6172 | 258 | 9 | 15 | 595.2381 | 0 | 0 | 0 | 12.1477 | 607.3858 | 604.2133 | 3.1725 | 604.2296 | 3.1398 | 0.016315 | 0 | 0 | 0 | 0 | 0 | 0
6173 | 258 | 9 | 15 | 595.2381 | 642.8571 | 0 | 0 | 25.2672 | 1263.3625 | 1256.7637 | 6.5988 | 1256.7977 | 6.5307 | 0.033936 | 0 | 0 | 0 | 0 | 0 | 0
6174 | 258 | 9 | 15 | 595.2381 | 1071.4286 | 0 | 0 | 34.0136 | 1700.6803 | 1691.7973 | 8.8829 | 1691.843 | 8.7913 | 0.045682 | 0 | 0 | 0 | 0 | 0 | 0
6175 | 258 | 9 | 15 | 595.2381 | 1071.4286 | 0 | 285.7143 | 39.8445 | 1992.2255 | 1980.5281 | 11.6974 | 1732 | 258.8733 | 1.3452 | 0 | 0 | 0 | 0 | 0 | 0
6176 | 258 | 9 | 15 | 595.2381 | 1071.4286 | 0 | 285.7143 | 39.8445 | 1992.2255 | 1980.5281 | 11.6974 | 1732 | 258.8733 | 1.3452 | 0 | 0 | 0 | 0 | 0 | 0
6177 | 258 | 9 | 15 | 595.2381 | 428.5714 | 0 | 285.7143 | 26.725 | 1336.2488 | 1329.2693 | 6.9794 | 1329.3052 | 6.9075 | 0.035893 | 0 | 0 | 0 | 0 | 0 | 0
6178 | 258 | 9 | 15 | 595.2381 | 0 | 0 | 285.7143 | 17.9786 | 898.931 | 894.2357 | 4.6953 | 894.2599 | 4.6468 | 0.024146 | 0 | 0 | 0 | 0 | 0 | 0
6179 | 258 | 9 | 15 | 595.2381 | 0 | 0 | 285.7143 | 17.9786 | 898.931 | 894.2357 | 4.6953 | 894.2599 | 4.6468 | 0.024146 | 0 | 0 | 0 | 0 | 0 | 0
6180 | 258 | 9 | 15 | 595.2381 | 0 | 0 | 285.7143 | 17.9786 | 898.931 | 894.2357 | 4.6953 | 894.2599 | 4.6468 | 0.024146 | 0 | 0 | 0 | 0 | 0 | 0
6181 | 258 | 9 | 15 | 595.2381 | 0 | 0 | 285.7143 | 17.9786 | 898.931 | 894.2357 | 4.6953 | 894.2599 | 4.6468 | 0.024146 | 0 | 0 | 0 | 0 | 0 | 0
6182 | 258 | 9 | 15 | 595.2381 | 0 | 0 | 285.7143 | 17.9786 | 898.931 | 894.2357 | 4.6953 | 894.2599 | 4.6468 | 0.024146 | 0 | 0 | 0 | 0 | 0 | 0
6183 | 258 | 9 | 15 | 595.2381 | 0 | 0 | 285.7143 | 17.9786 | 898.931 | 894.2357 | 4.6953 | 894.2599 | 4.6468 | 0.024146 | 0 | 0 | 0 | 0 | 0 | 0
6184 | 258 | 9 | 15 | 595.2381 | 0 | 0 | 285.7143 | 17.9786 | 898.931 | 894.2357 | 4.6953 | 894.2599 | 4.6468 | 0.024146 | 0 | 0 | 0 | 0 | 0 | 0
6185 | 258 | 9 | 15 | 595.2381 | 0 | 0 | 0 | 12.1477 | 607.3858 | 604.2133 | 3.1725 | 604.2296 | 3.1398 | 0.016315 | 0 | 0 | 0 | 0 | 0 | 0
6186 | 258 | 9 | 15 | 595.2381 | 535.7143 | 0 | 0 | 23.0807 | 1154.033 | 1148.0053 | 6.0277 | 1148.0363 | 5.9655 | 0.030999 | 0 | 0 | 0 | 0 | 0 | 0
6187 | 258 | 9 | 15 | 595.2381 | 1071.4286 | 0 | 0 | 34.0136 | 1700.6803 | 1691.7973 | 8.8829 | 1691.843 | 8.7913 | 0.045682 | 0 | 0 | 0 | 0 | 0 | 0
6188 | 258 | 9 | 15 | 595.2381 | 1071.4286 | 0 | 0 | 34.0136 | 1700.6803 | 1691.7973 | 8.8829 | 1691.843 | 8.7913 | 0.045682 | 0 | 0 | 0 | 0 | 0 | 0
6189 | 258 | 9 | 15 | 595.2381 | 1071.4286 | 0 | 0 | 34.0136 | 1700.6803 | 1691.7973 | 8.8829 | 1691.843 | 8.7913 | 0.045682 | 0 | 0 | 0 | 0 | 0 | 0
6190 | 258 | 9 | 15 | 595.2381 | 535.7143 | 0 | 0 | 23.0807 | 1154.033 | 1148.0053 | 6.0277 | 1148.0363 | 5.9655 | 0.030999 | 0 | 0 | 0 | 0 | 0 | 0
6191 | 258 | 9 | 16 | 595.2381 | 0 | 0 | 0 | 12.1477 | 607.3858 | 604.2133 | 3.1725 | 604.2296 | 3.1398 | 0.016315 | 0 | 0 | 0 | 0 | 0 | 0
6192 | 259 | 9 | 16 | 595.2381 | 0 | 0 | 0 | 12.1477 | 607.3858 | 604.2133 | 3.1725 | 604.2296 | 3.1398 | 0.016315 | 0 | 0 | 0 | 0 | 0 | 0
6193 | 259 | 9 | 16 | 595.2381 | 0 | 0 | 0 | 12.1477 | 607.3858 | 604.2133 | 3.1725 | 604.2296 | 3.1398 | 0.016315 | 0 | 0 | 0 | 0 | 0 | 0
6194 | 259 | 9 | 16 | 595.2381 | 0 | 0 | 0 | 12.1477 | 607.3858 | 604.2133 | 3.1725 | 604.2296 | 3.1398 | 0.016315 | 0 | 0 | 0 | 0 | 0 | 0
6195 | 259 | 9 | 16 | 595.2381 | 0 | 0 | 0 | 12.1477 | 607.3858 | 604.2133 | 3.1725 | 604.2296 | 3.1398 | 0.016315 | 0 | 0 | 0 | 0 | 0 | 0
6196 | 259 | 9 | 16 | 595.2381 | 0 | 0 | 0 | 12.1477 | 607.3858 | 604.2133 | 3.1725 | 604.2296 | 3.1398 | 0.016315 | 0 | 0 | 0 | 0 | 0 | 0
6197 | 259 | 9 | 16 | 595.2381 | 642.8571 | 0 | 0 | 25.2672 | 1263.3625 | 1256.7637 | 6.5988 | 1256.7977 | 6.5307 | 0.033936 | 0 | 0 | 0 | 0 | 0 | 0
6198 | 259 | 9 | 16 | 595.2381 | 1071.4286 | 0 | 0 | 34.0136 | 1700.6803 | 1691.7973 | 8.8829 | 1691.843 | 8.7913 | 0.045682 | 0 | 0 | 0 | 0 | 0 | 0
6199 | 259 | 9 | 16 | 595.2381 | 1071.4286 | 0 | 285.7143 | 39.8445 | 1992.2255 | 1980.5281 | 11.6974 | 1732 | 258.8733 | 1.3452 | 0 | 0 | 0 | 0 | 0 | 0
6200 | 259 | 9 | 16 | 595.2381 | 1071.4286 | 0 | 285.7143 | 39.8445 | 1992.2255 | 1980.5281 | 11.6974 | 1732 | 258.8733 | 1.3452 | 0 | 0 | 0 | 0 | 0 | 0
6201 | 259 | 9 | 16 | 595.2381 | 428.5714 | 0 | 285.7143 | 26.725 | 1336.2488 | 1329.2693 | 6.9794 | 1329.3052 | 6.9075 | 0.035893 | 0 | 0 | 0 | 0 | 0 | 0
6202 | 259 | 9 | 16 | 595.2381 | 0 | 0 | 285.7143 | 17.9786 | 898.931 | 894.2357 | 4.6953 | 894.2599 | 4.6468 | 0.024146 | 0 | 0 | 0 | 0 | 0 | 0
6203 | 259 | 9 | 16 | 595.2381 | 0 | 0 | 285.7143 | 17.9786 | 898.931 | 894.2357 | 4.6953 | 894.2599 | 4.6468 | 0.024146 | 0 | 0 | 0 | 0 | 0 | 0
6204 | 259 | 9 | 16 | 595.2381 | 0 | 0 | 285.7143 | 17.9786 | 898.931 | 894.2357 | 4.6953 | 894.2599 | 4.6468 | 0.024146 | 0 | 0 | 0 | 0 | 0 | 0
6205 | 259 | 9 | 16 | 595.2381 | 0 | 0 | 285.7143 | 17.9786 | 898.931 | 894.2357 | 4.6953 | 894.2599 | 4.6468 | 0.024146 | 0 | 0 | 0 | 0 | 0 | 0
6206 | 259 | 9 | 16 | 595.2381 | 0 | 0 | 285.7143 | 17.9786 | 898.931 | 894.2357 | 4.6953 | 894.2599 | 4.6468 | 0.024146 | 0 | 0 | 0 | 0 | 0 | 0
6207 | 259 | 9 | 16 | 595.2381 | 0 | 0 | 285.7143 | 17.9786 | 898.931 | 894.2357 | 4.6953 | 894.2599 | 4.6468 | 0.024146 | 0 | 0 | 0 | 0 | 0 | 0
6208 | 259 | 9 | 16 | 595.2381 | 0 | 0 | 285.7143 | 17.9786 | 898.931 | 894.2357 | 4.6953 | 894.2599 | 4.6468 | 0.024146 | 0 | 0 | 0 | 0 | 0 | 0
6209 | 259 | 9 | 16 | 595.2381 | 0 | 0 | 0 | 12.1477 | 607.3858 | 604.2133 | 3.1725 | 604.2296 | 3.1398 | 0.016315 | 0 | 0 | 0 | 0 | 0 | 0
6210 | 259 | 9 | 16 | 595.2381 | 535.7143 | 0 | 0 | 23.0807 | 1154.033 | 1148.0053 | 6.0277 | 1148.0363 | 5.9655 | 0.030999 | 0 | 0 | 0 | 0 | 0 | 0
6211 | 259 | 9 | 16 | 595.2381 | 1071.4286 | 0 | 0 | 34.0136 | 1700.6803 | 1691.7973 | 8.8829 | 1691.843 | 8.7913 | 0.045682 | 0 | 0 | 0 | 0 | 0 | 0
6212 | 259 | 9 | 16 | 595.2381 | 1071.4286 | 0 | 0 | 34.0136 | 1700.6803 | 1691.7973 | 8.8829 | 1691.843 | 8.7913 | 0.045682 | 0 | 0 | 0 | 0 | 0 | 0
6213 | 259 | 9 | 16 | 595.2381 | 1071.4286 | 0 | 0 | 34.0136 | 1700.6803 | 1691.7973 | 8.8829 | 1691.843 | 8.7913 | 0.045682 | 0 | 0 | 0 | 0 | 0 | 0
6214 | 259 | 9 | 16 | 595.2381 | 535.7143 | 0 | 0 | 23.0807 | 1154.033 | 1148.0053 | 6.0277 | 1148.0363 | 5.9655 | 0.030999 | 0 | 0 | 0 | 0 | 0 | 0
6215 | 259 | 9 | 17 | 595.2381 | 0 | 0 | 0 | 12.1477 | 607.3858 | 604.2133 | 3.1725 | 604.2296 | 3.1398 | 0.016315 | 0 | 0 | 0 | 0 | 0 | 0
6216 | 260 | 9 | 17 | 595.2381 | 0 | 0 | 0 | 12.1477 | 607.3858 | 604.2133 | 3.1725 | 604.2296 | 3.1398 | 0.016315 | 0 | 0 | 0 | 0 | 0 | 0
6217 | 260 | 9 | 17 | 595.2381 | 0 | 0 | 0 | 12.1477 | 607.3858 | 604.2133 | 3.1725 | 604.2296 | 3.1398 | 0.016315 | 0 | 0 | 0 | 0 | 0 | 0
6218 | 260 | 9 | 17 | 595.2381 | 0 | 0 | 0 | 12.1477 | 607.3858 | 604.2133 | 3.1725 | 604.2296 | 3.1398 | 0.016315 | 0 | 0 | 0 | 0 | 0 | 0
6219 | 260 | 9 | 17 | 595.2381 | 0 | 0 | 0 | 12.1477 | 607.3858 | 604.2133 | 3.1725 | 604.2296 | 3.1398 | 0.016315 | 0 | 0 | 0 | 0 | 0 | 0
6220 | 260 | 9 | 17 | 595.2381 | 0 | 0 | 0 | 12.1477 | 607.3858 | 604.2133 | 3.1725 | 604.2296 | 3.1398 | 0.016315 | 0 | 0 | 0 | 0 | 0 | 0
6221 | 260 | 9 | 17 | 595.2381 | 642.8571 | 0 | 0 | 25.2672 | 1263.3625 | 1256.7637 | 6.5988 | 1256.7977 | 6.5307 | 0.033936 | 0 | 0 | 0 | 0 | 0 | 0
6222 | 260 | 9 | 17 | 595.2381 | 1071.4286 | 0 | 0 | 34.0136 | 1700.6803 | 1691.7973 | 8.8829 | 1691.843 | 8.7913 | 0.045682 | 0 | 0 | 0 | 0 | 0 | 0
6223 | 260 | 9 | 17 | 595.2381 | 1071.4286 | 0 | 285.7143 | 39.8445 | 1992.2255 | 1980.5281 | 11.6974 | 1732 | 258.8733 | 1.3452 | 0 | 0 | 0 | 0 | 0 | 0
6224 | 260 | 9 | 17 | 595.2381 | 1071.4286 | 0 | 285.7143 | 39.8445 | 1992.2255 | 1980.5281 | 11.6974 | 1732 | 258.8733 | 1.3452 | 0 | 0 | 0 | 0 | 0 | 0
6225 | 260 | 9 | 17 | 595.2381 | 428.5714 | 0 | 285.7143 | 26.725 | 1336.2488 | 1329.2693 | 6.9794 | 1329.3052 | 6.9075 | 0.035893 | 0 | 0 | 0 | 0 | 0 | 0
6226 | 260 | 9 | 17 | 595.2381 | 0 | 0 | 285.7143 | 17.9786 | 898.931 | 894.2357 | 4.6953 | 894.2599 | 4.6468 | 0.024146 | 0 | 0 | 0 | 0 | 0 | 0
6227 | 260 | 9 | 17 | 595.2381 | 0 | 0 | 285.7143 | 17.9786 | 898.931 | 894.2357 | 4.6953 | 894.2599 | 4.6468 | 0.024146 | 0 | 0 | 0 | 0 | 0 | 0
6228 | 260 | 9 | 17 | 595.2381 | 0 | 0 | 285.7143 | 17.9786 | 898.931 | 894.2357 | 4.6953 | 894.2599 | 4.6468 | 0.024146 | 0 | 0 | 0 | 0 | 0 | 0
6229 | 260 | 9 | 17 | 595.2381 | 0 | 0 | 285.7143 | 17.9786 | 898.931 | 894.2357 | 4.6953 | 894.2599 | 4.6468 | 0.024146 | 0 | 0 | 0 | 0 | 0 | 0
6230 | 260 | 9 | 17 | 595.2381 | 0 | 0 | 285.7143 | 17.9786 | 898.931 | 894.2357 | 4.6953 | 894.2599 | 4.6468 | 0.024146 | 0 | 0 | 0 | 0 | 0 | 0
6231 | 260 | 9 | 17 | 595.2381 | 0 | 0 | 285.7143 | 17.9786 | 898.931 | 894.2357 | 4.6953 | 894.2599 | 4.6468 | 0.024146 | 0 | 0 | 0 | 0 | 0 | 0
6232 | 260 | 9 | 17 | 595.2381 | 0 | 0 | 285.7143 | 17.9786 | 898.931 | 894.2357 | 4.6953 | 894.2599 | 4.6468 | 0.024146 | 0 | 0 | 0 | 0 | 0 | 0
6233 | 260 | 9 | 17 | 595.2381 | 0 | 0 | 0 | 12.1477 | 607.3858 | 604.2133 | 3.1725 | 604.2296 | 3.1398 | 0.016315 | 0 | 0 | 0 | 0 | 0 | 0
6234 | 260 | 9 | 17 | 595.2381 | 535.7143 | 0 | 0 | 23.0807 | 1154.033 | 1148.0053 | 6.0277 | 1148.0363 | 5.9655 | 0.030999 | 0 | 0 | 0 | 0 | 0 | 0
6235 | 260 | 9 | 17 | 595.2381 | 1071.4286 | 0 | 0 | 34.0136 | 1700.6803 | 1691.7973 | 8.8829 | 1691.843 | 8.7913 | 0.045682 | 0 | 0 | 0 | 0 | 0 | 0
6236 | 260 | 9 | 17 | 595.2381 | 1071.4286 | 0 | 0 | 34.0136 | 1700.6803 | 1691.7973 | 8.8829 | 1691.843 | 8.7913 | 0.045682 | 0 | 0 | 0 | 0 | 0 | 0
6237 | 260 | 9 | 17 | 595.2381 | 1071.4286 | 0 | 0 | 34.0136 | 1700.6803 | 1691.7973 | 8.8829 | 1691.843 | 8.7913 | 0.045682 | 0 | 0 | 0 | 0 | 0 | 0
6238 | 260 | 9 | 17 | 595.2381 | 535.7143 | 0 | 0 | 23.0807 | 1154.033 | 1148.0053 | 6.0277 | 1148.0363 | 5.9655 | 0.030999 | 0 | 0 | 0 | 0 | 0 | 0
6239 | 260 | 9 | 18 | 595.2381 | 0 | 0 | 0 | 12.1477 | 607.3858 | 604.2133 | 3.1725 | 604.2296 | 3.1398 | 0.016315 | 0 | 0 | 0 | 0 | 0 | 0
6240 | 261 | 9 | 18 | 595.2381 | 0 | 0 | 0 | 12.1477 | 607.3858 | 604.2133 | 3.1725 | 604.2296 | 3.1398 | 0.016315 | 0 | 0 | 0 | 0 | 0 | 0
6241 | 261 | 9 | 18 | 595.2381 | 0 | 0 | 0 | 12.1477 | 607.3858 | 604.2133 | 3.1725 | 604.2296 | 3.1398 | 0.016315 | 0 | 0 | 0 | 0 | 0 | 0
6242 | 261 | 9 | 18 | 595.2381 | 0 | 0 | 0 | 12.1477 | 607.3858 | 604.2133 | 3.1725 | 604.2296 | 3.1398 | 0.016315 | 0 | 0 | 0 | 0 | 0 | 0
6243 | 261 | 9 | 18 | 595.2381 | 0 | 0 | 0 | 12.1477 | 607.3858 | 604.2133 | 3.1725 | 604.2296 | 3.1398 | 0.016315 | 0 | 0 | 0 | 0 | 0 | 0
6244 | 261 | 9 | 18 | 595.2381 | 0 | 0 | 0 | 12.1477 | 607.3858 | 604.2133 | 3.1725 | 604.2296 | 3.1398 | 0.016315 | 0 | 0 | 0 | 0 | 0 | 0
6245 | 261 | 9 | 18 | 595.2381 | 642.8571 | 0 | 0 | 25.2672 | 1263.3625 | 1256.7637 | 6.5988 | 1256.7977 | 6.5307 | 0.033936 | 0 | 0 | 0 | 0 | 0 | 0
6246 | 261 | 9 | 18 | 595.2381 | 1071.4286 | 0 | 0 | 34.0136 | 1700.6803 | 1691.7973 | 8.8829 | 1691.843 | 8.7913 | 0.045682 | 0 | 0 | 0 | 0 | 0 | 0
6247 | 261 | 9 | 18 | 595.2381 | 1071.4286 | 0 | 285.7143 | 39.8445 | 1992.2255 | 1980.5281 | 11.6974 | 1732 | 258.8733 | 1.3452 | 0 | 0 | 0 | 0 | 0 | 0
6248 | 261 | 9 | 18 | 595.2381 | 1071.4286 | 0 | 285.7143 | 39.8445 | 1992.2255 | 1980.5281 | 11.6974 | 1732 | 258.8733 | 1.3452 | 0 | 0 | 0 | 0 | 0 | 0
6249 | 261 | 9 | 18 | 595.2381 | 428.5714 | 0 | 285.7143 | 26.725 | 1336.2488 | 1329.2693 | 6.9794 | 1329.3052 | 6.9075 | 0.035893 | 0 | 0 | 0 | 0 | 0 | 0
6250 | 261 | 9 | 18 | 595.2381 | 0 | 0 | 285.7143 | 17.9786 | 898.931 | 894.2357 | 4.6953 | 894.2599 | 4.6468 | 0.024146 | 0 | 0 | 0 | 0 | 0 | 0
6251 | 261 | 9 | 18 | 595.2381 | 0 | 0 | 285.7143 | 17.9786 | 898.931 | 894.2357 | 4.6953 | 894.2599 | 4.6468 | 0.024146 | 0 | 0 | 0 | 0 | 0 | 0
6252 | 261 | 9 | 18 | 595.2381 | 0 | 0 | 285.7143 | 17.9786 | 898.931 | 894.2357 | 4.6953 | 894.2599 | 4.6468 | 0.024146 | 0 | 0 | 0 | 0 | 0 | 0
6253 | 261 | 9 | 18 | 595.2381 | 0 | 0 | 285.7143 | 17.9786 | 898.931 | 894.2357 | 4.6953 | 894.2599 | 4.6468 | 0.024146 | 0 | 0 | 0 | 0 | 0 | 0
6254 | 261 | 9 | 18 | 595.2381 | 0 | 0 | 285.7143 | 17.9786 | 898.931 | 894.2357 | 4.6953 | 894.2599 | 4.6468 | 0.024146 | 0 | 0 | 0 | 0 | 0 | 0
6255 | 261 | 9 | 18 | 595.2381 | 0 | 0 | 285.7143 | 17.9786 | 898.931 | 894.2357 | 4.6953 | 894.2599 | 4.6468 | 0.024146 | 0 | 0 | 0 | 0 | 0 | 0
6256 | 261 | 9 | 18 | 595.2381 | 0 | 0 | 285.7143 | 17.9786 | 898.931 | 894.2357 | 4.6953 | 894.2599 | 4.6468 | 0.024146 | 0 | 0 | 0 | 0 | 0 | 0
6257 | 261 | 9 | 18 | 595.2381 | 0 | 0 | 0 | 12.1477 | 607.3858 | 604.2133 | 3.1725 | 604.2296 | 3.1398 | 0.016315 | 0 | 0 | 0 | 0 | 0 | 0
6258 | 261 | 9 | 18 | 595.2381 | 535.7143 | 0 | 0 | 23.0807 | 1154.033 | 1148.0053 | 6.0277 | 1148.0363 | 5.9655 | 0.030999 | 0 | 0 | 0 | 0 | 0 | 0
6259 | 261 | 9 | 18 | 595.2381 | 1071.4286 | 0 | 0 | 34.0136 | 1700.6803 | 1691.7973 | 8.8829 | 1691.843 | 8.7913 | 0.045682 | 0 | 0 | 0 | 0 | 0 | 0
6260 | 261 | 9 | 18 | 595.2381 | 1071.4286 | 0 | 0 | 34.0136 | 1700.6803 | 1691.7973 | 8.8829 | 1691.843 | 8.7913 | 0.045682 | 0 | 0 | 0 | 0 | 0 | 0
6261 | 261 | 9 | 18 | 595.2381 | 1071.4286 | 0 | 0 | 34.0136 | 1700.6803 | 1691.7973 | 8.8829 | 1691.843 | 8.7913 | 0.045682 | 0 | 0 | 0 | 0 | 0 | 0
6262 | 261 | 9 | 18 | 595.2381 | 535.7143 | 0 | 0 | 23.0807 | 1154.033 | 1148.0053 | 6.0277 | 1148.0363 | 5.9655 | 0.030999 | 0 | 0 | 0 | 0 | 0 | 0
6263 | 261 | 9 | 19 | 595.2381 | 0 | 0 | 0 | 12.1477 | 607.3858 | 604.2133 | 3.1725 | 604.2296 | 3.1398 | 0.016315 | 0 | 0 | 0 | 0 | 0 | 0
6264 | 262 | 9 | 19 | 595.2381 | 0 | 0 | 0 | 12.1477 | 607.3858 | 604.2133 | 3.1725 | 604.2296 | 3.1398 | 0.016315 | 0 | 0 | 0 | 0 | 0 | 0
6265 | 262 | 9 | 19 | 595.2381 | 0 | 0 | 0 | 12.1477 | 607.3858 | 604.2133 | 3.1725 | 604.2296 | 3.1398 | 0.016315 | 0 | 0 | 0 | 0 | 0 | 0
6266 | 262 | 9 | 19 | 595.2381 | 0 | 0 | 0 | 12.1477 | 607.3858 | 604.2133 | 3.1725 | 604.2296 | 3.1398 | 0.016315 | 0 | 0 | 0 | 0 | 0 | 0
6267 | 262 | 9 | 19 | 595.2381 | 0 | 0 | 0 | 12.1477 | 607.3858 | 604.2133 | 3.1725 | 604.2296 | 3.1398 | 0.016315 | 0 | 0 | 0 | 0 | 0 | 0
6268 | 262 | 9 | 19 | 595.2381 | 0 | 0 | 0 | 12.1477 | 607.3858 | 604.2133 | 3.1725 | 604.2296 | 3.1398 | 0.016315 | 0 | 0 | 0 | 0 | 0 | 0
6269 | 262 | 9 | 19 | 595.2381 | 642.8571 | 0 | 0 | 25.2672 | 1263.3625 | 1256.7637 | 6.5988 | 1256.7977 | 6.5307 | 0.033936 | 0 | 0 | 0 | 0 | 0 | 0
6270 | 262 | 9 | 19 | 595.2381 | 1071.4286 | 0 | 0 | 34.0136 | 1700.6803 | 1691.7973 | 8.8829 | 1691.843 | 8.7913 | 0.045682 | 0 | 0 | 0 | 0 | 0 | 0
6271 | 262 | 9 | 19 | 595.2381 | 1071.4286 | 0 | 285.7143 | 39.8445 | 1992.2255 | 1980.5281 | 11.6974 | 1732 | 258.8733 | 1.3452 | 0 | 0 | 0 | 0 | 0 | 0
6272 | 262 | 9 | 19 | 595.2381 | 1071.4286 | 0 | 285.7143 | 39.8445 | 1992.2255 | 1980.5281 | 11.6974 | 1732 | 258.8733 | 1.3452 | 0 | 0 | 0 | 0 | 0 | 0
6273 | 262 | 9 | 19 | 595.2381 | 428.5714 | 0 | 285.7143 | 26.725 | 1336.2488 | 1329.2693 | 6.9794 | 1329.3052 | 6.9075 | 0.035893 | 0 | 0 | 0 | 0 | 0 | 0
6274 | 262 | 9 | 19 | 595.2381 | 0 | 0 | 285.7143 | 17.9786 | 898.931 | 894.2357 | 4.6953 | 894.2599 | 4.6468 | 0.024146 | 0 | 0 | 0 | 0 | 0 | 0
6275 | 262 | 9 | 19 | 595.2381 | 0 | 0 | 285.7143 | 17.9786 | 898.931 | 894.2357 | 4.6953 | 894.2599 | 4.6468 | 0.024146 | 0 | 0 | 0 | 0 | 0 | 0
6276 | 262 | 9 | 19 | 595.2381 | 0 | 0 | 285.7143 | 17.9786 | 898.931 | 894.2357 | 4.6953 | 894.2599 | 4.6468 | 0.024146 | 0 | 0 | 0 | 0 | 0 | 0
6277 | 262 | 9 | 19 | 595.2381 | 0 | 0 | 285.7143 | 17.9786 | 898.931 | 894.2357 | 4.6953 | 894.2599 | 4.6468 | 0.024146 | 0 | 0 | 0 | 0 | 0 | 0
6278 | 262 | 9 | 19 | 595.2381 | 0 | 0 | 285.7143 | 17.9786 | 898.931 | 894.2357 | 4.6953 | 894.2599 | 4.6468 | 0.024146 | 0 | 0 | 0 | 0 | 0 | 0
6279 | 262 | 9 | 19 | 595.2381 | 0 | 0 | 285.7143 | 17.9786 | 898.931 | 894.2357 | 4.6953 | 894.2599 | 4.6468 | 0.024146 | 0 | 0 | 0 | 0 | 0 | 0
6280 | 262 | 9 | 19 | 595.2381 | 0 | 0 | 285.7143 | 17.9786 | 898.931 | 894.2357 | 4.6953 | 894.2599 | 4.6468 | 0.024146 | 0 | 0 | 0 | 0 | 0 | 0
6281 | 262 | 9 | 19 | 595.2381 | 0 | 0 | 0 | 12.1477 | 607.3858 | 604.2133 | 3.1725 | 604.2296 | 3.1398 | 0.016315 | 0 | 0 | 0 | 0 | 0 | 0
6282 | 262 | 9 | 19 | 595.2381 | 535.7143 | 0 | 0 | 23.0807 | 1154.033 | 1148.0053 | 6.0277 | 1148.0363 | 5.9655 | 0.030999 | 0 | 0 | 0 | 0 | 0 | 0
6283 | 262 | 9 | 19 | 595.2381 | 1071.4286 | 0 | 0 | 34.0136 | 1700.6803 | 1691.7973 | 8.8829 | 1691.843 | 8.7913 | 0.045682 | 0 | 0 | 0 | 0 | 0 | 0
6284 | 262 | 9 | 19 | 595.2381 | 1071.4286 | 0 | 0 | 34.0136 | 1700.6803 | 1691.7973 | 8.8829 | 1691.843 | 8.7913 | 0.045682 | 0 | 0 | 0 | 0 | 0 | 0
6285 | 262 | 9 | 19 | 595.2381 | 1071.4286 | 0 | 0 | 34.0136 | 1700.6803 | 1691.7973 | 8.8829 | 1691.843 | 8.7913 | 0.045682 | 0 | 0 | 0 | 0 | 0 | 0
6286 | 262 | 9 | 19 | 595.2381 | 535.7143 | 0 | 0 | 23.0807 | 1154.033 | 1148.0053 | 6.0277 | 1148.0363 | 5.9655 | 0.030999 | 0 | 0 | 0 | 0 | 0 | 0
6287 | 262 | 9 | 20 | 595.2381 | 0 | 0 | 0 | 12.1477 | 607.3858 | 604.2133 | 3.1725 | 604.2296 | 3.1398 | 0.016315 | 0 | 0 | 0 | 0 | 0 | 0
6288 | 263 | 9 | 20 | 595.2381 | 0 | 0 | 0 | 12.1477 | 607.3858 | 604.2133 | 3.1725 | 604.2296 | 3.1398 | 0.016315 | 0 | 0 | 0 | 0 | 0 | 0
6289 | 263 | 9 | 20 | 595.2381 | 0 | 0 | 0 | 12.1477 | 607.3858 | 604.2133 | 3.1725 | 604.2296 | 3.1398 | 0.016315 | 0 | 0 | 0 | 0 | 0 | 0
6290 | 263 | 9 | 20 | 595.2381 | 0 | 0 | 0 | 12.1477 | 607.3858 | 604.2133 | 3.1725 | 604.2296 | 3.1398 | 0.016315 | 0 | 0 | 0 | 0 | 0 | 0
6291 | 263 | 9 | 20 | 595.2381 | 0 | 0 | 0 | 12.1477 | 607.3858 | 604.2133 | 3.1725 | 604.2296 | 3.1398 | 0.016315 | 0 | 0 | 0 | 0 | 0 | 0
6292 | 263 | 9 | 20 | 595.2381 | 0 | 0 | 0 | 12.1477 | 607.3858 | 604.2133 | 3.1725 | 604.2296 | 3.1398 | 0.016315 | 0 | 0 | 0 | 0 | 0 | 0
6293 | 263 | 9 | 20 | 595.2381 | 642.8571 | 0 | 0 | 25.2672 | 1263.3625 | 1256.7637 | 6.5988 | 1256.7977 | 6.5307 | 0.033936 | 0 | 0 | 0 | 0 | 0 | 0
6294 | 263 | 9 | 20 | 595.2381 | 1071.4286 | 0 | 0 | 34.0136 | 1700.6803 | 1691.7973 | 8.8829 | 1691.843 | 8.7913 | 0.045682 | 0 | 0 | 0 | 0 | 0 | 0
6295 | 263 | 9 | 20 | 595.2381 | 1071.4286 | 0 | 285.7143 | 39.8445 | 1992.2255 | 1980.5281 | 11.6974 | 1732 | 258.8733 | 1.3452 | 0 | 0 | 0 | 0 | 0 | 0
6296 | 263 | 9 | 20 | 595.2381 | 1071.4286 | 0 | 285.7143 | 39.8445 | 1992.2255 | 1980.5281 | 11.6974 | 1732 | 258.8733 | 1.3452 | 0 | 0 | 0 | 0 | 0 | 0
6297 | 263 | 9 | 20 | 595.2381 | 428.5714 | 0 | 285.7143 | 26.725 | 1336.2488 | 1329.2693 | 6.9794 | 1329.3052 | 6.9075 | 0.035893 | 0 | 0 | 0 | 0 | 0 | 0
6298 | 263 | 9 | 20 | 595.2381 | 0 | 0 | 285.7143 | 17.9786 | 898.931 | 894.2357 | 4.6953 | 894.2599 | 4.6468 | 0.024146 | 0 | 0 | 0 | 0 | 0 | 0
6299 | 263 | 9 | 20 | 595.2381 | 0 | 0 | 285.7143 | 17.9786 | 898.931 | 894.2357 | 4.6953 | 894.2599 | 4.6468 | 0.024146 | 0 | 0 | 0 | 0 | 0 | 0
6300 | 263 | 9 | 20 | 595.2381 | 0 | 0 | 285.7143 | 17.9786 | 898.931 | 894.2357 | 4.6953 | 894.2599 | 4.6468 | 0.024146 | 0 | 0 | 0 | 0 | 0 | 0
6301 | 263 | 9 | 20 | 595.2381 | 0 | 0 | 285.7143 | 17.9786 | 898.931 | 894.2357 | 4.6953 | 894.2599 | 4.6468 | 0.024146 | 0 | 0 | 0 | 0 | 0 | 0
6302 | 263 | 9 | 20 | 595.2381 | 0 | 0 | 285.7143 | 17.9786 | 898.931 | 894.2357 | 4.6953 | 894.2599 | 4.6468 | 0.024146 | 0 | 0 | 0 | 0 | 0 | 0
6303 | 263 | 9 | 20 | 595.2381 | 0 | 0 | 285.7143 | 17.9786 | 898.931 | 894.2357 | 4.6953 | 894.2599 | 4.6468 | 0.024146 | 0 | 0 | 0 | 0 | 0 | 0
6304 | 263 | 9 | 20 | 595.2381 | 0 | 0 | 285.7143 | 17.9786 | 898.931 | 894.2357 | 4.6953 | 894.2599 | 4.6468 | 0.024146 | 0 | 0 | 0 | 0 | 0 | 0
6305 | 263 | 9 | 20 | 595.2381 | 0 | 0 | 0 | 12.1477 | 607.3858 | 604.2133 | 3.1725 | 604.2296 | 3.1398 | 0.016315 | 0 | 0 | 0 | 0 | 0 | 0
6306 | 263 | 9 | 20 | 595.2381 | 535.7143 | 0 | 0 | 23.0807 | 1154.033 | 1148.0053 | 6.0277 | 1148.0363 | 5.9655 | 0.030999 | 0 | 0 | 0 | 0 | 0 | 0
6307 | 263 | 9 | 20 | 595.2381 | 1071.4286 | 0 | 0 | 34.0136 | 1700.6803 | 1691.7973 | 8.8829 | 1691.843 | 8.7913 | 0.045682 | 0 | 0 | 0 | 0 | 0 | 0
6308 | 263 | 9 | 20 | 595.2381 | 1071.4286 | 0 | 0 | 34.0136 | 1700.6803 | 1691.7973 | 8.8829 | 1691.843 | 8.7913 | 0.045682 | 0 | 0 | 0 | 0 | 0 | 0
6309 | 263 | 9 | 20 | 595.2381 | 1071.4286 | 0 | 0 | 34.0136 | 1700.6803 | 1691.7973 | 8.8829 | 1691.843 | 8.7913 | 0.045682 | 0 | 0 | 0 | 0 | 0 | 0
6310 | 263 | 9 | 20 | 595.2381 | 535.7143 | 0 | 0 | 23.0807 | 1154.033 | 1148.0053 | 6.0277 | 1148.0363 | 5.9655 | 0.030999 | 0 | 0 | 0 | 0 | 0 | 0
6311 | 263 | 9 | 21 | 595.2381 | 0 | 0 | 0 | 12.1477 | 607.3858 | 604.2133 | 3.1725 | 604.2296 | 3.1398 | 0.016315 | 0 | 0 | 0 | 0 | 0 | 0
6312 | 264 | 9 | 21 | 595.2381 | 0 | 0 | 0 | 12.1477 | 607.3858 | 604.2133 | 3.1725 | 604.2296 | 3.1398 | 0.016315 | 0 | 0 | 0 | 0 | 0 | 0
6313 | 264 | 9 | 21 | 595.2381 | 0 | 0 | 0 | 12.1477 | 607.3858 | 604.2133 | 3.1725 | 604.2296 | 3.1398 | 0.016315 | 0 | 0 | 0 | 0 | 0 | 0
6314 | 264 | 9 | 21 | 595.2381 | 0 | 0 | 0 | 12.1477 | 607.3858 | 604.2133 | 3.1725 | 604.2296 | 3.1398 | 0.016315 | 0 | 0 | 0 | 0 | 0 | 0
6315 | 264 | 9 | 21 | 595.2381 | 0 | 0 | 0 | 12.1477 | 607.3858 | 604.2133 | 3.1725 | 604.2296 | 3.1398 | 0.016315 | 0 | 0 | 0 | 0 | 0 | 0
6316 | 264 | 9 | 21 | 595.2381 | 0 | 0 | 0 | 12.1477 | 607.3858 | 604.2133 | 3.1725 | 604.2296 | 3.1398 | 0.016315 | 0 | 0 | 0 | 0 | 0 | 0
6317 | 264 | 9 | 21 | 595.2381 | 642.8571 | 0 | 0 | 25.2672 | 1263.3625 | 1256.7637 | 6.5988 | 1256.7977 | 6.5307 | 0.033936 | 0 | 0 | 0 | 0 | 0 | 0
6318 | 264 | 9 | 21 | 595.2381 | 1071.4286 | 0 | 0 | 34.0136 | 1700.6803 | 1691.7973 | 8.8829 | 1691.843 | 8.7913 | 0.045682 | 0 | 0 | 0 | 0 | 0 | 0
6319 | 264 | 9 | 21 | 595.2381 | 1071.4286 | 0 | 285.7143 | 39.8445 | 1992.2255 | 1980.5281 | 11.6974 | 1732 | 258.8733 | 1.3452 | 0 | 0 | 0 | 0 | 0 | 0
6320 | 264 | 9 | 21 | 595.2381 | 1071.4286 | 0 | 285.7143 | 39.8445 | 1992.2255 | 1980.5281 | 11.6974 | 1732 | 258.8733 | 1.3452 | 0 | 0 | 0 | 0 | 0 | 0
6321 | 264 | 9 | 21 | 595.2381 | 428.5714 | 0 | 285.7143 | 26.725 | 1336.2488 | 1329.2693 | 6.9794 | 1329.3052 | 6.9075 | 0.035893 | 0 | 0 | 0 | 0 | 0 | 0
6322 | 264 | 9 | 21 | 595.2381 | 0 | 0 | 285.7143 | 17.9786 | 898.931 | 894.2357 | 4.6953 | 894.2599 | 4.6468 | 0.024146 | 0 | 0 | 0 | 0 | 0 | 0
6323 | 264 | 9 | 21 | 595.2381 | 0 | 0 | 285.7143 | 17.9786 | 898.931 | 894.2357 | 4.6953 | 894.2599 | 4.6468 | 0.024146 | 0 | 0 | 0 | 0 | 0 | 0
6324 | 264 | 9 | 21 | 595.2381 | 0 | 0 | 285.7143 | 17.9786 | 898.931 | 894.2357 | 4.6953 | 894.2599 | 4.6468 | 0.024146 | 0 | 0 | 0 | 0 | 0 | 0
6325 | 264 | 9 | 21 | 595.2381 | 0 | 0 | 285.7143 | 17.9786 | 898.931 | 894.2357 | 4.6953 | 894.2599 | 4.6468 | 0.024146 | 0 | 0 | 0 | 0 | 0 | 0
6326 | 264 | 9 | 21 | 595.2381 | 0 | 0 | 285.7143 | 17.9786 | 898.931 | 894.2357 | 4.6953 | 894.2599 | 4.6468 | 0.024146 | 0 | 0 | 0 | 0 | 0 | 0
6327 | 264 | 9 | 21 | 595.2381 | 0 | 0 | 285.7143 | 17.9786 | 898.931 | 894.2357 | 4.6953 | 894.2599 | 4.6468 | 0.024146 | 0 | 0 | 0 | 0 | 0 | 0
6328 | 264 | 9 | 21 | 595.2381 | 0 | 0 | 285.7143 | 17.9786 | 898.931 | 894.2357 | 4.6953 | 894.2599 | 4.6468 | 0.024146 | 0 | 0 | 0 | 0 | 0 | 0
6329 | 264 | 9 | 21 | 595.2381 | 0 | 0 | 0 | 12.1477 | 607.3858 | 604.2133 | 3.1725 | 604.2296 | 3.1398 | 0.016315 | 0 | 0 | 0 | 0 | 0 | 0
6330 | 264 | 9 | 21 | 595.2381 | 535.7143 | 0 | 0 | 23.0807 | 1154.033 | 1148.0053 | 6.0277 | 1148.0363 | 5.9655 | 0.030999 | 0 | 0 | 0 | 0 | 0 | 0
6331 | 264 | 9 | 21 | 595.2381 | 1071.4286 | 0 | 0 | 34.0136 | 1700.6803 | 1691.7973 | 8.8829 | 1691.843 | 8.7913 | 0.045682 | 0 | 0 | 0 | 0 | 0 | 0
6332 | 264 | 9 | 21 | 595.2381 | 1071.4286 | 0 | 0 | 34.0136 | 1700.6803 | 1691.7973 | 8.8829 | 1691.843 | 8.7913 | 0.045682 | 0 | 0 | 0 | 0 | 0 | 0
6333 | 264 | 9 | 21 | 595.2381 | 1071.4286 | 0 | 0 | 34.0136 | 1700.6803 | 1691.7973 | 8.8829 | 1691.843 | 8.7913 | 0.045682 | 0 | 0 | 0 | 0 | 0 | 0
6334 | 264 | 9 | 21 | 595.2381 | 535.7143 | 0 | 0 | 23.0807 | 1154.033 | 1148.0053 | 6.0277 | 1148.0363 | 5.9655 | 0.030999 | 0 | 0 | 0 | 0 | 0 | 0
6335 | 264 | 9 | 22 | 595.2381 | 0 | 0 | 0 | 12.1477 | 607.3858 | 604.2133 | 3.1725 | 604.2296 | 3.1398 | 0.016315 | 0 | 0 | 0 | 0 | 0 | 0
6336 | 265 | 9 | 22 | 595.2381 | 0 | 0 | 0 | 12.1477 | 607.3858 | 604.2133 | 3.1725 | 604.2296 | 3.1398 | 0.016315 | 0 | 0 | 0 | 0 | 0 | 0
6337 | 265 | 9 | 22 | 595.2381 | 0 | 0 | 0 | 12.1477 | 607.3858 | 604.2133 | 3.1725 | 604.2296 | 3.1398 | 0.016315 | 0 | 0 | 0 | 0 | 0 | 0
6338 | 265 | 9 | 22 | 595.2381 | 0 | 0 | 0 | 12.1477 | 607.3858 | 604.2133 | 3.1725 | 604.2296 | 3.1398 | 0.016315 | 0 | 0 | 0 | 0 | 0 | 0
6339 | 265 | 9 | 22 | 595.2381 | 0 | 0 | 0 | 12.1477 | 607.3858 | 604.2133 | 3.1725 | 604.2296 | 3.1398 | 0.016315 | 0 | 0 | 0 | 0 | 0 | 0
6340 | 265 | 9 | 22 | 595.2381 | 0 | 0 | 0 | 12.1477 | 607.3858 | 604.2133 | 3.1725 | 604.2296 | 3.1398 | 0.016315 | 0 | 0 | 0 | 0 | 0 | 0
6341 | 265 | 9 | 22 | 595.2381 | 642.8571 | 0 | 0 | 25.2672 | 1263.3625 | 1256.7637 | 6.5988 | 1256.7977 | 6.5307 | 0.033936 | 0 | 0 | 0 | 0 | 0 | 0
6342 | 265 | 9 | 22 | 595.2381 | 1071.4286 | 0 | 0 | 34.0136 | 1700.6803 | 1691.7973 | 8.8829 | 1691.843 | 8.7913 | 0.045682 | 0 | 0 | 0 | 0 | 0 | 0
6343 | 265 | 9 | 22 | 595.2381 | 1071.4286 | 0 | 285.7143 | 39.8445 | 1992.2255 | 1980.5281 | 11.6974 | 1732 | 258.8733 | 1.3452 | 0 | 0 | 0 | 0 | 0 | 0
6344 | 265 | 9 | 22 | 595.2381 | 1071.4286 | 0 | 285.7143 | 39.8445 | 1992.2255 | 1980.5281 | 11.6974 | 1732 | 258.8733 | 1.3452 | 0 | 0 | 0 | 0 | 0 | 0
6345 | 265 | 9 | 22 | 595.2381 | 428.5714 | 0 | 285.7143 | 26.725 | 1336.2488 | 1329.2693 | 6.9794 | 1329.3052 | 6.9075 | 0.035893 | 0 | 0 | 0 | 0 | 0 | 0
6346 | 265 | 9 | 22 | 595.2381 | 0 | 0 | 285.7143 | 17.9786 | 898.931 | 894.2357 | 4.6953 | 894.2599 | 4.6468 | 0.024146 | 0 | 0 | 0 | 0 | 0 | 0
6347 | 265 | 9 | 22 | 595.2381 | 0 | 0 | 285.7143 | 17.9786 | 898.931 | 894.2357 | 4.6953 | 894.2599 | 4.6468 | 0.024146 | 0 | 0 | 0 | 0 | 0 | 0
6348 | 265 | 9 | 22 | 595.2381 | 0 | 0 | 285.7143 | 17.9786 | 898.931 | 894.2357 | 4.6953 | 894.2599 | 4.6468 | 0.024146 | 0 | 0 | 0 | 0 | 0 | 0
6349 | 265 | 9 | 22 | 595.2381 | 0 | 0 | 285.7143 | 17.9786 | 898.931 | 894.2357 | 4.6953 | 894.2599 | 4.6468 | 0.024146 | 0 | 0 | 0 | 0 | 0 | 0
6350 | 265 | 9 | 22 | 595.2381 | 0 | 0 | 285.7143 | 17.9786 | 898.931 | 894.2357 | 4.6953 | 894.2599 | 4.6468 | 0.024146 | 0 | 0 | 0 | 0 | 0 | 0
6351 | 265 | 9 | 22 | 595.2381 | 0 | 0 | 285.7143 | 17.9786 | 898.931 | 894.2357 | 4.6953 | 894.2599 | 4.6468 | 0.024146 | 0 | 0 | 0 | 0 | 0 | 0
6352 | 265 | 9 | 22 | 595.2381 | 0 | 0 | 285.7143 | 17.9786 | 898.931 | 894.2357 | 4.6953 | 894.2599 | 4.6468 | 0.024146 | 0 | 0 | 0 | 0 | 0 | 0
6353 | 265 | 9 | 22 | 595.2381 | 0 | 0 | 0 | 12.1477 | 607.3858 | 604.2133 | 3.1725 | 604.2296 | 3.1398 | 0.016315 | 0 | 0 | 0 | 0 | 0 | 0
6354 | 265 | 9 | 22 | 595.2381 | 535.7143 | 0 | 0 | 23.0807 | 1154.033 | 1148.0053 | 6.0277 | 1148.0363 | 5.9655 | 0.030999 | 0 | 0 | 0 | 0 | 0 | 0
6355 | 265 | 9 | 22 | 595.2381 | 1071.4286 | 0 | 0 | 34.0136 | 1700.6803 | 1691.7973 | 8.8829 | 1691.843 | 8.7913 | 0.045682 | 0 | 0 | 0 | 0 | 0 | 0
6356 | 265 | 9 | 22 | 595.2381 | 1071.4286 | 0 | 0 | 34.0136 | 1700.6803 | 1691.7973 | 8.8829 | 1691.843 | 8.7913 | 0.045682 | 0 | 0 | 0 | 0 | 0 | 0
6357 | 265 | 9 | 22 | 595.2381 | 1071.4286 | 0 | 0 | 34.0136 | 1700.6803 | 1691.7973 | 8.8829 | 1691.843 | 8.7913 | 0.045682 | 0 | 0 | 0 | 0 | 0 | 0
6358 | 265 | 9 | 22 | 595.2381 | 535.7143 | 0 | 0 | 23.0807 | 1154.033 | 1148.0053 | 6.0277 | 1148.0363 | 5.9655 | 0.030999 | 0 | 0 | 0 | 0 | 0 | 0
6359 | 265 | 9 | 23 | 595.2381 | 0 | 0 | 0 | 12.1477 | 607.3858 | 604.2133 | 3.1725 | 604.2296 | 3.1398 | 0.016315 | 0 | 0 | 0 | 0 | 0 | 0
6360 | 266 | 9 | 23 | 595.2381 | 0 | 0 | 0 | 12.1477 | 607.3858 | 604.2133 | 3.1725 | 604.2296 | 3.1398 | 0.016315 | 0 | 0 | 0 | 0 | 0 | 0
6361 | 266 | 9 | 23 | 595.2381 | 0 | 0 | 0 | 12.1477 | 607.3858 | 604.2133 | 3.1725 | 604.2296 | 3.1398 | 0.016315 | 0 | 0 | 0 | 0 | 0 | 0
6362 | 266 | 9 | 23 | 595.2381 | 0 | 0 | 0 | 12.1477 | 607.3858 | 604.2133 | 3.1725 | 604.2296 | 3.1398 | 0.016315 | 0 | 0 | 0 | 0 | 0 | 0
6363 | 266 | 9 | 23 | 595.2381 | 0 | 0 | 0 | 12.1477 | 607.3858 | 604.2133 | 3.1725 | 604.2296 | 3.1398 | 0.016315 | 0 | 0 | 0 | 0 | 0 | 0
6364 | 266 | 9 | 23 | 595.2381 | 0 | 0 | 0 | 12.1477 | 607.3858 | 604.2133 | 3.1725 | 604.2296 | 3.1398 | 0.016315 | 0 | 0 | 0 | 0 | 0 | 0
6365 | 266 | 9 | 23 | 595.2381 | 642.8571 | 0 | 0 | 25.2672 | 1263.3625 | 1256.7637 | 6.5988 | 1256.7977 | 6.5307 | 0.033936 | 0 | 0 | 0 | 0 | 0 | 0
6366 | 266 | 9 | 23 | 595.2381 | 1071.4286 | 0 | 0 | 34.0136 | 1700.6803 | 1691.7973 | 8.8829 | 1691.843 | 8.7913 | 0.045682 | 0 | 0 | 0 | 0 | 0 | 0
6367 | 266 | 9 | 23 | 595.2381 | 1071.4286 | 0 | 285.7143 | 39.8445 | 1992.2255 | 1980.5281 | 11.6974 | 1732 | 258.8733 | 1.3452 | 0 | 0 | 0 | 0 | 0 | 0
6368 | 266 | 9 | 23 | 595.2381 | 1071.4286 | 0 | 285.7143 | 39.8445 | 1992.2255 | 1980.5281 | 11.6974 | 1732 | 258.8733 | 1.3452 | 0 | 0 | 0 | 0 | 0 | 0
6369 | 266 | 9 | 23 | 595.2381 | 428.5714 | 0 | 285.7143 | 26.725 | 1336.2488 | 1329.2693 | 6.9794 | 1329.3052 | 6.9075 | 0.035893 | 0 | 0 | 0 | 0 | 0 | 0
6370 | 266 | 9 | 23 | 595.2381 | 0 | 0 | 285.7143 | 17.9786 | 898.931 | 894.2357 | 4.6953 | 894.2599 | 4.6468 | 0.024146 | 0 | 0 | 0 | 0 | 0 | 0
6371 | 266 | 9 | 23 | 595.2381 | 0 | 0 | 285.7143 | 17.9786 | 898.931 | 894.2357 | 4.6953 | 894.2599 | 4.6468 | 0.024146 | 0 | 0 | 0 | 0 | 0 | 0
6372 | 266 | 9 | 23 | 595.2381 | 0 | 0 | 285.7143 | 17.9786 | 898.931 | 894.2357 | 4.6953 | 894.2599 | 4.6468 | 0.024146 | 0 | 0 | 0 | 0 | 0 | 0
6373 | 266 | 9 | 23 | 595.2381 | 0 | 0 | 285.7143 | 17.9786 | 898.931 | 894.2357 | 4.6953 | 894.2599 | 4.6468 | 0.024146 | 0 | 0 | 0 | 0 | 0 | 0
6374 | 266 | 9 | 23 | 595.2381 | 0 | 0 | 285.7143 | 17.9786 | 898.931 | 894.2357 | 4.6953 | 894.2599 | 4.6468 | 0.024146 | 0 | 0 | 0 | 0 | 0 | 0
6375 | 266 | 9 | 23 | 595.2381 | 0 | 0 | 285.7143 | 17.9786 | 898.931 | 894.2357 | 4.6953 | 894.2599 | 4.6468 | 0.024146 | 0 | 0 | 0 | 0 | 0 | 0
6376 | 266 | 9 | 23 | 595.2381 | 0 | 0 | 285.7143 | 17.9786 | 898.931 | 894.2357 | 4.6953 | 894.2599 | 4.6468 | 0.024146 | 0 | 0 | 0 | 0 | 0 | 0
6377 | 266 | 9 | 23 | 595.2381 | 0 | 0 | 0 | 12.1477 | 607.3858 | 604.2133 | 3.1725 | 604.2296 | 3.1398 | 0.016315 | 0 | 0 | 0 | 0 | 0 | 0
6378 | 266 | 9 | 23 | 595.2381 | 535.7143 | 0 | 0 | 23.0807 | 1154.033 | 1148.0053 | 6.0277 | 1148.0363 | 5.9655 | 0.030999 | 0 | 0 | 0 | 0 | 0 | 0
6379 | 266 | 9 | 23 | 595.2381 | 1071.4286 | 0 | 0 | 34.0136 | 1700.6803 | 1691.7973 | 8.8829 | 1691.843 | 8.7913 | 0.045682 | 0 | 0 | 0 | 0 | 0 | 0
6380 | 266 | 9 | 23 | 595.2381 | 1071.4286 | 0 | 0 | 34.0136 | 1700.6803 | 1691.7973 | 8.8829 | 1691.843 | 8.7913 | 0.045682 | 0 | 0 | 0 | 0 | 0 | 0
6381 | 266 | 9 | 23 | 595.2381 | 1071.4286 | 0 | 0 | 34.0136 | 1700.6803 | 1691.7973 | 8.8829 | 1691.843 | 8.7913 | 0.045682 | 0 | 0 | 0 | 0 | 0 | 0
6382 | 266 | 9 | 23 | 595.2381 | 535.7143 | 0 | 0 | 23.0807 | 1154.033 | 1148.0053 | 6.0277 | 1148.0363 | 5.9655 | 0.030999 | 0 | 0 | 0 | 0 | 0 | 0
6383 | 266 | 9 | 24 | 595.2381 | 0 | 0 | 0 | 12.1477 | 607.3858 | 604.2133 | 3.1725 | 604.2296 | 3.1398 | 0.016315 | 0 | 0 | 0 | 0 | 0 | 0
6384 | 267 | 9 | 24 | 595.2381 | 0 | 0 | 0 | 12.1477 | 607.3858 | 604.2133 | 3.1725 | 604.2296 | 3.1398 | 0.016315 | 0 | 0 | 0 | 0 | 0 | 0
6385 | 267 | 9 | 24 | 595.2381 | 0 | 0 | 0 | 12.1477 | 607.3858 | 604.2133 | 3.1725 | 604.2296 | 3.1398 | 0.016315 | 0 | 0 | 0 | 0 | 0 | 0
6386 | 267 | 9 | 24 | 595.2381 | 0 | 0 | 0 | 12.1477 | 607.3858 | 604.2133 | 3.1725 | 604.2296 | 3.1398 | 0.016315 | 0 | 0 | 0 | 0 | 0 | 0
6387 | 267 | 9 | 24 | 595.2381 | 0 | 0 | 0 | 12.1477 | 607.3858 | 604.2133 | 3.1725 | 604.2296 | 3.1398 | 0.016315 | 0 | 0 | 0 | 0 | 0 | 0
6388 | 267 | 9 | 24 | 595.2381 | 0 | 0 | 0 | 12.1477 | 607.3858 | 604.2133 | 3.1725 | 604.2296 | 3.1398 | 0.016315 | 0 | 0 | 0 | 0 | 0 | 0
6389 | 267 | 9 | 24 | 595.2381 | 642.8571 | 0 | 0 | 25.2672 | 1263.3625 | 1256.7637 | 6.5988 | 1256.7977 | 6.5307 | 0.033936 | 0 | 0 | 0 | 0 | 0 | 0
6390 | 267 | 9 | 24 | 595.2381 | 1071.4286 | 0 | 0 | 34.0136 | 1700.6803 | 1691.7973 | 8.8829 | 1691.843 | 8.7913 | 0.045682 | 0 | 0 | 0 | 0 | 0 | 0
6391 | 267 | 9 | 24 | 595.2381 | 1071.4286 | 0 | 285.7143 | 39.8445 | 1992.2255 | 1980.5281 | 11.6974 | 1732 | 258.8733 | 1.3452 | 0 | 0 | 0 | 0 | 0 | 0
6392 | 267 | 9 | 24 | 595.2381 | 1071.4286 | 0 | 285.7143 | 39.8445 | 1992.2255 | 1980.5281 | 11.6974 | 1732 | 258.8733 | 1.3452 | 0 | 0 | 0 | 0 | 0 | 0
6393 | 267 | 9 | 24 | 595.2381 | 428.5714 | 0 | 285.7143 | 26.725 | 1336.2488 | 1329.2693 | 6.9794 | 1329.3052 | 6.9075 | 0.035893 | 0 | 0 | 0 | 0 | 0 | 0
6394 | 267 | 9 | 24 | 595.2381 | 0 | 0 | 285.7143 | 17.9786 | 898.931 | 894.2357 | 4.6953 | 894.2599 | 4.6468 | 0.024146 | 0 | 0 | 0 | 0 | 0 | 0
6395 | 267 | 9 | 24 | 595.2381 | 0 | 0 | 285.7143 | 17.9786 | 898.931 | 894.2357 | 4.6953 | 894.2599 | 4.6468 | 0.024146 | 0 | 0 | 0 | 0 | 0 | 0
6396 | 267 | 9 | 24 | 595.2381 | 0 | 0 | 285.7143 | 17.9786 | 898.931 | 894.2357 | 4.6953 | 894.2599 | 4.6468 | 0.024146 | 0 | 0 | 0 | 0 | 0 | 0
6397 | 267 | 9 | 24 | 595.2381 | 0 | 0 | 285.7143 | 17.9786 | 898.931 | 894.2357 | 4.6953 | 894.2599 | 4.6468 | 0.024146 | 0 | 0 | 0 | 0 | 0 | 0
6398 | 267 | 9 | 24 | 595.2381 | 0 | 0 | 285.7143 | 17.9786 | 898.931 | 894.2357 | 4.6953 | 894.2599 | 4.6468 | 0.024146 | 0 | 0 | 0 | 0 | 0 | 0
6399 | 267 | 9 | 24 | 595.2381 | 0 | 0 | 285.7143 | 17.9786 | 898.931 | 894.2357 | 4.6953 | 894.2599 | 4.6468 | 0.024146 | 0 | 0 | 0 | 0 | 0 | 0
6400 | 267 | 9 | 24 | 595.2381 | 0 | 0 | 285.7143 | 17.9786 | 898.931 | 894.2357 | 4.6953 | 894.2599 | 4.6468 | 0.024146 | 0 | 0 | 0 | 0 | 0 | 0
6401 | 267 | 9 | 24 | 595.2381 | 0 | 0 | 0 | 12.1477 | 607.3858 | 604.2133 | 3.1725 | 604.2296 | 3.1398 | 0.016315 | 0 | 0 | 0 | 0 | 0 | 0
6402 | 267 | 9 | 24 | 595.2381 | 535.7143 | 0 | 0 | 23.0807 | 1154.033 | 1148.0053 | 6.0277 | 1148.0363 | 5.9655 | 0.030999 | 0 | 0 | 0 | 0 | 0 | 0
6403 | 267 | 9 | 24 | 595.2381 | 1071.4286 | 0 | 0 | 34.0136 | 1700.6803 | 1691.7973 | 8.8829 | 1691.843 | 8.7913 | 0.045682 | 0 | 0 | 0 | 0 | 0 | 0
6404 | 267 | 9 | 24 | 595.2381 | 1071.4286 | 0 | 0 | 34.0136 | 1700.6803 | 1691.7973 | 8.8829 | 1691.843 | 8.7913 | 0.045682 | 0 | 0 | 0 | 0 | 0 | 0
6405 | 267 | 9 | 24 | 595.2381 | 1071.4286 | 0 | 0 | 34.0136 | 1700.6803 | 1691.7973 | 8.8829 | 1691.843 | 8.7913 | 0.045682 | 0 | 0 | 0 | 0 | 0 | 0
6406 | 267 | 9 | 24 | 595.2381 | 535.7143 | 0 | 0 | 23.0807 | 1154.033 | 1148.0053 | 6.0277 | 1148.0363 | 5.9655 | 0.030999 | 0 | 0 | 0 | 0 | 0 | 0
6407 | 267 | 9 | 25 | 595.2381 | 0 | 0 | 0 | 12.1477 | 607.3858 | 604.2133 | 3.1725 | 604.2296 | 3.1398 | 0.016315 | 0 | 0 | 0 | 0 | 0 | 0
6408 | 268 | 9 | 25 | 595.2381 | 0 | 0 | 0 | 12.1477 | 607.3858 | 604.2133 | 3.1725 | 604.2296 | 3.1398 | 0.016315 | 0 | 0 | 0 | 0 | 0 | 0
6409 | 268 | 9 | 25 | 595.2381 | 0 | 0 | 0 | 12.1477 | 607.3858 | 604.2133 | 3.1725 | 604.2296 | 3.1398 | 0.016315 | 0 | 0 | 0 | 0 | 0 | 0
6410 | 268 | 9 | 25 | 595.2381 | 0 | 0 | 0 | 12.1477 | 607.3858 | 604.2133 | 3.1725 | 604.2296 | 3.1398 | 0.016315 | 0 | 0 | 0 | 0 | 0 | 0
6411 | 268 | 9 | 25 | 595.2381 | 0 | 0 | 0 | 12.1477 | 607.3858 | 604.2133 | 3.1725 | 604.2296 | 3.1398 | 0.016315 | 0 | 0 | 0 | 0 | 0 | 0
6412 | 268 | 9 | 25 | 595.2381 | 0 | 0 | 0 | 12.1477 | 607.3858 | 604.2133 | 3.1725 | 604.2296 | 3.1398 | 0.016315 | 0 | 0 | 0 | 0 | 0 | 0
6413 | 268 | 9 | 25 | 595.2381 | 642.8571 | 0 | 0 | 25.2672 | 1263.3625 | 1256.7637 | 6.5988 | 1256.7977 | 6.5307 | 0.033936 | 0 | 0 | 0 | 0 | 0 | 0
6414 | 268 | 9 | 25 | 595.2381 | 1071.4286 | 0 | 0 | 34.0136 | 1700.6803 | 1691.7973 | 8.8829 | 1691.843 | 8.7913 | 0.045682 | 0 | 0 | 0 | 0 | 0 | 0
6415 | 268 | 9 | 25 | 595.2381 | 1071.4286 | 0 | 285.7143 | 39.8445 | 1992.2255 | 1980.5281 | 11.6974 | 1732 | 258.8733 | 1.3452 | 0 | 0 | 0 | 0 | 0 | 0
6416 | 268 | 9 | 25 | 595.2381 | 1071.4286 | 0 | 285.7143 | 39.8445 | 1992.2255 | 1980.5281 | 11.6974 | 1732 | 258.8733 | 1.3452 | 0 | 0 | 0 | 0 | 0 | 0
6417 | 268 | 9 | 25 | 595.2381 | 428.5714 | 0 | 285.7143 | 26.725 | 1336.2488 | 1329.2693 | 6.9794 | 1329.3052 | 6.9075 | 0.035893 | 0 | 0 | 0 | 0 | 0 | 0
6418 | 268 | 9 | 25 | 595.2381 | 0 | 0 | 285.7143 | 17.9786 | 898.931 | 894.2357 | 4.6953 | 894.2599 | 4.6468 | 0.024146 | 0 | 0 | 0 | 0 | 0 | 0
6419 | 268 | 9 | 25 | 595.2381 | 0 | 0 | 285.7143 | 17.9786 | 898.931 | 894.2357 | 4.6953 | 894.2599 | 4.6468 | 0.024146 | 0 | 0 | 0 | 0 | 0 | 0
6420 | 268 | 9 | 25 | 595.2381 | 0 | 0 | 285.7143 | 17.9786 | 898.931 | 894.2357 | 4.6953 | 894.2599 | 4.6468 | 0.024146 | 0 | 0 | 0 | 0 | 0 | 0
6421 | 268 | 9 | 25 | 595.2381 | 0 | 0 | 285.7143 | 17.9786 | 898.931 | 894.2357 | 4.6953 | 894.2599 | 4.6468 | 0.024146 | 0 | 0 | 0 | 0 | 0 | 0
6422 | 268 | 9 | 25 | 595.2381 | 0 | 0 | 285.7143 | 17.9786 | 898.931 | 894.2357 | 4.6953 | 894.2599 | 4.6468 | 0.024146 | 0 | 0 | 0 | 0 | 0 | 0
6423 | 268 | 9 | 25 | 595.2381 | 0 | 0 | 285.7143 | 17.9786 | 898.931 | 894.2357 | 4.6953 | 894.2599 | 4.6468 | 0.024146 | 0 | 0 | 0 | 0 | 0 | 0
6424 | 268 | 9 | 25 | 595.2381 | 0 | 0 | 285.7143 | 17.9786 | 898.931 | 894.2357 | 4.6953 | 894.2599 | 4.6468 | 0.024146 | 0 | 0 | 0 | 0 | 0 | 0
6425 | 268 | 9 | 25 | 595.2381 | 0 | 0 | 0 | 12.1477 | 607.3858 | 604.2133 | 3.1725 | 604.2296 | 3.1398 | 0.016315 | 0 | 0 | 0 | 0 | 0 | 0
6426 | 268 | 9 | 25 | 595.2381 | 535.7143 | 0 | 0 | 23.0807 | 1154.033 | 1148.0053 | 6.0277 | 1148.0363 | 5.9655 | 0.030999 | 0 | 0 | 0 | 0 | 0 | 0
6427 | 268 | 9 | 25 | 595.2381 | 1071.4286 | 0 | 0 | 34.0136 | 1700.6803 | 1691.7973 | 8.8829 | 1691.843 | 8.7913 | 0.045682 | 0 | 0 | 0 | 0 | 0 | 0
6428 | 268 | 9 | 25 | 595.2381 | 1071.4286 | 0 | 0 | 34.0136 | 1700.6803 | 1691.7973 | 8.8829 | 1691.843 | 8.7913 | 0.045682 | 0 | 0 | 0 | 0 | 0 | 0
6429 | 268 | 9 | 25 | 595.2381 | 1071.4286 | 0 | 0 | 34.0136 | 1700.6803 | 1691.7973 | 8.8829 | 1691.843 | 8.7913 | 0.045682 | 0 | 0 | 0 | 0 | 0 | 0
6430 | 268 | 9 | 25 | 595.2381 | 535.7143 | 0 | 0 | 23.0807 | 1154.033 | 1148.0053 | 6.0277 | 1148.0363 | 5.9655 | 0.030999 | 0 | 0 | 0 | 0 | 0 | 0
6431 | 268 | 9 | 26 | 595.2381 | 0 | 0 | 0 | 12.1477 | 607.3858 | 604.2133 | 3.1725 | 604.2296 | 3.1398 | 0.016315 | 0 | 0 | 0 | 0 | 0 | 0
6432 | 269 | 9 | 26 | 595.2381 | 0 | 0 | 0 | 12.1477 | 607.3858 | 604.2133 | 3.1725 | 604.2296 | 3.1398 | 0.016315 | 0 | 0 | 0 | 0 | 0 | 0
6433 | 269 | 9 | 26 | 595.2381 | 0 | 0 | 0 | 12.1477 | 607.3858 | 604.2133 | 3.1725 | 604.2296 | 3.1398 | 0.016315 | 0 | 0 | 0 | 0 | 0 | 0
6434 | 269 | 9 | 26 | 595.2381 | 0 | 0 | 0 | 12.1477 | 607.3858 | 604.2133 | 3.1725 | 604.2296 | 3.1398 | 0.016315 | 0 | 0 | 0 | 0 | 0 | 0
6435 | 269 | 9 | 26 | 595.2381 | 0 | 0 | 0 | 12.1477 | 607.3858 | 604.2133 | 3.1725 | 604.2296 | 3.1398 | 0.016315 | 0 | 0 | 0 | 0 | 0 | 0
6436 | 269 | 9 | 26 | 595.2381 | 0 | 0 | 0 | 12.1477 | 607.3858 | 604.2133 | 3.1725 | 604.2296 | 3.1398 | 0.016315 | 0 | 0 | 0 | 0 | 0 | 0
6437 | 269 | 9 | 26 | 595.2381 | 642.8571 | 0 | 0 | 25.2672 | 1263.3625 | 1256.7637 | 6.5988 | 1256.7977 | 6.5307 | 0.033936 | 0 | 0 | 0 | 0 | 0 | 0
6438 | 269 | 9 | 26 | 595.2381 | 1071.4286 | 0 | 0 | 34.0136 | 1700.6803 | 1691.7973 | 8.8829 | 1691.843 | 8.7913 | 0.045682 | 0 | 0 | 0 | 0 | 0 | 0
6439 | 269 | 9 | 26 | 595.2381 | 1071.4286 | 0 | 285.7143 | 39.8445 | 1992.2255 | 1980.5281 | 11.6974 | 1732 | 258.8733 | 1.3452 | 0 | 0 | 0 | 0 | 0 | 0
6440 | 269 | 9 | 26 | 595.2381 | 1071.4286 | 0 | 285.7143 | 39.8445 | 1992.2255 | 1980.5281 | 11.6974 | 1732 | 258.8733 | 1.3452 | 0 | 0 | 0 | 0 | 0 | 0
6441 | 269 | 9 | 26 | 595.2381 | 428.5714 | 0 | 285.7143 | 26.725 | 1336.2488 | 1329.2693 | 6.9794 | 1329.3052 | 6.9075 | 0.035893 | 0 | 0 | 0 | 0 | 0 | 0
6442 | 269 | 9 | 26 | 595.2381 | 0 | 0 | 285.7143 | 17.9786 | 898.931 | 894.2357 | 4.6953 | 894.2599 | 4.6468 | 0.024146 | 0 | 0 | 0 | 0 | 0 | 0
6443 | 269 | 9 | 26 | 595.2381 | 0 | 0 | 285.7143 | 17.9786 | 898.931 | 894.2357 | 4.6953 | 894.2599 | 4.6468 | 0.024146 | 0 | 0 | 0 | 0 | 0 | 0
6444 | 269 | 9 | 26 | 595.2381 | 0 | 0 | 285.7143 | 17.9786 | 898.931 | 894.2357 | 4.6953 | 894.2599 | 4.6468 | 0.024146 | 0 | 0 | 0 | 0 | 0 | 0
6445 | 269 | 9 | 26 | 595.2381 | 0 | 0 | 285.7143 | 17.9786 | 898.931 | 894.2357 | 4.6953 | 894.2599 | 4.6468 | 0.024146 | 0 | 0 | 0 | 0 | 0 | 0
6446 | 269 | 9 | 26 | 595.2381 | 0 | 0 | 285.7143 | 17.9786 | 898.931 | 894.2357 | 4.6953 | 894.2599 | 4.6468 | 0.024146 | 0 | 0 | 0 | 0 | 0 | 0
6447 | 269 | 9 | 26 | 595.2381 | 0 | 0 | 285.7143 | 17.9786 | 898.931 | 894.2357 | 4.6953 | 894.2599 | 4.6468 | 0.024146 | 0 | 0 | 0 | 0 | 0 | 0
6448 | 269 | 9 | 26 | 595.2381 | 0 | 0 | 285.7143 | 17.9786 | 898.931 | 894.2357 | 4.6953 | 894.2599 | 4.6468 | 0.024146 | 0 | 0 | 0 | 0 | 0 | 0
6449 | 269 | 9 | 26 | 595.2381 | 0 | 0 | 0 | 12.1477 | 607.3858 | 604.2133 | 3.1725 | 604.2296 | 3.1398 | 0.016315 | 0 | 0 | 0 | 0 | 0 | 0
6450 | 269 | 9 | 26 | 595.2381 | 535.7143 | 0 | 0 | 23.0807 | 1154.033 | 1148.0053 | 6.0277 | 1148.0363 | 5.9655 | 0.030999 | 0 | 0 | 0 | 0 | 0 | 0
6451 | 269 | 9 | 26 | 595.2381 | 1071.4286 | 0 | 0 | 34.0136 | 1700.6803 | 1691.7973 | 8.8829 | 1691.843 | 8.7913 | 0.045682 | 0 | 0 | 0 | 0 | 0 | 0
6452 | 269 | 9 | 26 | 595.2381 | 1071.4286 | 0 | 0 | 34.0136 | 1700.6803 | 1691.7973 | 8.8829 | 1691.843 | 8.7913 | 0.045682 | 0 | 0 | 0 | 0 | 0 | 0
6453 | 269 | 9 | 26 | 595.2381 | 1071.4286 | 0 | 0 | 34.0136 | 1700.6803 | 1691.7973 | 8.8829 | 1691.843 | 8.7913 | 0.045682 | 0 | 0 | 0 | 0 | 0 | 0
6454 | 269 | 9 | 26 | 595.2381 | 535.7143 | 0 | 0 | 23.0807 | 1154.033 | 1148.0053 | 6.0277 | 1148.0363 | 5.9655 | 0.030999 | 0 | 0 | 0 | 0 | 0 | 0
6455 | 269 | 9 | 27 | 595.2381 | 0 | 0 | 0 | 12.1477 | 607.3858 | 604.2133 | 3.1725 | 604.2296 | 3.1398 | 0.016315 | 0 | 0 | 0 | 0 | 0 | 0
6456 | 270 | 9 | 27 | 595.2381 | 0 | 0 | 0 | 12.1477 | 607.3858 | 604.2133 | 3.1725 | 604.2296 | 3.1398 | 0.016315 | 0 | 0 | 0 | 0 | 0 | 0
6457 | 270 | 9 | 27 | 595.2381 | 0 | 0 | 0 | 12.1477 | 607.3858 | 604.2133 | 3.1725 | 604.2296 | 3.1398 | 0.016315 | 0 | 0 | 0 | 0 | 0 | 0
6458 | 270 | 9 | 27 | 595.2381 | 0 | 0 | 0 | 12.1477 | 607.3858 | 604.2133 | 3.1725 | 604.2296 | 3.1398 | 0.016315 | 0 | 0 | 0 | 0 | 0 | 0
6459 | 270 | 9 | 27 | 595.2381 | 0 | 0 | 0 | 12.1477 | 607.3858 | 604.2133 | 3.1725 | 604.2296 | 3.1398 | 0.016315 | 0 | 0 | 0 | 0 | 0 | 0
6460 | 270 | 9 | 27 | 595.2381 | 0 | 0 | 0 | 12.1477 | 607.3858 | 604.2133 | 3.1725 | 604.2296 | 3.1398 | 0.016315 | 0 | 0 | 0 | 0 | 0 | 0
6461 | 270 | 9 | 27 | 595.2381 | 642.8571 | 0 | 0 | 25.2672 | 1263.3625 | 1256.7637 | 6.5988 | 1256.7977 | 6.5307 | 0.033936 | 0 | 0 | 0 | 0 | 0 | 0
6462 | 270 | 9 | 27 | 595.2381 | 1071.4286 | 0 | 0 | 34.0136 | 1700.6803 | 1691.7973 | 8.8829 | 1691.843 | 8.7913 | 0.045682 | 0 | 0 | 0 | 0 | 0 | 0
6463 | 270 | 9 | 27 | 595.2381 | 1071.4286 | 0 | 285.7143 | 39.8445 | 1992.2255 | 1980.5281 | 11.6974 | 1732 | 258.8733 | 1.3452 | 0 | 0 | 0 | 0 | 0 | 0
6464 | 270 | 9 | 27 | 595.2381 | 1071.4286 | 0 | 285.7143 | 39.8445 | 1992.2255 | 1980.5281 | 11.6974 | 1732 | 258.8733 | 1.3452 | 0 | 0 | 0 | 0 | 0 | 0
6465 | 270 | 9 | 27 | 595.2381 | 428.5714 | 0 | 285.7143 | 26.725 | 1336.2488 | 1329.2693 | 6.9794 | 1329.3052 | 6.9075 | 0.035893 | 0 | 0 | 0 | 0 | 0 | 0
6466 | 270 | 9 | 27 | 595.2381 | 0 | 0 | 285.7143 | 17.9786 | 898.931 | 894.2357 | 4.6953 | 894.2599 | 4.6468 | 0.024146 | 0 | 0 | 0 | 0 | 0 | 0
6467 | 270 | 9 | 27 | 595.2381 | 0 | 0 | 285.7143 | 17.9786 | 898.931 | 894.2357 | 4.6953 | 894.2599 | 4.6468 | 0.024146 | 0 | 0 | 0 | 0 | 0 | 0
6468 | 270 | 9 | 27 | 595.2381 | 0 | 0 | 285.7143 | 17.9786 | 898.931 | 894.2357 | 4.6953 | 894.2599 | 4.6468 | 0.024146 | 0 | 0 | 0 | 0 | 0 | 0
6469 | 270 | 9 | 27 | 595.2381 | 0 | 0 | 285.7143 | 17.9786 | 898.931 | 894.2357 | 4.6953 | 894.2599 | 4.6468 | 0.024146 | 0 | 0 | 0 | 0 | 0 | 0
6470 | 270 | 9 | 27 | 595.2381 | 0 | 0 | 285.7143 | 17.9786 | 898.931 | 894.2357 | 4.6953 | 894.2599 | 4.6468 | 0.024146 | 0 | 0 | 0 | 0 | 0 | 0
6471 | 270 | 9 | 27 | 595.2381 | 0 | 0 | 285.7143 | 17.9786 | 898.931 | 894.2357 | 4.6953 | 894.2599 | 4.6468 | 0.024146 | 0 | 0 | 0 | 0 | 0 | 0
6472 | 270 | 9 | 27 | 595.2381 | 0 | 0 | 285.7143 | 17.9786 | 898.931 | 894.2357 | 4.6953 | 894.2599 | 4.6468 | 0.024146 | 0 | 0 | 0 | 0 | 0 | 0
6473 | 270 | 9 | 27 | 595.2381 | 0 | 0 | 0 | 12.1477 | 607.3858 | 604.2133 | 3.1725 | 604.2296 | 3.1398 | 0.016315 | 0 | 0 | 0 | 0 | 0 | 0
6474 | 270 | 9 | 27 | 595.2381 | 535.7143 | 0 | 0 | 23.0807 | 1154.033 | 1148.0053 | 6.0277 | 1148.0363 | 5.9655 | 0.030999 | 0 | 0 | 0 | 0 | 0 | 0
6475 | 270 | 9 | 27 | 595.2381 | 1071.4286 | 0 | 0 | 34.0136 | 1700.6803 | 1691.7973 | 8.8829 | 1691.843 | 8.7913 | 0.045682 | 0 | 0 | 0 | 0 | 0 | 0
6476 | 270 | 9 | 27 | 595.2381 | 1071.4286 | 0 | 0 | 34.0136 | 1700.6803 | 1691.7973 | 8.8829 | 1691.843 | 8.7913 | 0.045682 | 0 | 0 | 0 | 0 | 0 | 0
6477 | 270 | 9 | 27 | 595.2381 | 1071.4286 | 0 | 0 | 34.0136 | 1700.6803 | 1691.7973 | 8.8829 | 1691.843 | 8.7913 | 0.045682 | 0 | 0 | 0 | 0 | 0 | 0
6478 | 270 | 9 | 27 | 595.2381 | 535.7143 | 0 | 0 | 23.0807 | 1154.033 | 1148.0053 | 6.0277 | 1148.0363 | 5.9655 | 0.030999 | 0 | 0 | 0 | 0 | 0 | 0
6479 | 270 | 9 | 28 | 595.2381 | 0 | 0 | 0 | 12.1477 | 607.3858 | 604.2133 | 3.1725 | 604.2296 | 3.1398 | 0.016315 | 0 | 0 | 0 | 0 | 0 | 0
6480 | 271 | 9 | 28 | 595.2381 | 0 | 0 | 0 | 12.1477 | 607.3858 | 604.2133 | 3.1725 | 604.2296 | 3.1398 | 0.016315 | 0 | 0 | 0 | 0 | 0 | 0
6481 | 271 | 9 | 28 | 595.2381 | 0 | 0 | 0 | 12.1477 | 607.3858 | 604.2133 | 3.1725 | 604.2296 | 3.1398 | 0.016315 | 0 | 0 | 0 | 0 | 0 | 0
6482 | 271 | 9 | 28 | 595.2381 | 0 | 0 | 0 | 12.1477 | 607.3858 | 604.2133 | 3.1725 | 604.2296 | 3.1398 | 0.016315 | 0 | 0 | 0 | 0 | 0 | 0
6483 | 271 | 9 | 28 | 595.2381 | 0 | 0 | 0 | 12.1477 | 607.3858 | 604.2133 | 3.1725 | 604.2296 | 3.1398 | 0.016315 | 0 | 0 | 0 | 0 | 0 | 0
6484 | 271 | 9 | 28 | 595.2381 | 0 | 0 | 0 | 12.1477 | 607.3858 | 604.2133 | 3.1725 | 604.2296 | 3.1398 | 0.016315 | 0 | 0 | 0 | 0 | 0 | 0
6485 | 271 | 9 | 28 | 595.2381 | 642.8571 | 0 | 0 | 25.2672 | 1263.3625 | 1256.7637 | 6.5988 | 1256.7977 | 6.5307 | 0.033936 | 0 | 0 | 0 | 0 | 0 | 0
6486 | 271 | 9 | 28 | 595.2381 | 1071.4286 | 0 | 0 | 34.0136 | 1700.6803 | 1691.7973 | 8.8829 | 1691.843 | 8.7913 | 0.045682 | 0 | 0 | 0 | 0 | 0 | 0
6487 | 271 | 9 | 28 | 595.2381 | 1071.4286 | 0 | 285.7143 | 39.8445 | 1992.2255 | 1980.5281 | 11.6974 | 1732 | 258.8733 | 1.3452 | 0 | 0 | 0 | 0 | 0 | 0
6488 | 271 | 9 | 28 | 595.2381 | 1071.4286 | 0 | 285.7143 | 39.8445 | 1992.2255 | 1980.5281 | 11.6974 | 1732 | 258.8733 | 1.3452 | 0 | 0 | 0 | 0 | 0 | 0
6489 | 271 | 9 | 28 | 595.2381 | 428.5714 | 0 | 285.7143 | 26.725 | 1336.2488 | 1329.2693 | 6.9794 | 1329.3052 | 6.9075 | 0.035893 | 0 | 0 | 0 | 0 | 0 | 0
6490 | 271 | 9 | 28 | 595.2381 | 0 | 0 | 285.7143 | 17.9786 | 898.931 | 894.2357 | 4.6953 | 894.2599 | 4.6468 | 0.024146 | 0 | 0 | 0 | 0 | 0 | 0
6491 | 271 | 9 | 28 | 595.2381 | 0 | 0 | 285.7143 | 17.9786 | 898.931 | 894.2357 | 4.6953 | 894.2599 | 4.6468 | 0.024146 | 0 | 0 | 0 | 0 | 0 | 0
6492 | 271 | 9 | 28 | 595.2381 | 0 | 0 | 285.7143 | 17.9786 | 898.931 | 894.2357 | 4.6953 | 894.2599 | 4.6468 | 0.024146 | 0 | 0 | 0 | 0 | 0 | 0
6493 | 271 | 9 | 28 | 595.2381 | 0 | 0 | 285.7143 | 17.9786 | 898.931 | 894.2357 | 4.6953 | 894.2599 | 4.6468 | 0.024146 | 0 | 0 | 0 | 0 | 0 | 0
6494 | 271 | 9 | 28 | 595.2381 | 0 | 0 | 285.7143 | 17.9786 | 898.931 | 894.2357 | 4.6953 | 894.2599 | 4.6468 | 0.024146 | 0 | 0 | 0 | 0 | 0 | 0
6495 | 271 | 9 | 28 | 595.2381 | 0 | 0 | 285.7143 | 17.9786 | 898.931 | 894.2357 | 4.6953 | 894.2599 | 4.6468 | 0.024146 | 0 | 0 | 0 | 0 | 0 | 0
6496 | 271 | 9 | 28 | 595.2381 | 0 | 0 | 285.7143 | 17.9786 | 898.931 | 894.2357 | 4.6953 | 894.2599 | 4.6468 | 0.024146 | 0 | 0 | 0 | 0 | 0 | 0
6497 | 271 | 9 | 28 | 595.2381 | 0 | 0 | 0 | 12.1477 | 607.3858 | 604.2133 | 3.1725 | 604.2296 | 3.1398 | 0.016315 | 0 | 0 | 0 | 0 | 0 | 0
6498 | 271 | 9 | 28 | 595.2381 | 535.7143 | 0 | 0 | 23.0807 | 1154.033 | 1148.0053 | 6.0277 | 1148.0363 | 5.9655 | 0.030999 | 0 | 0 | 0 | 0 | 0 | 0
6499 | 271 | 9 | 28 | 595.2381 | 1071.4286 | 0 | 0 | 34.0136 | 1700.6803 | 1691.7973 | 8.8829 | 1691.843 | 8.7913 | 0.045682 | 0 | 0 | 0 | 0 | 0 | 0
6500 | 271 | 9 | 28 | 595.2381 | 1071.4286 | 0 | 0 | 34.0136 | 1700.6803 | 1691.7973 | 8.8829 | 1691.843 | 8.7913 | 0.045682 | 0 | 0 | 0 | 0 | 0 | 0
6501 | 271 | 9 | 28 | 595.2381 | 1071.4286 | 0 | 0 | 34.0136 | 1700.6803 | 1691.7973 | 8.8829 | 1691.843 | 8.7913 | 0.045682 | 0 | 0 | 0 | 0 | 0 | 0
6502 | 271 | 9 | 28 | 595.2381 | 535.7143 | 0 | 0 | 23.0807 | 1154.033 | 1148.0053 | 6.0277 | 1148.0363 | 5.9655 | 0.030999 | 0 | 0 | 0 | 0 | 0 | 0
6503 | 271 | 9 | 29 | 595.2381 | 0 | 0 | 0 | 12.1477 | 607.3858 | 604.2133 | 3.1725 | 604.2296 | 3.1398 | 0.016315 | 0 | 0 | 0 | 0 | 0 | 0
6504 | 272 | 9 | 29 | 595.2381 | 0 | 0 | 0 | 12.1477 | 607.3858 | 604.2133 | 3.1725 | 604.2296 | 3.1398 | 0.016315 | 0 | 0 | 0 | 0 | 0 | 0
6505 | 272 | 9 | 29 | 595.2381 | 0 | 0 | 0 | 12.1477 | 607.3858 | 604.2133 | 3.1725 | 604.2296 | 3.1398 | 0.016315 | 0 | 0 | 0 | 0 | 0 | 0
6506 | 272 | 9 | 29 | 595.2381 | 0 | 0 | 0 | 12.1477 | 607.3858 | 604.2133 | 3.1725 | 604.2296 | 3.1398 | 0.016315 | 0 | 0 | 0 | 0 | 0 | 0
6507 | 272 | 9 | 29 | 595.2381 | 0 | 0 | 0 | 12.1477 | 607.3858 | 604.2133 | 3.1725 | 604.2296 | 3.1398 | 0.016315 | 0 | 0 | 0 | 0 | 0 | 0
6508 | 272 | 9 | 29 | 595.2381 | 0 | 0 | 0 | 12.1477 | 607.3858 | 604.2133 | 3.1725 | 604.2296 | 3.1398 | 0.016315 | 0 | 0 | 0 | 0 | 0 | 0
6509 | 272 | 9 | 29 | 595.2381 | 642.8571 | 0 | 0 | 25.2672 | 1263.3625 | 1256.7637 | 6.5988 | 1256.7977 | 6.5307 | 0.033936 | 0 | 0 | 0 | 0 | 0 | 0
6510 | 272 | 9 | 29 | 595.2381 | 1071.4286 | 0 | 0 | 34.0136 | 1700.6803 | 1691.7973 | 8.8829 | 1691.843 | 8.7913 | 0.045682 | 0 | 0 | 0 | 0 | 0 | 0
6511 | 272 | 9 | 29 | 595.2381 | 1071.4286 | 0 | 285.7143 | 39.8445 | 1992.2255 | 1980.5281 | 11.6974 | 1732 | 258.8733 | 1.3452 | 0 | 0 | 0 | 0 | 0 | 0
6512 | 272 | 9 | 29 | 595.2381 | 1071.4286 | 0 | 285.7143 | 39.8445 | 1992.2255 | 1980.5281 | 11.6974 | 1732 | 258.8733 | 1.3452 | 0 | 0 | 0 | 0 | 0 | 0
6513 | 272 | 9 | 29 | 595.2381 | 428.5714 | 0 | 285.7143 | 26.725 | 1336.2488 | 1329.2693 | 6.9794 | 1329.3052 | 6.9075 | 0.035893 | 0 | 0 | 0 | 0 | 0 | 0
6514 | 272 | 9 | 29 | 595.2381 | 0 | 0 | 285.7143 | 17.9786 | 898.931 | 894.2357 | 4.6953 | 894.2599 | 4.6468 | 0.024146 | 0 | 0 | 0 | 0 | 0 | 0
6515 | 272 | 9 | 29 | 595.2381 | 0 | 0 | 285.7143 | 17.9786 | 898.931 | 894.2357 | 4.6953 | 894.2599 | 4.6468 | 0.024146 | 0 | 0 | 0 | 0 | 0 | 0
6516 | 272 | 9 | 29 | 595.2381 | 0 | 0 | 285.7143 | 17.9786 | 898.931 | 894.2357 | 4.6953 | 894.2599 | 4.6468 | 0.024146 | 0 | 0 | 0 | 0 | 0 | 0
6517 | 272 | 9 | 29 | 595.2381 | 0 | 0 | 285.7143 | 17.9786 | 898.931 | 894.2357 | 4.6953 | 894.2599 | 4.6468 | 0.024146 | 0 | 0 | 0 | 0 | 0 | 0
6518 | 272 | 9 | 29 | 595.2381 | 0 | 0 | 285.7143 | 17.9786 | 898.931 | 894.2357 | 4.6953 | 894.2599 | 4.6468 | 0.024146 | 0 | 0 | 0 | 0 | 0 | 0
6519 | 272 | 9 | 29 | 595.2381 | 0 | 0 | 285.7143 | 17.9786 | 898.931 | 894.2357 | 4.6953 | 894.2599 | 4.6468 | 0.024146 | 0 | 0 | 0 | 0 | 0 | 0
6520 | 272 | 9 | 29 | 595.2381 | 0 | 0 | 285.7143 | 17.9786 | 898.931 | 894.2357 | 4.6953 | 894.2599 | 4.6468 | 0.024146 | 0 | 0 | 0 | 0 | 0 | 0
6521 | 272 | 9 | 29 | 595.2381 | 0 | 0 | 0 | 12.1477 | 607.3858 | 604.2133 | 3.1725 | 604.2296 | 3.1398 | 0.016315 | 0 | 0 | 0 | 0 | 0 | 0
6522 | 272 | 9 | 29 | 595.2381 | 535.7143 | 0 | 0 | 23.0807 | 1154.033 | 1148.0053 | 6.0277 | 1148.0363 | 5.9655 | 0.030999 | 0 | 0 | 0 | 0 | 0 | 0
6523 | 272 | 9 | 29 | 595.2381 | 1071.4286 | 0 | 0 | 34.0136 | 1700.6803 | 1691.7973 | 8.8829 | 1691.843 | 8.7913 | 0.045682 | 0 | 0 | 0 | 0 | 0 | 0
6524 | 272 | 9 | 29 | 595.2381 | 1071.4286 | 0 | 0 | 34.0136 | 1700.6803 | 1691.7973 | 8.8829 | 1691.843 | 8.7913 | 0.045682 | 0 | 0 | 0 | 0 | 0 | 0
6525 | 272 | 9 | 29 | 595.2381 | 1071.4286 | 0 | 0 | 34.0136 | 1700.6803 | 1691.7973 | 8.8829 | 1691.843 | 8.7913 | 0.045682 | 0 | 0 | 0 | 0 | 0 | 0
6526 | 272 | 9 | 29 | 595.2381 | 535.7143 | 0 | 0 | 23.0807 | 1154.033 | 1148.0053 | 6.0277 | 1148.0363 | 5.9655 | 0.030999 | 0 | 0 | 0 | 0 | 0 | 0
6527 | 272 | 9 | 30 | 595.2381 | 0 | 0 | 0 | 12.1477 | 607.3858 | 604.2133 | 3.1725 | 604.2296 | 3.1398 | 0.016315 | 0 | 0 | 0 | 0 | 0 | 0
6528 | 273 | 9 | 30 | 595.2381 | 0 | 0 | 0 | 12.1477 | 607.3858 | 604.2133 | 3.1725 | 604.2296 | 3.1398 | 0.016315 | 0 | 0 | 0 | 0 | 0 | 0
6529 | 273 | 9 | 30 | 595.2381 | 0 | 0 | 0 | 12.1477 | 607.3858 | 604.2133 | 3.1725 | 604.2296 | 3.1398 | 0.016315 | 0 | 0 | 0 | 0 | 0 | 0
6530 | 273 | 9 | 30 | 595.2381 | 0 | 0 | 0 | 12.1477 | 607.3858 | 604.2133 | 3.1725 | 604.2296 | 3.1398 | 0.016315 | 0 | 0 | 0 | 0 | 0 | 0
6531 | 273 | 9 | 30 | 595.2381 | 0 | 0 | 0 | 12.1477 | 607.3858 | 604.2133 | 3.1725 | 604.2296 | 3.1398 | 0.016315 | 0 | 0 | 0 | 0 | 0 | 0
6532 | 273 | 9 | 30 | 595.2381 | 0 | 0 | 0 | 12.1477 | 607.3858 | 604.2133 | 3.1725 | 604.2296 | 3.1398 | 0.016315 | 0 | 0 | 0 | 0 | 0 | 0
6533 | 273 | 9 | 30 | 595.2381 | 642.8571 | 0 | 0 | 25.2672 | 1263.3625 | 1256.7637 | 6.5988 | 1256.7977 | 6.5307 | 0.033936 | 0 | 0 | 0 | 0 | 0 | 0
6534 | 273 | 9 | 30 | 595.2381 | 1071.4286 | 0 | 0 | 34.0136 | 1700.6803 | 1691.7973 | 8.8829 | 1691.843 | 8.7913 | 0.045682 | 0 | 0 | 0 | 0 | 0 | 0
6535 | 273 | 9 | 30 | 595.2381 | 1071.4286 | 0 | 285.7143 | 39.8445 | 1992.2255 | 1980.5281 | 11.6974 | 1732 | 258.8733 | 1.3452 | 0 | 0 | 0 | 0 | 0 | 0
6536 | 273 | 9 | 30 | 595.2381 | 1071.4286 | 0 | 285.7143 | 39.8445 | 1992.2255 | 1980.5281 | 11.6974 | 1732 | 258.8733 | 1.3452 | 0 | 0 | 0 | 0 | 0 | 0
6537 | 273 | 9 | 30 | 595.2381 | 428.5714 | 0 | 285.7143 | 26.725 | 1336.2488 | 1329.2693 | 6.9794 | 1329.3052 | 6.9075 | 0.035893 | 0 | 0 | 0 | 0 | 0 | 0
6538 | 273 | 9 | 30 | 595.2381 | 0 | 0 | 285.7143 | 17.9786 | 898.931 | 894.2357 | 4.6953 | 894.2599 | 4.6468 | 0.024146 | 0 | 0 | 0 | 0 | 0 | 0
6539 | 273 | 9 | 30 | 595.2381 | 0 | 0 | 285.7143 | 17.9786 | 898.931 | 894.2357 | 4.6953 | 894.2599 | 4.6468 | 0.024146 | 0 | 0 | 0 | 0 | 0 | 0
6540 | 273 | 9 | 30 | 595.2381 | 0 | 0 | 285.7143 | 17.9786 | 898.931 | 894.2357 | 4.6953 | 894.2599 | 4.6468 | 0.024146 | 0 | 0 | 0 | 0 | 0 | 0
6541 | 273 | 9 | 30 | 595.2381 | 0 | 0 | 285.7143 | 17.9786 | 898.931 | 894.2357 | 4.6953 | 894.2599 | 4.6468 | 0.024146 | 0 | 0 | 0 | 0 | 0 | 0
6542 | 273 | 9 | 30 | 595.2381 | 0 | 0 | 285.7143 | 17.9786 | 898.931 | 894.2357 | 4.6953 | 894.2599 | 4.6468 | 0.024146 | 0 | 0 | 0 | 0 | 0 | 0
6543 | 273 | 9 | 30 | 595.2381 | 0 | 0 | 285.7143 | 17.9786 | 898.931 | 894.2357 | 4.6953 | 894.2599 | 4.6468 | 0.024146 | 0 | 0 | 0 | 0 | 0 | 0
6544 | 273 | 9 | 30 | 595.2381 | 0 | 0 | 285.7143 | 17.9786 | 898.931 | 894.2357 | 4.6953 | 894.2599 | 4.6468 | 0.024146 | 0 | 0 | 0 | 0 | 0 | 0
6545 | 273 | 9 | 30 | 595.2381 | 0 | 0 | 0 | 12.1477 | 607.3858 | 604.2133 | 3.1725 | 604.2296 | 3.1398 | 0.016315 | 0 | 0 | 0 | 0 | 0 | 0
6546 | 273 | 9 | 30 | 595.2381 | 535.7143 | 0 | 0 | 23.0807 | 1154.033 | 1148.0053 | 6.0277 | 1148.0363 | 5.9655 | 0.030999 | 0 | 0 | 0 | 0 | 0 | 0
6547 | 273 | 9 | 30 | 595.2381 | 1071.4286 | 0 | 0 | 34.0136 | 1700.6803 | 1691.7973 | 8.8829 | 1691.843 | 8.7913 | 0.045682 | 0 | 0 | 0 | 0 | 0 | 0
6548 | 273 | 9 | 30 | 595.2381 | 1071.4286 | 0 | 0 | 34.0136 | 1700.6803 | 1691.7973 | 8.8829 | 1691.843 | 8.7913 | 0.045682 | 0 | 0 | 0 | 0 | 0 | 0
6549 | 273 | 9 | 30 | 595.2381 | 1071.4286 | 0 | 0 | 34.0136 | 1700.6803 | 1691.7973 | 8.8829 | 1691.843 | 8.7913 | 0.045682 | 0 | 0 | 0 | 0 | 0 | 0
6550 | 273 | 9 | 30 | 595.2381 | 535.7143 | 0 | 0 | 23.0807 | 1154.033 | 1148.0053 | 6.0277 | 1148.0363 | 5.9655 | 0.030999 | 0 | 0 | 0 | 0 | 0 | 0
6551 | 273 | 9 | 31 | 595.2381 | 0 | 0 | 0 | 12.1477 | 607.3858 | 604.2133 | 3.1725 | 604.2296 | 3.1398 | 0.016315 | 0 | 0 | 0 | 0 | 0 | 0
6552 | 274 | 10 | 1 | 1011.9048 | 0 | 0 | 0 | 20.6511 | 1032.5559 | 1027.1627 | 5.3932 | 1027.1904 | 5.3376 | 0.027736 | 0 | 0 | 0 | 0 | 0 | 0
6553 | 274 | 10 | 1 | 1011.9048 | 0 | 0 | 0 | 20.6511 | 1032.5559 | 1027.1627 | 5.3932 | 1027.1904 | 5.3376 | 0.027736 | 0 | 0 | 0 | 0 | 0 | 0
6554 | 274 | 10 | 1 | 1011.9048 | 0 | 0 | 0 | 20.6511 | 1032.5559 | 1027.1627 | 5.3932 | 1027.1904 | 5.3376 | 0.027736 | 0 | 0 | 0 | 0 | 0 | 0
6555 | 274 | 10 | 1 | 1011.9048 | 0 | 0 | 0 | 20.6511 | 1032.5559 | 1027.1627 | 5.3932 | 1027.1904 | 5.3376 | 0.027736 | 0 | 0 | 0 | 0 | 0 | 0
6556 | 274 | 10 | 1 | 1011.9048 | 0 | 0 | 0 | 20.6511 | 1032.5559 | 1027.1627 | 5.3932 | 1027.1904 | 5.3376 | 0.027736 | 0 | 0 | 0 | 0 | 0 | 0
6557 | 274 | 10 | 1 | 1011.9048 | 364.2857 | 0 | 0 | 28.0855 | 1404.276 | 1396.9412 | 7.3348 | 1396.9789 | 7.2591 | 0.037721 | 0 | 0 | 0 | 0 | 0 | 0
6558 | 274 | 10 | 1 | 1011.9048 | 607.1429 | 0 | 0 | 33.0418 | 1652.0894 | 1643.4603 | 8.6291 | 1643.5046 | 8.5402 | 0.044377 | 0 | 0 | 0 | 0 | 0 | 0
6559 | 274 | 10 | 1 | 1011.9048 | 607.1429 | 0 | 142.8571 | 35.9572 | 1797.862 | 1788.1793 | 9.6827 | 1732 | 65.5198 | 0.34046 | 0 | 0 | 0 | 0 | 0 | 0
6560 | 274 | 10 | 1 | 1011.9048 | 607.1429 | 0 | 142.8571 | 35.9572 | 1797.862 | 1788.1793 | 9.6827 | 1732 | 65.5198 | 0.34046 | 0 | 0 | 0 | 0 | 0 | 0
6561 | 274 | 10 | 1 | 1011.9048 | 242.8571 | 0 | 142.8571 | 28.5228 | 1426.1419 | 1418.6929 | 7.449 | 1418.7312 | 7.3722 | 0.038308 | 0 | 0 | 0 | 0 | 0 | 0
6562 | 274 | 10 | 1 | 1011.9048 | 0 | 0 | 142.8571 | 23.5666 | 1178.3285 | 1172.1739 | 6.1546 | 1172.2055 | 6.0911 | 0.031651 | 0 | 0 | 0 | 0 | 0 | 0
6563 | 274 | 10 | 1 | 1011.9048 | 0 | 0 | 142.8571 | 23.5666 | 1178.3285 | 1172.1739 | 6.1546 | 1172.2055 | 6.0911 | 0.031651 | 0 | 0 | 0 | 0 | 0 | 0
6564 | 274 | 10 | 1 | 1011.9048 | 0 | 0 | 142.8571 | 23.5666 | 1178.3285 | 1172.1739 | 6.1546 | 1172.2055 | 6.0911 | 0.031651 | 0 | 0 | 0 | 0 | 0 | 0
6565 | 274 | 10 | 1 | 1011.9048 | 0 | 0 | 142.8571 | 23.5666 | 1178.3285 | 1172.1739 | 6.1546 | 1172.2055 | 6.0911 | 0.031651 | 0 | 0 | 0 | 0 | 0 | 0
6566 | 274 | 10 | 1 | 1011.9048 | 0 | 0 | 142.8571 | 23.5666 | 1178.3285 | 1172.1739 | 6.1546 | 1172.2055 | 6.0911 | 0.031651 | 0 | 0 | 0 | 0 | 0 | 0
6567 | 274 | 10 | 1 | 1011.9048 | 0 | 0 | 142.8571 | 23.5666 | 1178.3285 | 1172.1739 | 6.1546 | 1172.2055 | 6.0911 | 0.031651 | 0 | 0 | 0 | 0 | 0 | 0
6568 | 274 | 10 | 1 | 1011.9048 | 0 | 0 | 142.8571 | 23.5666 | 1178.3285 | 1172.1739 | 6.1546 | 1172.2055 | 6.0911 | 0.031651 | 0 | 0 | 0 | 0 | 0 | 0
6569 | 274 | 10 | 1 | 1011.9048 | 0 | 0 | 0 | 20.6511 | 1032.5559 | 1027.1627 | 5.3932 | 1027.1904 | 5.3376 | 0.027736 | 0 | 0 | 0 | 0 | 0 | 0
6570 | 274 | 10 | 1 | 1011.9048 | 303.5714 | 0 | 0 | 26.8465 | 1342.3226 | 1335.3115 | 7.0112 | 1335.3475 | 6.9389 | 0.036056 | 0 | 0 | 0 | 0 | 0 | 0
6571 | 274 | 10 | 1 | 1011.9048 | 607.1429 | 0 | 0 | 33.0418 | 1652.0894 | 1643.4603 | 8.6291 | 1643.5046 | 8.5402 | 0.044377 | 0 | 0 | 0 | 0 | 0 | 0
6572 | 274 | 10 | 1 | 1011.9048 | 607.1429 | 0 | 0 | 33.0418 | 1652.0894 | 1643.4603 | 8.6291 | 1643.5046 | 8.5402 | 0.044377 | 0 | 0 | 0 | 0 | 0 | 0
6573 | 274 | 10 | 1 | 1011.9048 | 607.1429 | 0 | 0 | 33.0418 | 1652.0894 | 1643.4603 | 8.6291 | 1643.5046 | 8.5402 | 0.044377 | 0 | 0 | 0 | 0 | 0 | 0
6574 | 274 | 10 | 1 | 1011.9048 | 303.5714 | 0 | 0 | 26.8465 | 1342.3226 | 1335.3115 | 7.0112 | 1335.3475 | 6.9389 | 0.036056 | 0 | 0 | 0 | 0 | 0 | 0
6575 | 274 | 10 | 2 | 1011.9048 | 0 | 0 | 0 | 20.6511 | 1032.5559 | 1027.1627 | 5.3932 | 1027.1904 | 5.3376 | 0.027736 | 0 | 0 | 0 | 0 | 0 | 0
6576 | 275 | 10 | 2 | 1011.9048 | 0 | 0 | 0 | 20.6511 | 1032.5559 | 1027.1627 | 5.3932 | 1027.1904 | 5.3376 | 0.027736 | 0 | 0 | 0 | 0 | 0 | 0
6577 | 275 | 10 | 2 | 1011.9048 | 0 | 0 | 0 | 20.6511 | 1032.5559 | 1027.1627 | 5.3932 | 1027.1904 | 5.3376 | 0.027736 | 0 | 0 | 0 | 0 | 0 | 0
6578 | 275 | 10 | 2 | 1011.9048 | 0 | 0 | 0 | 20.6511 | 1032.5559 | 1027.1627 | 5.3932 | 1027.1904 | 5.3376 | 0.027736 | 0 | 0 | 0 | 0 | 0 | 0
6579 | 275 | 10 | 2 | 1011.9048 | 0 | 0 | 0 | 20.6511 | 1032.5559 | 1027.1627 | 5.3932 | 1027.1904 | 5.3376 | 0.027736 | 0 | 0 | 0 | 0 | 0 | 0
6580 | 275 | 10 | 2 | 1011.9048 | 0 | 0 | 0 | 20.6511 | 1032.5559 | 1027.1627 | 5.3932 | 1027.1904 | 5.3376 | 0.027736 | 0 | 0 | 0 | 0 | 0 | 0
6581 | 275 | 10 | 2 | 1011.9048 | 364.2857 | 0 | 0 | 28.0855 | 1404.276 | 1396.9412 | 7.3348 | 1396.9789 | 7.2591 | 0.037721 | 0 | 0 | 0 | 0 | 0 | 0
6582 | 275 | 10 | 2 | 1011.9048 | 607.1429 | 0 | 0 | 33.0418 | 1652.0894 | 1643.4603 | 8.6291 | 1643.5046 | 8.5402 | 0.044377 | 0 | 0 | 0 | 0 | 0 | 0
6583 | 275 | 10 | 2 | 1011.9048 | 607.1429 | 0 | 142.8571 | 35.9572 | 1797.862 | 1788.1793 | 9.6827 | 1732 | 65.5198 | 0.34046 | 0 | 0 | 0 | 0 | 0 | 0
6584 | 275 | 10 | 2 | 1011.9048 | 607.1429 | 0 | 142.8571 | 35.9572 | 1797.862 | 1788.1793 | 9.6827 | 1732 | 65.5198 | 0.34046 | 0 | 0 | 0 | 0 | 0 | 0
6585 | 275 | 10 | 2 | 1011.9048 | 242.8571 | 0 | 142.8571 | 28.5228 | 1426.1419 | 1418.6929 | 7.449 | 1418.7312 | 7.3722 | 0.038308 | 0 | 0 | 0 | 0 | 0 | 0
6586 | 275 | 10 | 2 | 1011.9048 | 0 | 0 | 142.8571 | 23.5666 | 1178.3285 | 1172.1739 | 6.1546 | 1172.2055 | 6.0911 | 0.031651 | 0 | 0 | 0 | 0 | 0 | 0
6587 | 275 | 10 | 2 | 1011.9048 | 0 | 0 | 142.8571 | 23.5666 | 1178.3285 | 1172.1739 | 6.1546 | 1172.2055 | 6.0911 | 0.031651 | 0 | 0 | 0 | 0 | 0 | 0
6588 | 275 | 10 | 2 | 1011.9048 | 0 | 0 | 142.8571 | 23.5666 | 1178.3285 | 1172.1739 | 6.1546 | 1172.2055 | 6.0911 | 0.031651 | 0 | 0 | 0 | 0 | 0 | 0
6589 | 275 | 10 | 2 | 1011.9048 | 0 | 0 | 142.8571 | 23.5666 | 1178.3285 | 1172.1739 | 6.1546 | 1172.2055 | 6.0911 | 0.031651 | 0 | 0 | 0 | 0 | 0 | 0
6590 | 275 | 10 | 2 | 1011.9048 | 0 | 0 | 142.8571 | 23.5666 | 1178.3285 | 1172.1739 | 6.1546 | 1172.2055 | 6.0911 | 0.031651 | 0 | 0 | 0 | 0 | 0 | 0
6591 | 275 | 10 | 2 | 1011.9048 | 0 | 0 | 142.8571 | 23.5666 | 1178.3285 | 1172.1739 | 6.1546 | 1172.2055 | 6.0911 | 0.031651 | 0 | 0 | 0 | 0 | 0 | 0
6592 | 275 | 10 | 2 | 1011.9048 | 0 | 0 | 142.8571 | 23.5666 | 1178.3285 | 1172.1739 | 6.1546 | 1172.2055 | 6.0911 | 0.031651 | 0 | 0 | 0 | 0 | 0 | 0
6593 | 275 | 10 | 2 | 1011.9048 | 0 | 0 | 0 | 20.6511 | 1032.5559 | 1027.1627 | 5.3932 | 1027.1904 | 5.3376 | 0.027736 | 0 | 0 | 0 | 0 | 0 | 0
6594 | 275 | 10 | 2 | 1011.9048 | 303.5714 | 0 | 0 | 26.8465 | 1342.3226 | 1335.3115 | 7.0112 | 1335.3475 | 6.9389 | 0.036056 | 0 | 0 | 0 | 0 | 0 | 0
6595 | 275 | 10 | 2 | 1011.9048 | 607.1429 | 0 | 0 | 33.0418 | 1652.0894 | 1643.4603 | 8.6291 | 1643.5046 | 8.5402 | 0.044377 | 0 | 0 | 0 | 0 | 0 | 0
6596 | 275 | 10 | 2 | 1011.9048 | 607.1429 | 0 | 0 | 33.0418 | 1652.0894 | 1643.4603 | 8.6291 | 1643.5046 | 8.5402 | 0.044377 | 0 | 0 | 0 | 0 | 0 | 0
6597 | 275 | 10 | 2 | 1011.9048 | 607.1429 | 0 | 0 | 33.0418 | 1652.0894 | 1643.4603 | 8.6291 | 1643.5046 | 8.5402 | 0.044377 | 0 | 0 | 0 | 0 | 0 | 0
6598 | 275 | 10 | 2 | 1011.9048 | 303.5714 | 0 | 0 | 26.8465 | 1342.3226 | 1335.3115 | 7.0112 | 1335.3475 | 6.9389 | 0.036056 | 0 | 0 | 0 | 0 | 0 | 0
6599 | 275 | 10 | 3 | 1011.9048 | 0 | 0 | 0 | 20.6511 | 1032.5559 | 1027.1627 | 5.3932 | 1027.1904 | 5.3376 | 0.027736 | 0 | 0 | 0 | 0 | 0 | 0
6600 | 276 | 10 | 3 | 1011.9048 | 0 | 0 | 0 | 20.6511 | 1032.5559 | 1027.1627 | 5.3932 | 1027.1904 | 5.3376 | 0.027736 | 0 | 0 | 0 | 0 | 0 | 0
6601 | 276 | 10 | 3 | 1011.9048 | 0 | 0 | 0 | 20.6511 | 1032.5559 | 1027.1627 | 5.3932 | 1027.1904 | 5.3376 | 0.027736 | 0 | 0 | 0 | 0 | 0 | 0
6602 | 276 | 10 | 3 | 1011.9048 | 0 | 0 | 0 | 20.6511 | 1032.5559 | 1027.1627 | 5.3932 | 1027.1904 | 5.3376 | 0.027736 | 0 | 0 | 0 | 0 | 0 | 0
6603 | 276 | 10 | 3 | 1011.9048 | 0 | 0 | 0 | 20.6511 | 1032.5559 | 1027.1627 | 5.3932 | 1027.1904 | 5.3376 | 0.027736 | 0 | 0 | 0 | 0 | 0 | 0
6604 | 276 | 10 | 3 | 1011.9048 | 0 | 0 | 0 | 20.6511 | 1032.5559 | 1027.1627 | 5.3932 | 1027.1904 | 5.3376 | 0.027736 | 0 | 0 | 0 | 0 | 0 | 0
6605 | 276 | 10 | 3 | 1011.9048 | 364.2857 | 0 | 0 | 28.0855 | 1404.276 | 1396.9412 | 7.3348 | 1396.9789 | 7.2591 | 0.037721 | 0 | 0 | 0 | 0 | 0 | 0
6606 | 276 | 10 | 3 | 1011.9048 | 607.1429 | 0 | 0 | 33.0418 | 1652.0894 | 1643.4603 | 8.6291 | 1643.5046 | 8.5402 | 0.044377 | 0 | 0 | 0 | 0 | 0 | 0
6607 | 276 | 10 | 3 | 1011.9048 | 607.1429 | 0 | 142.8571 | 35.9572 | 1797.862 | 1788.1793 | 9.6827 | 1732 | 65.5198 | 0.34046 | 0 | 0 | 0 | 0 | 0 | 0
6608 | 276 | 10 | 3 | 1011.9048 | 607.1429 | 0 | 142.8571 | 35.9572 | 1797.862 | 1788.1793 | 9.6827 | 1732 | 65.5198 | 0.34046 | 0 | 0 | 0 | 0 | 0 | 0
6609 | 276 | 10 | 3 | 1011.9048 | 242.8571 | 0 | 142.8571 | 28.5228 | 1426.1419 | 1418.6929 | 7.449 | 1418.7312 | 7.3722 | 0.038308 | 0 | 0 | 0 | 0 | 0 | 0
6610 | 276 | 10 | 3 | 1011.9048 | 0 | 0 | 142.8571 | 23.5666 | 1178.3285 | 1172.1739 | 6.1546 | 1172.2055 | 6.0911 | 0.031651 | 0 | 0 | 0 | 0 | 0 | 0
6611 | 276 | 10 | 3 | 1011.9048 | 0 | 0 | 142.8571 | 23.5666 | 1178.3285 | 1172.1739 | 6.1546 | 1172.2055 | 6.0911 | 0.031651 | 0 | 0 | 0 | 0 | 0 | 0
6612 | 276 | 10 | 3 | 1011.9048 | 0 | 0 | 142.8571 | 23.5666 | 1178.3285 | 1172.1739 | 6.1546 | 1172.2055 | 6.0911 | 0.031651 | 0 | 0 | 0 | 0 | 0 | 0
6613 | 276 | 10 | 3 | 1011.9048 | 0 | 0 | 142.8571 | 23.5666 | 1178.3285 | 1172.1739 | 6.1546 | 1172.2055 | 6.0911 | 0.031651 | 0 | 0 | 0 | 0 | 0 | 0
6614 | 276 | 10 | 3 | 1011.9048 | 0 | 0 | 142.8571 | 23.5666 | 1178.3285 | 1172.1739 | 6.1546 | 1172.2055 | 6.0911 | 0.031651 | 0 | 0 | 0 | 0 | 0 | 0
6615 | 276 | 10 | 3 | 1011.9048 | 0 | 0 | 142.8571 | 23.5666 | 1178.3285 | 1172.1739 | 6.1546 | 1172.2055 | 6.0911 | 0.031651 | 0 | 0 | 0 | 0 | 0 | 0
6616 | 276 | 10 | 3 | 1011.9048 | 0 | 0 | 142.8571 | 23.5666 | 1178.3285 | 1172.1739 | 6.1546 | 1172.2055 | 6.0911 | 0.031651 | 0 | 0 | 0 | 0 | 0 | 0
6617 | 276 | 10 | 3 | 1011.9048 | 0 | 0 | 0 | 20.6511 | 1032.5559 | 1027.1627 | 5.3932 | 1027.1904 | 5.3376 | 0.027736 | 0 | 0 | 0 | 0 | 0 | 0
6618 | 276 | 10 | 3 | 1011.9048 | 303.5714 | 0 | 0 | 26.8465 | 1342.3226 | 1335.3115 | 7.0112 | 1335.3475 | 6.9389 | 0.036056 | 0 | 0 | 0 | 0 | 0 | 0
6619 | 276 | 10 | 3 | 1011.9048 | 607.1429 | 0 | 0 | 33.0418 | 1652.0894 | 1643.4603 | 8.6291 | 1643.5046 | 8.5402 | 0.044377 | 0 | 0 | 0 | 0 | 0 | 0
6620 | 276 | 10 | 3 | 1011.9048 | 607.1429 | 0 | 0 | 33.0418 | 1652.0894 | 1643.4603 | 8.6291 | 1643.5046 | 8.5402 | 0.044377 | 0 | 0 | 0 | 0 | 0 | 0
6621 | 276 | 10 | 3 | 1011.9048 | 607.1429 | 0 | 0 | 33.0418 | 1652.0894 | 1643.4603 | 8.6291 | 1643.5046 | 8.5402 | 0.044377 | 0 | 0 | 0 | 0 | 0 | 0
6622 | 276 | 10 | 3 | 1011.9048 | 303.5714 | 0 | 0 | 26.8465 | 1342.3226 | 1335.3115 | 7.0112 | 1335.3475 | 6.9389 | 0.036056 | 0 | 0 | 0 | 0 | 0 | 0
6623 | 276 | 10 | 4 | 1011.9048 | 0 | 0 | 0 | 20.6511 | 1032.5559 | 1027.1627 | 5.3932 | 1027.1904 | 5.3376 | 0.027736 | 0 | 0 | 0 | 0 | 0 | 0
6624 | 277 | 10 | 4 | 1011.9048 | 0 | 0 | 0 | 20.6511 | 1032.5559 | 1027.1627 | 5.3932 | 1027.1904 | 5.3376 | 0.027736 | 0 | 0 | 0 | 0 | 0 | 0
6625 | 277 | 10 | 4 | 1011.9048 | 0 | 0 | 0 | 20.6511 | 1032.5559 | 1027.1627 | 5.3932 | 1027.1904 | 5.3376 | 0.027736 | 0 | 0 | 0 | 0 | 0 | 0
6626 | 277 | 10 | 4 | 1011.9048 | 0 | 0 | 0 | 20.6511 | 1032.5559 | 1027.1627 | 5.3932 | 1027.1904 | 5.3376 | 0.027736 | 0 | 0 | 0 | 0 | 0 | 0
6627 | 277 | 10 | 4 | 1011.9048 | 0 | 0 | 0 | 20.6511 | 1032.5559 | 1027.1627 | 5.3932 | 1027.1904 | 5.3376 | 0.027736 | 0 | 0 | 0 | 0 | 0 | 0
6628 | 277 | 10 | 4 | 1011.9048 | 0 | 0 | 0 | 20.6511 | 1032.5559 | 1027.1627 | 5.3932 | 1027.1904 | 5.3376 | 0.027736 | 0 | 0 | 0 | 0 | 0 | 0
6629 | 277 | 10 | 4 | 1011.9048 | 364.2857 | 0 | 0 | 28.0855 | 1404.276 | 1396.9412 | 7.3348 | 1396.9789 | 7.2591 | 0.037721 | 0 | 0 | 0 | 0 | 0 | 0
6630 | 277 | 10 | 4 | 1011.9048 | 607.1429 | 0 | 0 | 33.0418 | 1652.0894 | 1643.4603 | 8.6291 | 1643.5046 | 8.5402 | 0.044377 | 0 | 0 | 0 | 0 | 0 | 0
6631 | 277 | 10 | 4 | 1011.9048 | 607.1429 | 0 | 142.8571 | 35.9572 | 1797.862 | 1788.1793 | 9.6827 | 1732 | 65.5198 | 0.34046 | 0 | 0 | 0 | 0 | 0 | 0
6632 | 277 | 10 | 4 | 1011.9048 | 607.1429 | 0 | 142.8571 | 35.9572 | 1797.862 | 1788.1793 | 9.6827 | 1732 | 65.5198 | 0.34046 | 0 | 0 | 0 | 0 | 0 | 0
6633 | 277 | 10 | 4 | 1011.9048 | 242.8571 | 0 | 142.8571 | 28.5228 | 1426.1419 | 1418.6929 | 7.449 | 1418.7312 | 7.3722 | 0.038308 | 0 | 0 | 0 | 0 | 0 | 0
6634 | 277 | 10 | 4 | 1011.9048 | 0 | 0 | 142.8571 | 23.5666 | 1178.3285 | 1172.1739 | 6.1546 | 1172.2055 | 6.0911 | 0.031651 | 0 | 0 | 0 | 0 | 0 | 0
6635 | 277 | 10 | 4 | 1011.9048 | 0 | 0 | 142.8571 | 23.5666 | 1178.3285 | 1172.1739 | 6.1546 | 1172.2055 | 6.0911 | 0.031651 | 0 | 0 | 0 | 0 | 0 | 0
6636 | 277 | 10 | 4 | 1011.9048 | 0 | 0 | 142.8571 | 23.5666 | 1178.3285 | 1172.1739 | 6.1546 | 1172.2055 | 6.0911 | 0.031651 | 0 | 0 | 0 | 0 | 0 | 0
6637 | 277 | 10 | 4 | 1011.9048 | 0 | 0 | 142.8571 | 23.5666 | 1178.3285 | 1172.1739 | 6.1546 | 1172.2055 | 6.0911 | 0.031651 | 0 | 0 | 0 | 0 | 0 | 0
6638 | 277 | 10 | 4 | 1011.9048 | 0 | 0 | 142.8571 | 23.5666 | 1178.3285 | 1172.1739 | 6.1546 | 1172.2055 | 6.0911 | 0.031651 | 0 | 0 | 0 | 0 | 0 | 0
6639 | 277 | 10 | 4 | 1011.9048 | 0 | 0 | 142.8571 | 23.5666 | 1178.3285 | 1172.1739 | 6.1546 | 1172.2055 | 6.0911 | 0.031651 | 0 | 0 | 0 | 0 | 0 | 0
6640 | 277 | 10 | 4 | 1011.9048 | 0 | 0 | 142.8571 | 23.5666 | 1178.3285 | 1172.1739 | 6.1546 | 1172.2055 | 6.0911 | 0.031651 | 0 | 0 | 0 | 0 | 0 | 0
6641 | 277 | 10 | 4 | 1011.9048 | 0 | 0 | 0 | 20.6511 | 1032.5559 | 1027.1627 | 5.3932 | 1027.1904 | 5.3376 | 0.027736 | 0 | 0 | 0 | 0 | 0 | 0
6642 | 277 | 10 | 4 | 1011.9048 | 303.5714 | 0 | 0 | 26.8465 | 1342.3226 | 1335.3115 | 7.0112 | 1335.3475 | 6.9389 | 0.036056 | 0 | 0 | 0 | 0 | 0 | 0
6643 | 277 | 10 | 4 | 1011.9048 | 607.1429 | 0 | 0 | 33.0418 | 1652.0894 | 1643.4603 | 8.6291 | 1643.5046 | 8.5402 | 0.044377 | 0 | 0 | 0 | 0 | 0 | 0
6644 | 277 | 10 | 4 | 1011.9048 | 607.1429 | 0 | 0 | 33.0418 | 1652.0894 | 1643.4603 | 8.6291 | 1643.5046 | 8.5402 | 0.044377 | 0 | 0 | 0 | 0 | 0 | 0
6645 | 277 | 10 | 4 | 1011.9048 | 607.1429 | 0 | 0 | 33.0418 | 1652.0894 | 1643.4603 | 8.6291 | 1643.5046 | 8.5402 | 0.044377 | 0 | 0 | 0 | 0 | 0 | 0
6646 | 277 | 10 | 4 | 1011.9048 | 303.5714 | 0 | 0 | 26.8465 | 1342.3226 | 1335.3115 | 7.0112 | 1335.3475 | 6.9389 | 0.036056 | 0 | 0 | 0 | 0 | 0 | 0
6647 | 277 | 10 | 5 | 1011.9048 | 0 | 0 | 0 | 20.6511 | 1032.5559 | 1027.1627 | 5.3932 | 1027.1904 | 5.3376 | 0.027736 | 0 | 0 | 0 | 0 | 0 | 0
6648 | 278 | 10 | 5 | 1011.9048 | 0 | 0 | 0 | 20.6511 | 1032.5559 | 1027.1627 | 5.3932 | 1027.1904 | 5.3376 | 0.027736 | 0 | 0 | 0 | 0 | 0 | 0
6649 | 278 | 10 | 5 | 1011.9048 | 0 | 0 | 0 | 20.6511 | 1032.5559 | 1027.1627 | 5.3932 | 1027.1904 | 5.3376 | 0.027736 | 0 | 0 | 0 | 0 | 0 | 0
6650 | 278 | 10 | 5 | 1011.9048 | 0 | 0 | 0 | 20.6511 | 1032.5559 | 1027.1627 | 5.3932 | 1027.1904 | 5.3376 | 0.027736 | 0 | 0 | 0 | 0 | 0 | 0
6651 | 278 | 10 | 5 | 1011.9048 | 0 | 0 | 0 | 20.6511 | 1032.5559 | 1027.1627 | 5.3932 | 1027.1904 | 5.3376 | 0.027736 | 0 | 0 | 0 | 0 | 0 | 0
6652 | 278 | 10 | 5 | 1011.9048 | 0 | 0 | 0 | 20.6511 | 1032.5559 | 1027.1627 | 5.3932 | 1027.1904 | 5.3376 | 0.027736 | 0 | 0 | 0 | 0 | 0 | 0
6653 | 278 | 10 | 5 | 1011.9048 | 364.2857 | 0 | 0 | 28.0855 | 1404.276 | 1396.9412 | 7.3348 | 1396.9789 | 7.2591 | 0.037721 | 0 | 0 | 0 | 0 | 0 | 0
6654 | 278 | 10 | 5 | 1011.9048 | 607.1429 | 0 | 0 | 33.0418 | 1652.0894 | 1643.4603 | 8.6291 | 1643.5046 | 8.5402 | 0.044377 | 0 | 0 | 0 | 0 | 0 | 0
6655 | 278 | 10 | 5 | 1011.9048 | 607.1429 | 0 | 142.8571 | 35.9572 | 1797.862 | 1788.1793 | 9.6827 | 1732 | 65.5198 | 0.34046 | 0 | 0 | 0 | 0 | 0 | 0
6656 | 278 | 10 | 5 | 1011.9048 | 607.1429 | 0 | 142.8571 | 35.9572 | 1797.862 | 1788.1793 | 9.6827 | 1732 | 65.5198 | 0.34046 | 0 | 0 | 0 | 0 | 0 | 0
6657 | 278 | 10 | 5 | 1011.9048 | 242.8571 | 0 | 142.8571 | 28.5228 | 1426.1419 | 1418.6929 | 7.449 | 1418.7312 | 7.3722 | 0.038308 | 0 | 0 | 0 | 0 | 0 | 0
6658 | 278 | 10 | 5 | 1011.9048 | 0 | 0 | 142.8571 | 23.5666 | 1178.3285 | 1172.1739 | 6.1546 | 1172.2055 | 6.0911 | 0.031651 | 0 | 0 | 0 | 0 | 0 | 0
6659 | 278 | 10 | 5 | 1011.9048 | 0 | 0 | 142.8571 | 23.5666 | 1178.3285 | 1172.1739 | 6.1546 | 1172.2055 | 6.0911 | 0.031651 | 0 | 0 | 0 | 0 | 0 | 0
6660 | 278 | 10 | 5 | 1011.9048 | 0 | 0 | 142.8571 | 23.5666 | 1178.3285 | 1172.1739 | 6.1546 | 1172.2055 | 6.0911 | 0.031651 | 0 | 0 | 0 | 0 | 0 | 0
6661 | 278 | 10 | 5 | 1011.9048 | 0 | 0 | 142.8571 | 23.5666 | 1178.3285 | 1172.1739 | 6.1546 | 1172.2055 | 6.0911 | 0.031651 | 0 | 0 | 0 | 0 | 0 | 0
6662 | 278 | 10 | 5 | 1011.9048 | 0 | 0 | 142.8571 | 23.5666 | 1178.3285 | 1172.1739 | 6.1546 | 1172.2055 | 6.0911 | 0.031651 | 0 | 0 | 0 | 0 | 0 | 0
6663 | 278 | 10 | 5 | 1011.9048 | 0 | 0 | 142.8571 | 23.5666 | 1178.3285 | 1172.1739 | 6.1546 | 1172.2055 | 6.0911 | 0.031651 | 0 | 0 | 0 | 0 | 0 | 0
6664 | 278 | 10 | 5 | 1011.9048 | 0 | 0 | 142.8571 | 23.5666 | 1178.3285 | 1172.1739 | 6.1546 | 1172.2055 | 6.0911 | 0.031651 | 0 | 0 | 0 | 0 | 0 | 0
6665 | 278 | 10 | 5 | 1011.9048 | 0 | 0 | 0 | 20.6511 | 1032.5559 | 1027.1627 | 5.3932 | 1027.1904 | 5.3376 | 0.027736 | 0 | 0 | 0 | 0 | 0 | 0
6666 | 278 | 10 | 5 | 1011.9048 | 303.5714 | 0 | 0 | 26.8465 | 1342.3226 | 1335.3115 | 7.0112 | 1335.3475 | 6.9389 | 0.036056 | 0 | 0 | 0 | 0 | 0 | 0
6667 | 278 | 10 | 5 | 1011.9048 | 607.1429 | 0 | 0 | 33.0418 | 1652.0894 | 1643.4603 | 8.6291 | 1643.5046 | 8.5402 | 0.044377 | 0 | 0 | 0 | 0 | 0 | 0
6668 | 278 | 10 | 5 | 1011.9048 | 607.1429 | 0 | 0 | 33.0418 | 1652.0894 | 1643.4603 | 8.6291 | 1643.5046 | 8.5402 | 0.044377 | 0 | 0 | 0 | 0 | 0 | 0
6669 | 278 | 10 | 5 | 1011.9048 | 607.1429 | 0 | 0 | 33.0418 | 1652.0894 | 1643.4603 | 8.6291 | 1643.5046 | 8.5402 | 0.044377 | 0 | 0 | 0 | 0 | 0 | 0
6670 | 278 | 10 | 5 | 1011.9048 | 303.5714 | 0 | 0 | 26.8465 | 1342.3226 | 1335.3115 | 7.0112 | 1335.3475 | 6.9389 | 0.036056 | 0 | 0 | 0 | 0 | 0 | 0
6671 | 278 | 10 | 6 | 1011.9048 | 0 | 0 | 0 | 20.6511 | 1032.5559 | 1027.1627 | 5.3932 | 1027.1904 | 5.3376 | 0.027736 | 0 | 0 | 0 | 0 | 0 | 0
6672 | 279 | 10 | 6 | 1011.9048 | 0 | 0 | 0 | 20.6511 | 1032.5559 | 1027.1627 | 5.3932 | 1027.1904 | 5.3376 | 0.027736 | 0 | 0 | 0 | 0 | 0 | 0
6673 | 279 | 10 | 6 | 1011.9048 | 0 | 0 | 0 | 20.6511 | 1032.5559 | 1027.1627 | 5.3932 | 1027.1904 | 5.3376 | 0.027736 | 0 | 0 | 0 | 0 | 0 | 0
6674 | 279 | 10 | 6 | 1011.9048 | 0 | 0 | 0 | 20.6511 | 1032.5559 | 1027.1627 | 5.3932 | 1027.1904 | 5.3376 | 0.027736 | 0 | 0 | 0 | 0 | 0 | 0
6675 | 279 | 10 | 6 | 1011.9048 | 0 | 0 | 0 | 20.6511 | 1032.5559 | 1027.1627 | 5.3932 | 1027.1904 | 5.3376 | 0.027736 | 0 | 0 | 0 | 0 | 0 | 0
6676 | 279 | 10 | 6 | 1011.9048 | 0 | 0 | 0 | 20.6511 | 1032.5559 | 1027.1627 | 5.3932 | 1027.1904 | 5.3376 | 0.027736 | 0 | 0 | 0 | 0 | 0 | 0
6677 | 279 | 10 | 6 | 1011.9048 | 364.2857 | 0 | 0 | 28.0855 | 1404.276 | 1396.9412 | 7.3348 | 1396.9789 | 7.2591 | 0.037721 | 0 | 0 | 0 | 0 | 0 | 0
6678 | 279 | 10 | 6 | 1011.9048 | 607.1429 | 0 | 0 | 33.0418 | 1652.0894 | 1643.4603 | 8.6291 | 1643.5046 | 8.5402 | 0.044377 | 0 | 0 | 0 | 0 | 0 | 0
6679 | 279 | 10 | 6 | 1011.9048 | 607.1429 | 0 | 142.8571 | 35.9572 | 1797.862 | 1788.1793 | 9.6827 | 1732 | 65.5198 | 0.34046 | 0 | 0 | 0 | 0 | 0 | 0
6680 | 279 | 10 | 6 | 1011.9048 | 607.1429 | 0 | 142.8571 | 35.9572 | 1797.862 | 1788.1793 | 9.6827 | 1732 | 65.5198 | 0.34046 | 0 | 0 | 0 | 0 | 0 | 0
6681 | 279 | 10 | 6 | 1011.9048 | 242.8571 | 0 | 142.8571 | 28.5228 | 1426.1419 | 1418.6929 | 7.449 | 1418.7312 | 7.3722 | 0.038308 | 0 | 0 | 0 | 0 | 0 | 0
6682 | 279 | 10 | 6 | 1011.9048 | 0 | 0 | 142.8571 | 23.5666 | 1178.3285 | 1172.1739 | 6.1546 | 1172.2055 | 6.0911 | 0.031651 | 0 | 0 | 0 | 0 | 0 | 0
6683 | 279 | 10 | 6 | 1011.9048 | 0 | 0 | 142.8571 | 23.5666 | 1178.3285 | 1172.1739 | 6.1546 | 1172.2055 | 6.0911 | 0.031651 | 0 | 0 | 0 | 0 | 0 | 0
6684 | 279 | 10 | 6 | 1011.9048 | 0 | 0 | 142.8571 | 23.5666 | 1178.3285 | 1172.1739 | 6.1546 | 1172.2055 | 6.0911 | 0.031651 | 0 | 0 | 0 | 0 | 0 | 0
6685 | 279 | 10 | 6 | 1011.9048 | 0 | 0 | 142.8571 | 23.5666 | 1178.3285 | 1172.1739 | 6.1546 | 1172.2055 | 6.0911 | 0.031651 | 0 | 0 | 0 | 0 | 0 | 0
6686 | 279 | 10 | 6 | 1011.9048 | 0 | 0 | 142.8571 | 23.5666 | 1178.3285 | 1172.1739 | 6.1546 | 1172.2055 | 6.0911 | 0.031651 | 0 | 0 | 0 | 0 | 0 | 0
6687 | 279 | 10 | 6 | 1011.9048 | 0 | 0 | 142.8571 | 23.5666 | 1178.3285 | 1172.1739 | 6.1546 | 1172.2055 | 6.0911 | 0.031651 | 0 | 0 | 0 | 0 | 0 | 0
6688 | 279 | 10 | 6 | 1011.9048 | 0 | 0 | 142.8571 | 23.5666 | 1178.3285 | 1172.1739 | 6.1546 | 1172.2055 | 6.0911 | 0.031651 | 0 | 0 | 0 | 0 | 0 | 0
6689 | 279 | 10 | 6 | 1011.9048 | 0 | 0 | 0 | 20.6511 | 1032.5559 | 1027.1627 | 5.3932 | 1027.1904 | 5.3376 | 0.027736 | 0 | 0 | 0 | 0 | 0 | 0
6690 | 279 | 10 | 6 | 1011.9048 | 303.5714 | 0 | 0 | 26.8465 | 1342.3226 | 1335.3115 | 7.0112 | 1335.3475 | 6.9389 | 0.036056 | 0 | 0 | 0 | 0 | 0 | 0
6691 | 279 | 10 | 6 | 1011.9048 | 607.1429 | 0 | 0 | 33.0418 | 1652.0894 | 1643.4603 | 8.6291 | 1643.5046 | 8.5402 | 0.044377 | 0 | 0 | 0 | 0 | 0 | 0
6692 | 279 | 10 | 6 | 1011.9048 | 607.1429 | 0 | 0 | 33.0418 | 1652.0894 | 1643.4603 | 8.6291 | 1643.5046 | 8.5402 | 0.044377 | 0 | 0 | 0 | 0 | 0 | 0
6693 | 279 | 10 | 6 | 1011.9048 | 607.1429 | 0 | 0 | 33.0418 | 1652.0894 | 1643.4603 | 8.6291 | 1643.5046 | 8.5402 | 0.044377 | 0 | 0 | 0 | 0 | 0 | 0
6694 | 279 | 10 | 6 | 1011.9048 | 303.5714 | 0 | 0 | 26.8465 | 1342.3226 | 1335.3115 | 7.0112 | 1335.3475 | 6.9389 | 0.036056 | 0 | 0 | 0 | 0 | 0 | 0
6695 | 279 | 10 | 7 | 1011.9048 | 0 | 0 | 0 | 20.6511 | 1032.5559 | 1027.1627 | 5.3932 | 1027.1904 | 5.3376 | 0.027736 | 0 | 0 | 0 | 0 | 0 | 0
6696 | 280 | 10 | 7 | 1011.9048 | 0 | 0 | 0 | 20.6511 | 1032.5559 | 1027.1627 | 5.3932 | 1027.1904 | 5.3376 | 0.027736 | 0 | 0 | 0 | 0 | 0 | 0
6697 | 280 | 10 | 7 | 1011.9048 | 0 | 0 | 0 | 20.6511 | 1032.5559 | 1027.1627 | 5.3932 | 1027.1904 | 5.3376 | 0.027736 | 0 | 0 | 0 | 0 | 0 | 0
6698 | 280 | 10 | 7 | 1011.9048 | 0 | 0 | 0 | 20.6511 | 1032.5559 | 1027.1627 | 5.3932 | 1027.1904 | 5.3376 | 0.027736 | 0 | 0 | 0 | 0 | 0 | 0
6699 | 280 | 10 | 7 | 1011.9048 | 0 | 0 | 0 | 20.6511 | 1032.5559 | 1027.1627 | 5.3932 | 1027.1904 | 5.3376 | 0.027736 | 0 | 0 | 0 | 0 | 0 | 0
6700 | 280 | 10 | 7 | 1011.9048 | 0 | 0 | 0 | 20.6511 | 1032.5559 | 1027.1627 | 5.3932 | 1027.1904 | 5.3376 | 0.027736 | 0 | 0 | 0 | 0 | 0 | 0
6701 | 280 | 10 | 7 | 1011.9048 | 364.2857 | 0 | 0 | 28.0855 | 1404.276 | 1396.9412 | 7.3348 | 1396.9789 | 7.2591 | 0.037721 | 0 | 0 | 0 | 0 | 0 | 0
6702 | 280 | 10 | 7 | 1011.9048 | 607.1429 | 0 | 0 | 33.0418 | 1652.0894 | 1643.4603 | 8.6291 | 1643.5046 | 8.5402 | 0.044377 | 0 | 0 | 0 | 0 | 0 | 0
6703 | 280 | 10 | 7 | 1011.9048 | 607.1429 | 0 | 142.8571 | 35.9572 | 1797.862 | 1788.1793 | 9.6827 | 1732 | 65.5198 | 0.34046 | 0 | 0 | 0 | 0 | 0 | 0
6704 | 280 | 10 | 7 | 1011.9048 | 607.1429 | 0 | 142.8571 | 35.9572 | 1797.862 | 1788.1793 | 9.6827 | 1732 | 65.5198 | 0.34046 | 0 | 0 | 0 | 0 | 0 | 0
6705 | 280 | 10 | 7 | 1011.9048 | 242.8571 | 0 | 142.8571 | 28.5228 | 1426.1419 | 1418.6929 | 7.449 | 1418.7312 | 7.3722 | 0.038308 | 0 | 0 | 0 | 0 | 0 | 0
6706 | 280 | 10 | 7 | 1011.9048 | 0 | 0 | 142.8571 | 23.5666 | 1178.3285 | 1172.1739 | 6.1546 | 1172.2055 | 6.0911 | 0.031651 | 0 | 0 | 0 | 0 | 0 | 0
6707 | 280 | 10 | 7 | 1011.9048 | 0 | 0 | 142.8571 | 23.5666 | 1178.3285 | 1172.1739 | 6.1546 | 1172.2055 | 6.0911 | 0.031651 | 0 | 0 | 0 | 0 | 0 | 0
6708 | 280 | 10 | 7 | 1011.9048 | 0 | 0 | 142.8571 | 23.5666 | 1178.3285 | 1172.1739 | 6.1546 | 1172.2055 | 6.0911 | 0.031651 | 0 | 0 | 0 | 0 | 0 | 0
6709 | 280 | 10 | 7 | 1011.9048 | 0 | 0 | 142.8571 | 23.5666 | 1178.3285 | 1172.1739 | 6.1546 | 1172.2055 | 6.0911 | 0.031651 | 0 | 0 | 0 | 0 | 0 | 0
6710 | 280 | 10 | 7 | 1011.9048 | 0 | 0 | 142.8571 | 23.5666 | 1178.3285 | 1172.1739 | 6.1546 | 1172.2055 | 6.0911 | 0.031651 | 0 | 0 | 0 | 0 | 0 | 0
6711 | 280 | 10 | 7 | 1011.9048 | 0 | 0 | 142.8571 | 23.5666 | 1178.3285 | 1172.1739 | 6.1546 | 1172.2055 | 6.0911 | 0.031651 | 0 | 0 | 0 | 0 | 0 | 0
6712 | 280 | 10 | 7 | 1011.9048 | 0 | 0 | 142.8571 | 23.5666 | 1178.3285 | 1172.1739 | 6.1546 | 1172.2055 | 6.0911 | 0.031651 | 0 | 0 | 0 | 0 | 0 | 0
6713 | 280 | 10 | 7 | 1011.9048 | 0 | 0 | 0 | 20.6511 | 1032.5559 | 1027.1627 | 5.3932 | 1027.1904 | 5.3376 | 0.027736 | 0 | 0 | 0 | 0 | 0 | 0
6714 | 280 | 10 | 7 | 1011.9048 | 303.5714 | 0 | 0 | 26.8465 | 1342.3226 | 1335.3115 | 7.0112 | 1335.3475 | 6.9389 | 0.036056 | 0 | 0 | 0 | 0 | 0 | 0
6715 | 280 | 10 | 7 | 1011.9048 | 607.1429 | 0 | 0 | 33.0418 | 1652.0894 | 1643.4603 | 8.6291 | 1643.5046 | 8.5402 | 0.044377 | 0 | 0 | 0 | 0 | 0 | 0
6716 | 280 | 10 | 7 | 1011.9048 | 607.1429 | 0 | 0 | 33.0418 | 1652.0894 | 1643.4603 | 8.6291 | 1643.5046 | 8.5402 | 0.044377 | 0 | 0 | 0 | 0 | 0 | 0
6717 | 280 | 10 | 7 | 1011.9048 | 607.1429 | 0 | 0 | 33.0418 | 1652.0894 | 1643.4603 | 8.6291 | 1643.5046 | 8.5402 | 0.044377 | 0 | 0 | 0 | 0 | 0 | 0
6718 | 280 | 10 | 7 | 1011.9048 | 303.5714 | 0 | 0 | 26.8465 | 1342.3226 | 1335.3115 | 7.0112 | 1335.3475 | 6.9389 | 0.036056 | 0 | 0 | 0 | 0 | 0 | 0
6719 | 280 | 10 | 8 | 1011.9048 | 0 | 0 | 0 | 20.6511 | 1032.5559 | 1027.1627 | 5.3932 | 1027.1904 | 5.3376 | 0.027736 | 0 | 0 | 0 | 0 | 0 | 0
6720 | 281 | 10 | 8 | 1011.9048 | 0 | 0 | 0 | 20.6511 | 1032.5559 | 1027.1627 | 5.3932 | 1027.1904 | 5.3376 | 0.027736 | 0 | 0 | 0 | 0 | 0 | 0
6721 | 281 | 10 | 8 | 1011.9048 | 0 | 0 | 0 | 20.6511 | 1032.5559 | 1027.1627 | 5.3932 | 1027.1904 | 5.3376 | 0.027736 | 0 | 0 | 0 | 0 | 0 | 0
6722 | 281 | 10 | 8 | 1011.9048 | 0 | 0 | 0 | 20.6511 | 1032.5559 | 1027.1627 | 5.3932 | 1027.1904 | 5.3376 | 0.027736 | 0 | 0 | 0 | 0 | 0 | 0
6723 | 281 | 10 | 8 | 1011.9048 | 0 | 0 | 0 | 20.6511 | 1032.5559 | 1027.1627 | 5.3932 | 1027.1904 | 5.3376 | 0.027736 | 0 | 0 | 0 | 0 | 0 | 0
6724 | 281 | 10 | 8 | 1011.9048 | 0 | 0 | 0 | 20.6511 | 1032.5559 | 1027.1627 | 5.3932 | 1027.1904 | 5.3376 | 0.027736 | 0 | 0 | 0 | 0 | 0 | 0
6725 | 281 | 10 | 8 | 1011.9048 | 364.2857 | 0 | 0 | 28.0855 | 1404.276 | 1396.9412 | 7.3348 | 1396.9789 | 7.2591 | 0.037721 | 0 | 0 | 0 | 0 | 0 | 0
6726 | 281 | 10 | 8 | 1011.9048 | 607.1429 | 0 | 0 | 33.0418 | 1652.0894 | 1643.4603 | 8.6291 | 1643.5046 | 8.5402 | 0.044377 | 0 | 0 | 0 | 0 | 0 | 0
6727 | 281 | 10 | 8 | 1011.9048 | 607.1429 | 0 | 142.8571 | 35.9572 | 1797.862 | 1788.1793 | 9.6827 | 1732 | 65.5198 | 0.34046 | 0 | 0 | 0 | 0 | 0 | 0
6728 | 281 | 10 | 8 | 1011.9048 | 607.1429 | 0 | 142.8571 | 35.9572 | 1797.862 | 1788.1793 | 9.6827 | 1732 | 65.5198 | 0.34046 | 0 | 0 | 0 | 0 | 0 | 0
6729 | 281 | 10 | 8 | 1011.9048 | 242.8571 | 0 | 142.8571 | 28.5228 | 1426.1419 | 1418.6929 | 7.449 | 1418.7312 | 7.3722 | 0.038308 | 0 | 0 | 0 | 0 | 0 | 0
6730 | 281 | 10 | 8 | 1011.9048 | 0 | 0 | 142.8571 | 23.5666 | 1178.3285 | 1172.1739 | 6.1546 | 1172.2055 | 6.0911 | 0.031651 | 0 | 0 | 0 | 0 | 0 | 0
6731 | 281 | 10 | 8 | 1011.9048 | 0 | 0 | 142.8571 | 23.5666 | 1178.3285 | 1172.1739 | 6.1546 | 1172.2055 | 6.0911 | 0.031651 | 0 | 0 | 0 | 0 | 0 | 0
6732 | 281 | 10 | 8 | 1011.9048 | 0 | 0 | 142.8571 | 23.5666 | 1178.3285 | 1172.1739 | 6.1546 | 1172.2055 | 6.0911 | 0.031651 | 0 | 0 | 0 | 0 | 0 | 0
6733 | 281 | 10 | 8 | 1011.9048 | 0 | 0 | 142.8571 | 23.5666 | 1178.3285 | 1172.1739 | 6.1546 | 1172.2055 | 6.0911 | 0.031651 | 0 | 0 | 0 | 0 | 0 | 0
6734 | 281 | 10 | 8 | 1011.9048 | 0 | 0 | 142.8571 | 23.5666 | 1178.3285 | 1172.1739 | 6.1546 | 1172.2055 | 6.0911 | 0.031651 | 0 | 0 | 0 | 0 | 0 | 0
6735 | 281 | 10 | 8 | 1011.9048 | 0 | 0 | 142.8571 | 23.5666 | 1178.3285 | 1172.1739 | 6.1546 | 1172.2055 | 6.0911 | 0.031651 | 0 | 0 | 0 | 0 | 0 | 0
6736 | 281 | 10 | 8 | 1011.9048 | 0 | 0 | 142.8571 | 23.5666 | 1178.3285 | 1172.1739 | 6.1546 | 1172.2055 | 6.0911 | 0.031651 | 0 | 0 | 0 | 0 | 0 | 0
6737 | 281 | 10 | 8 | 1011.9048 | 0 | 0 | 0 | 20.6511 | 1032.5559 | 1027.1627 | 5.3932 | 1027.1904 | 5.3376 | 0.027736 | 0 | 0 | 0 | 0 | 0 | 0
6738 | 281 | 10 | 8 | 1011.9048 | 303.5714 | 0 | 0 | 26.8465 | 1342.3226 | 1335.3115 | 7.0112 | 1335.3475 | 6.9389 | 0.036056 | 0 | 0 | 0 | 0 | 0 | 0
6739 | 281 | 10 | 8 | 1011.9048 | 607.1429 | 0 | 0 | 33.0418 | 1652.0894 | 1643.4603 | 8.6291 | 1643.5046 | 8.5402 | 0.044377 | 0 | 0 | 0 | 0 | 0 | 0
6740 | 281 | 10 | 8 | 1011.9048 | 607.1429 | 0 | 0 | 33.0418 | 1652.0894 | 1643.4603 | 8.6291 | 1643.5046 | 8.5402 | 0.044377 | 0 | 0 | 0 | 0 | 0 | 0
6741 | 281 | 10 | 8 | 1011.9048 | 607.1429 | 0 | 0 | 33.0418 | 1652.0894 | 1643.4603 | 8.6291 | 1643.5046 | 8.5402 | 0.044377 | 0 | 0 | 0 | 0 | 0 | 0
6742 | 281 | 10 | 8 | 1011.9048 | 303.5714 | 0 | 0 | 26.8465 | 1342.3226 | 1335.3115 | 7.0112 | 1335.3475 | 6.9389 | 0.036056 | 0 | 0 | 0 | 0 | 0 | 0
6743 | 281 | 10 | 9 | 1011.9048 | 0 | 0 | 0 | 20.6511 | 1032.5559 | 1027.1627 | 5.3932 | 1027.1904 | 5.3376 | 0.027736 | 0 | 0 | 0 | 0 | 0 | 0
6744 | 282 | 10 | 9 | 1011.9048 | 0 | 0 | 0 | 20.6511 | 1032.5559 | 1027.1627 | 5.3932 | 1027.1904 | 5.3376 | 0.027736 | 0 | 0 | 0 | 0 | 0 | 0
6745 | 282 | 10 | 9 | 1011.9048 | 0 | 0 | 0 | 20.6511 | 1032.5559 | 1027.1627 | 5.3932 | 1027.1904 | 5.3376 | 0.027736 | 0 | 0 | 0 | 0 | 0 | 0
6746 | 282 | 10 | 9 | 1011.9048 | 0 | 0 | 0 | 20.6511 | 1032.5559 | 1027.1627 | 5.3932 | 1027.1904 | 5.3376 | 0.027736 | 0 | 0 | 0 | 0 | 0 | 0
6747 | 282 | 10 | 9 | 1011.9048 | 0 | 0 | 0 | 20.6511 | 1032.5559 | 1027.1627 | 5.3932 | 1027.1904 | 5.3376 | 0.027736 | 0 | 0 | 0 | 0 | 0 | 0
6748 | 282 | 10 | 9 | 1011.9048 | 0 | 0 | 0 | 20.6511 | 1032.5559 | 1027.1627 | 5.3932 | 1027.1904 | 5.3376 | 0.027736 | 0 | 0 | 0 | 0 | 0 | 0
6749 | 282 | 10 | 9 | 1011.9048 | 364.2857 | 0 | 0 | 28.0855 | 1404.276 | 1396.9412 | 7.3348 | 1396.9789 | 7.2591 | 0.037721 | 0 | 0 | 0 | 0 | 0 | 0
6750 | 282 | 10 | 9 | 1011.9048 | 607.1429 | 0 | 0 | 33.0418 | 1652.0894 | 1643.4603 | 8.6291 | 1643.5046 | 8.5402 | 0.044377 | 0 | 0 | 0 | 0 | 0 | 0
6751 | 282 | 10 | 9 | 1011.9048 | 607.1429 | 0 | 142.8571 | 35.9572 | 1797.862 | 1788.1793 | 9.6827 | 1732 | 65.5198 | 0.34046 | 0 | 0 | 0 | 0 | 0 | 0
6752 | 282 | 10 | 9 | 1011.9048 | 607.1429 | 0 | 142.8571 | 35.9572 | 1797.862 | 1788.1793 | 9.6827 | 1732 | 65.5198 | 0.34046 | 0 | 0 | 0 | 0 | 0 | 0
6753 | 282 | 10 | 9 | 1011.9048 | 242.8571 | 0 | 142.8571 | 28.5228 | 1426.1419 | 1418.6929 | 7.449 | 1418.7312 | 7.3722 | 0.038308 | 0 | 0 | 0 | 0 | 0 | 0
6754 | 282 | 10 | 9 | 1011.9048 | 0 | 0 | 142.8571 | 23.5666 | 1178.3285 | 1172.1739 | 6.1546 | 1172.2055 | 6.0911 | 0.031651 | 0 | 0 | 0 | 0 | 0 | 0
6755 | 282 | 10 | 9 | 1011.9048 | 0 | 0 | 142.8571 | 23.5666 | 1178.3285 | 1172.1739 | 6.1546 | 1172.2055 | 6.0911 | 0.031651 | 0 | 0 | 0 | 0 | 0 | 0
6756 | 282 | 10 | 9 | 1011.9048 | 0 | 0 | 142.8571 | 23.5666 | 1178.3285 | 1172.1739 | 6.1546 | 1172.2055 | 6.0911 | 0.031651 | 0 | 0 | 0 | 0 | 0 | 0
6757 | 282 | 10 | 9 | 1011.9048 | 0 | 0 | 142.8571 | 23.5666 | 1178.3285 | 1172.1739 | 6.1546 | 1172.2055 | 6.0911 | 0.031651 | 0 | 0 | 0 | 0 | 0 | 0
6758 | 282 | 10 | 9 | 1011.9048 | 0 | 0 | 142.8571 | 23.5666 | 1178.3285 | 1172.1739 | 6.1546 | 1172.2055 | 6.0911 | 0.031651 | 0 | 0 | 0 | 0 | 0 | 0
6759 | 282 | 10 | 9 | 1011.9048 | 0 | 0 | 142.8571 | 23.5666 | 1178.3285 | 1172.1739 | 6.1546 | 1172.2055 | 6.0911 | 0.031651 | 0 | 0 | 0 | 0 | 0 | 0
6760 | 282 | 10 | 9 | 1011.9048 | 0 | 0 | 142.8571 | 23.5666 | 1178.3285 | 1172.1739 | 6.1546 | 1172.2055 | 6.0911 | 0.031651 | 0 | 0 | 0 | 0 | 0 | 0
6761 | 282 | 10 | 9 | 1011.9048 | 0 | 0 | 0 | 20.6511 | 1032.5559 | 1027.1627 | 5.3932 | 1027.1904 | 5.3376 | 0.027736 | 0 | 0 | 0 | 0 | 0 | 0
6762 | 282 | 10 | 9 | 1011.9048 | 303.5714 | 0 | 0 | 26.8465 | 1342.3226 | 1335.3115 | 7.0112 | 1335.3475 | 6.9389 | 0.036056 | 0 | 0 | 0 | 0 | 0 | 0
6763 | 282 | 10 | 9 | 1011.9048 | 607.1429 | 0 | 0 | 33.0418 | 1652.0894 | 1643.4603 | 8.6291 | 1643.5046 | 8.5402 | 0.044377 | 0 | 0 | 0 | 0 | 0 | 0
6764 | 282 | 10 | 9 | 1011.9048 | 607.1429 | 0 | 0 | 33.0418 | 1652.0894 | 1643.4603 | 8.6291 | 1643.5046 | 8.5402 | 0.044377 | 0 | 0 | 0 | 0 | 0 | 0
6765 | 282 | 10 | 9 | 1011.9048 | 607.1429 | 0 | 0 | 33.0418 | 1652.0894 | 1643.4603 | 8.6291 | 1643.5046 | 8.5402 | 0.044377 | 0 | 0 | 0 | 0 | 0 | 0
6766 | 282 | 10 | 9 | 1011.9048 | 303.5714 | 0 | 0 | 26.8465 | 1342.3226 | 1335.3115 | 7.0112 | 1335.3475 | 6.9389 | 0.036056 | 0 | 0 | 0 | 0 | 0 | 0
6767 | 282 | 10 | 10 | 1011.9048 | 0 | 0 | 0 | 20.6511 | 1032.5559 | 1027.1627 | 5.3932 | 1027.1904 | 5.3376 | 0.027736 | 0 | 0 | 0 | 0 | 0 | 0
6768 | 283 | 10 | 10 | 1011.9048 | 0 | 0 | 0 | 20.6511 | 1032.5559 | 1027.1627 | 5.3932 | 1027.1904 | 5.3376 | 0.027736 | 0 | 0 | 0 | 0 | 0 | 0
6769 | 283 | 10 | 10 | 1011.9048 | 0 | 0 | 0 | 20.6511 | 1032.5559 | 1027.1627 | 5.3932 | 1027.1904 | 5.3376 | 0.027736 | 0 | 0 | 0 | 0 | 0 | 0
6770 | 283 | 10 | 10 | 1011.9048 | 0 | 0 | 0 | 20.6511 | 1032.5559 | 1027.1627 | 5.3932 | 1027.1904 | 5.3376 | 0.027736 | 0 | 0 | 0 | 0 | 0 | 0
6771 | 283 | 10 | 10 | 1011.9048 | 0 | 0 | 0 | 20.6511 | 1032.5559 | 1027.1627 | 5.3932 | 1027.1904 | 5.3376 | 0.027736 | 0 | 0 | 0 | 0 | 0 | 0
6772 | 283 | 10 | 10 | 1011.9048 | 0 | 0 | 0 | 20.6511 | 1032.5559 | 1027.1627 | 5.3932 | 1027.1904 | 5.3376 | 0.027736 | 0 | 0 | 0 | 0 | 0 | 0
6773 | 283 | 10 | 10 | 1011.9048 | 364.2857 | 0 | 0 | 28.0855 | 1404.276 | 1396.9412 | 7.3348 | 1396.9789 | 7.2591 | 0.037721 | 0 | 0 | 0 | 0 | 0 | 0
6774 | 283 | 10 | 10 | 1011.9048 | 607.1429 | 0 | 0 | 33.0418 | 1652.0894 | 1643.4603 | 8.6291 | 1643.5046 | 8.5402 | 0.044377 | 0 | 0 | 0 | 0 | 0 | 0
6775 | 283 | 10 | 10 | 1011.9048 | 607.1429 | 0 | 142.8571 | 35.9572 | 1797.862 | 1788.1793 | 9.6827 | 1732 | 65.5198 | 0.34046 | 0 | 0 | 0 | 0 | 0 | 0
6776 | 283 | 10 | 10 | 1011.9048 | 607.1429 | 0 | 142.8571 | 35.9572 | 1797.862 | 1788.1793 | 9.6827 | 1732 | 65.5198 | 0.34046 | 0 | 0 | 0 | 0 | 0 | 0
6777 | 283 | 10 | 10 | 1011.9048 | 242.8571 | 0 | 142.8571 | 28.5228 | 1426.1419 | 1418.6929 | 7.449 | 1418.7312 | 7.3722 | 0.038308 | 0 | 0 | 0 | 0 | 0 | 0
6778 | 283 | 10 | 10 | 1011.9048 | 0 | 0 | 142.8571 | 23.5666 | 1178.3285 | 1172.1739 | 6.1546 | 1172.2055 | 6.0911 | 0.031651 | 0 | 0 | 0 | 0 | 0 | 0
6779 | 283 | 10 | 10 | 1011.9048 | 0 | 0 | 142.8571 | 23.5666 | 1178.3285 | 1172.1739 | 6.1546 | 1172.2055 | 6.0911 | 0.031651 | 0 | 0 | 0 | 0 | 0 | 0
6780 | 283 | 10 | 10 | 1011.9048 | 0 | 0 | 142.8571 | 23.5666 | 1178.3285 | 1172.1739 | 6.1546 | 1172.2055 | 6.0911 | 0.031651 | 0 | 0 | 0 | 0 | 0 | 0
6781 | 283 | 10 | 10 | 1011.9048 | 0 | 0 | 142.8571 | 23.5666 | 1178.3285 | 1172.1739 | 6.1546 | 1172.2055 | 6.0911 | 0.031651 | 0 | 0 | 0 | 0 | 0 | 0
6782 | 283 | 10 | 10 | 1011.9048 | 0 | 0 | 142.8571 | 23.5666 | 1178.3285 | 1172.1739 | 6.1546 | 1172.2055 | 6.0911 | 0.031651 | 0 | 0 | 0 | 0 | 0 | 0
6783 | 283 | 10 | 10 | 1011.9048 | 0 | 0 | 142.8571 | 23.5666 | 1178.3285 | 1172.1739 | 6.1546 | 1172.2055 | 6.0911 | 0.031651 | 0 | 0 | 0 | 0 | 0 | 0
6784 | 283 | 10 | 10 | 1011.9048 | 0 | 0 | 142.8571 | 23.5666 | 1178.3285 | 1172.1739 | 6.1546 | 1172.2055 | 6.0911 | 0.031651 | 0 | 0 | 0 | 0 | 0 | 0
6785 | 283 | 10 | 10 | 1011.9048 | 0 | 0 | 0 | 20.6511 | 1032.5559 | 1027.1627 | 5.3932 | 1027.1904 | 5.3376 | 0.027736 | 0 | 0 | 0 | 0 | 0 | 0
6786 | 283 | 10 | 10 | 1011.9048 | 303.5714 | 0 | 0 | 26.8465 | 1342.3226 | 1335.3115 | 7.0112 | 1335.3475 | 6.9389 | 0.036056 | 0 | 0 | 0 | 0 | 0 | 0
6787 | 283 | 10 | 10 | 1011.9048 | 607.1429 | 0 | 0 | 33.0418 | 1652.0894 | 1643.4603 | 8.6291 | 1643.5046 | 8.5402 | 0.044377 | 0 | 0 | 0 | 0 | 0 | 0
6788 | 283 | 10 | 10 | 1011.9048 | 607.1429 | 0 | 0 | 33.0418 | 1652.0894 | 1643.4603 | 8.6291 | 1643.5046 | 8.5402 | 0.044377 | 0 | 0 | 0 | 0 | 0 | 0
6789 | 283 | 10 | 10 | 1011.9048 | 607.1429 | 0 | 0 | 33.0418 | 1652.0894 | 1643.4603 | 8.6291 | 1643.5046 | 8.5402 | 0.044377 | 0 | 0 | 0 | 0 | 0 | 0
6790 | 283 | 10 | 10 | 1011.9048 | 303.5714 | 0 | 0 | 26.8465 | 1342.3226 | 1335.3115 | 7.0112 | 1335.3475 | 6.9389 | 0.036056 | 0 | 0 | 0 | 0 | 0 | 0
6791 | 283 | 10 | 11 | 1011.9048 | 0 | 0 | 0 | 20.6511 | 1032.5559 | 1027.1627 | 5.3932 | 1027.1904 | 5.3376 | 0.027736 | 0 | 0 | 0 | 0 | 0 | 0
6792 | 284 | 10 | 11 | 1011.9048 | 0 | 0 | 0 | 20.6511 | 1032.5559 | 1027.1627 | 5.3932 | 1027.1904 | 5.3376 | 0.027736 | 0 | 0 | 0 | 0 | 0 | 0
6793 | 284 | 10 | 11 | 1011.9048 | 0 | 0 | 0 | 20.6511 | 1032.5559 | 1027.1627 | 5.3932 | 1027.1904 | 5.3376 | 0.027736 | 0 | 0 | 0 | 0 | 0 | 0
6794 | 284 | 10 | 11 | 1011.9048 | 0 | 0 | 0 | 20.6511 | 1032.5559 | 1027.1627 | 5.3932 | 1027.1904 | 5.3376 | 0.027736 | 0 | 0 | 0 | 0 | 0 | 0
6795 | 284 | 10 | 11 | 1011.9048 | 0 | 0 | 0 | 20.6511 | 1032.5559 | 1027.1627 | 5.3932 | 1027.1904 | 5.3376 | 0.027736 | 0 | 0 | 0 | 0 | 0 | 0
6796 | 284 | 10 | 11 | 1011.9048 | 0 | 0 | 0 | 20.6511 | 1032.5559 | 1027.1627 | 5.3932 | 1027.1904 | 5.3376 | 0.027736 | 0 | 0 | 0 | 0 | 0 | 0
6797 | 284 | 10 | 11 | 1011.9048 | 364.2857 | 0 | 0 | 28.0855 | 1404.276 | 1396.9412 | 7.3348 | 1396.9789 | 7.2591 | 0.037721 | 0 | 0 | 0 | 0 | 0 | 0
6798 | 284 | 10 | 11 | 1011.9048 | 607.1429 | 0 | 0 | 33.0418 | 1652.0894 | 1643.4603 | 8.6291 | 1643.5046 | 8.5402 | 0.044377 | 0 | 0 | 0 | 0 | 0 | 0
6799 | 284 | 10 | 11 | 1011.9048 | 607.1429 | 0 | 142.8571 | 35.9572 | 1797.862 | 1788.1793 | 9.6827 | 1732 | 65.5198 | 0.34046 | 0 | 0 | 0 | 0 | 0 | 0
6800 | 284 | 10 | 11 | 1011.9048 | 607.1429 | 0 | 142.8571 | 35.9572 | 1797.862 | 1788.1793 | 9.6827 | 1732 | 65.5198 | 0.34046 | 0 | 0 | 0 | 0 | 0 | 0
6801 | 284 | 10 | 11 | 1011.9048 | 242.8571 | 0 | 142.8571 | 28.5228 | 1426.1419 | 1418.6929 | 7.449 | 1418.7312 | 7.3722 | 0.038308 | 0 | 0 | 0 | 0 | 0 | 0
6802 | 284 | 10 | 11 | 1011.9048 | 0 | 0 | 142.8571 | 23.5666 | 1178.3285 | 1172.1739 | 6.1546 | 1172.2055 | 6.0911 | 0.031651 | 0 | 0 | 0 | 0 | 0 | 0
6803 | 284 | 10 | 11 | 1011.9048 | 0 | 0 | 142.8571 | 23.5666 | 1178.3285 | 1172.1739 | 6.1546 | 1172.2055 | 6.0911 | 0.031651 | 0 | 0 | 0 | 0 | 0 | 0
6804 | 284 | 10 | 11 | 1011.9048 | 0 | 0 | 142.8571 | 23.5666 | 1178.3285 | 1172.1739 | 6.1546 | 1172.2055 | 6.0911 | 0.031651 | 0 | 0 | 0 | 0 | 0 | 0
6805 | 284 | 10 | 11 | 1011.9048 | 0 | 0 | 142.8571 | 23.5666 | 1178.3285 | 1172.1739 | 6.1546 | 1172.2055 | 6.0911 | 0.031651 | 0 | 0 | 0 | 0 | 0 | 0
6806 | 284 | 10 | 11 | 1011.9048 | 0 | 0 | 142.8571 | 23.5666 | 1178.3285 | 1172.1739 | 6.1546 | 1172.2055 | 6.0911 | 0.031651 | 0 | 0 | 0 | 0 | 0 | 0
6807 | 284 | 10 | 11 | 1011.9048 | 0 | 0 | 142.8571 | 23.5666 | 1178.3285 | 1172.1739 | 6.1546 | 1172.2055 | 6.0911 | 0.031651 | 0 | 0 | 0 | 0 | 0 | 0
6808 | 284 | 10 | 11 | 1011.9048 | 0 | 0 | 142.8571 | 23.5666 | 1178.3285 | 1172.1739 | 6.1546 | 1172.2055 | 6.0911 | 0.031651 | 0 | 0 | 0 | 0 | 0 | 0
6809 | 284 | 10 | 11 | 1011.9048 | 0 | 0 | 0 | 20.6511 | 1032.5559 | 1027.1627 | 5.3932 | 1027.1904 | 5.3376 | 0.027736 | 0 | 0 | 0 | 0 | 0 | 0
6810 | 284 | 10 | 11 | 1011.9048 | 303.5714 | 0 | 0 | 26.8465 | 1342.3226 | 1335.3115 | 7.0112 | 1335.3475 | 6.9389 | 0.036056 | 0 | 0 | 0 | 0 | 0 | 0
6811 | 284 | 10 | 11 | 1011.9048 | 607.1429 | 0 | 0 | 33.0418 | 1652.0894 | 1643.4603 | 8.6291 | 1643.5046 | 8.5402 | 0.044377 | 0 | 0 | 0 | 0 | 0 | 0
6812 | 284 | 10 | 11 | 1011.9048 | 607.1429 | 0 | 0 | 33.0418 | 1652.0894 | 1643.4603 | 8.6291 | 1643.5046 | 8.5402 | 0.044377 | 0 | 0 | 0 | 0 | 0 | 0
6813 | 284 | 10 | 11 | 1011.9048 | 607.1429 | 0 | 0 | 33.0418 | 1652.0894 | 1643.4603 | 8.6291 | 1643.5046 | 8.5402 | 0.044377 | 0 | 0 | 0 | 0 | 0 | 0
6814 | 284 | 10 | 11 | 1011.9048 | 303.5714 | 0 | 0 | 26.8465 | 1342.3226 | 1335.3115 | 7.0112 | 1335.3475 | 6.9389 | 0.036056 | 0 | 0 | 0 | 0 | 0 | 0
6815 | 284 | 10 | 12 | 1011.9048 | 0 | 0 | 0 | 20.6511 | 1032.5559 | 1027.1627 | 5.3932 | 1027.1904 | 5.3376 | 0.027736 | 0 | 0 | 0 | 0 | 0 | 0
6816 | 285 | 10 | 12 | 1011.9048 | 0 | 0 | 0 | 20.6511 | 1032.5559 | 1027.1627 | 5.3932 | 1027.1904 | 5.3376 | 0.027736 | 0 | 0 | 0 | 0 | 0 | 0
6817 | 285 | 10 | 12 | 1011.9048 | 0 | 0 | 0 | 20.6511 | 1032.5559 | 1027.1627 | 5.3932 | 1027.1904 | 5.3376 | 0.027736 | 0 | 0 | 0 | 0 | 0 | 0
6818 | 285 | 10 | 12 | 1011.9048 | 0 | 0 | 0 | 20.6511 | 1032.5559 | 1027.1627 | 5.3932 | 1027.1904 | 5.3376 | 0.027736 | 0 | 0 | 0 | 0 | 0 | 0
6819 | 285 | 10 | 12 | 1011.9048 | 0 | 0 | 0 | 20.6511 | 1032.5559 | 1027.1627 | 5.3932 | 1027.1904 | 5.3376 | 0.027736 | 0 | 0 | 0 | 0 | 0 | 0
6820 | 285 | 10 | 12 | 1011.9048 | 0 | 0 | 0 | 20.6511 | 1032.5559 | 1027.1627 | 5.3932 | 1027.1904 | 5.3376 | 0.027736 | 0 | 0 | 0 | 0 | 0 | 0
6821 | 285 | 10 | 12 | 1011.9048 | 364.2857 | 0 | 0 | 28.0855 | 1404.276 | 1396.9412 | 7.3348 | 1396.9789 | 7.2591 | 0.037721 | 0 | 0 | 0 | 0 | 0 | 0
6822 | 285 | 10 | 12 | 1011.9048 | 607.1429 | 0 | 0 | 33.0418 | 1652.0894 | 1643.4603 | 8.6291 | 1643.5046 | 8.5402 | 0.044377 | 0 | 0 | 0 | 0 | 0 | 0
6823 | 285 | 10 | 12 | 1011.9048 | 607.1429 | 0 | 142.8571 | 35.9572 | 1797.862 | 1788.1793 | 9.6827 | 1732 | 65.5198 | 0.34046 | 0 | 0 | 0 | 0 | 0 | 0
6824 | 285 | 10 | 12 | 1011.9048 | 607.1429 | 0 | 142.8571 | 35.9572 | 1797.862 | 1788.1793 | 9.6827 | 1732 | 65.5198 | 0.34046 | 0 | 0 | 0 | 0 | 0 | 0
6825 | 285 | 10 | 12 | 1011.9048 | 242.8571 | 0 | 142.8571 | 28.5228 | 1426.1419 | 1418.6929 | 7.449 | 1418.7312 | 7.3722 | 0.038308 | 0 | 0 | 0 | 0 | 0 | 0
6826 | 285 | 10 | 12 | 1011.9048 | 0 | 0 | 142.8571 | 23.5666 | 1178.3285 | 1172.1739 | 6.1546 | 1172.2055 | 6.0911 | 0.031651 | 0 | 0 | 0 | 0 | 0 | 0
6827 | 285 | 10 | 12 | 1011.9048 | 0 | 0 | 142.8571 | 23.5666 | 1178.3285 | 1172.1739 | 6.1546 | 1172.2055 | 6.0911 | 0.031651 | 0 | 0 | 0 | 0 | 0 | 0
6828 | 285 | 10 | 12 | 1011.9048 | 0 | 0 | 142.8571 | 23.5666 | 1178.3285 | 1172.1739 | 6.1546 | 1172.2055 | 6.0911 | 0.031651 | 0 | 0 | 0 | 0 | 0 | 0
6829 | 285 | 10 | 12 | 1011.9048 | 0 | 0 | 142.8571 | 23.5666 | 1178.3285 | 1172.1739 | 6.1546 | 1172.2055 | 6.0911 | 0.031651 | 0 | 0 | 0 | 0 | 0 | 0
6830 | 285 | 10 | 12 | 1011.9048 | 0 | 0 | 142.8571 | 23.5666 | 1178.3285 | 1172.1739 | 6.1546 | 1172.2055 | 6.0911 | 0.031651 | 0 | 0 | 0 | 0 | 0 | 0
6831 | 285 | 10 | 12 | 1011.9048 | 0 | 0 | 142.8571 | 23.5666 | 1178.3285 | 1172.1739 | 6.1546 | 1172.2055 | 6.0911 | 0.031651 | 0 | 0 | 0 | 0 | 0 | 0
6832 | 285 | 10 | 12 | 1011.9048 | 0 | 0 | 142.8571 | 23.5666 | 1178.3285 | 1172.1739 | 6.1546 | 1172.2055 | 6.0911 | 0.031651 | 0 | 0 | 0 | 0 | 0 | 0
6833 | 285 | 10 | 12 | 1011.9048 | 0 | 0 | 0 | 20.6511 | 1032.5559 | 1027.1627 | 5.3932 | 1027.1904 | 5.3376 | 0.027736 | 0 | 0 | 0 | 0 | 0 | 0
6834 | 285 | 10 | 12 | 1011.9048 | 303.5714 | 0 | 0 | 26.8465 | 1342.3226 | 1335.3115 | 7.0112 | 1335.3475 | 6.9389 | 0.036056 | 0 | 0 | 0 | 0 | 0 | 0
6835 | 285 | 10 | 12 | 1011.9048 | 607.1429 | 0 | 0 | 33.0418 | 1652.0894 | 1643.4603 | 8.6291 | 1643.5046 | 8.5402 | 0.044377 | 0 | 0 | 0 | 0 | 0 | 0
6836 | 285 | 10 | 12 | 1011.9048 | 607.1429 | 0 | 0 | 33.0418 | 1652.0894 | 1643.4603 | 8.6291 | 1643.5046 | 8.5402 | 0.044377 | 0 | 0 | 0 | 0 | 0 | 0
6837 | 285 | 10 | 12 | 1011.9048 | 607.1429 | 0 | 0 | 33.0418 | 1652.0894 | 1643.4603 | 8.6291 | 1643.5046 | 8.5402 | 0.044377 | 0 | 0 | 0 | 0 | 0 | 0
6838 | 285 | 10 | 12 | 1011.9048 | 303.5714 | 0 | 0 | 26.8465 | 1342.3226 | 1335.3115 | 7.0112 | 1335.3475 | 6.9389 | 0.036056 | 0 | 0 | 0 | 0 | 0 | 0
6839 | 285 | 10 | 13 | 1011.9048 | 0 | 0 | 0 | 20.6511 | 1032.5559 | 1027.1627 | 5.3932 | 1027.1904 | 5.3376 | 0.027736 | 0 | 0 | 0 | 0 | 0 | 0
6840 | 286 | 10 | 13 | 1011.9048 | 0 | 0 | 0 | 20.6511 | 1032.5559 | 1027.1627 | 5.3932 | 1027.1904 | 5.3376 | 0.027736 | 0 | 0 | 0 | 0 | 0 | 0
6841 | 286 | 10 | 13 | 1011.9048 | 0 | 0 | 0 | 20.6511 | 1032.5559 | 1027.1627 | 5.3932 | 1027.1904 | 5.3376 | 0.027736 | 0 | 0 | 0 | 0 | 0 | 0
6842 | 286 | 10 | 13 | 1011.9048 | 0 | 0 | 0 | 20.6511 | 1032.5559 | 1027.1627 | 5.3932 | 1027.1904 | 5.3376 | 0.027736 | 0 | 0 | 0 | 0 | 0 | 0
6843 | 286 | 10 | 13 | 1011.9048 | 0 | 0 | 0 | 20.6511 | 1032.5559 | 1027.1627 | 5.3932 | 1027.1904 | 5.3376 | 0.027736 | 0 | 0 | 0 | 0 | 0 | 0
6844 | 286 | 10 | 13 | 1011.9048 | 0 | 0 | 0 | 20.6511 | 1032.5559 | 1027.1627 | 5.3932 | 1027.1904 | 5.3376 | 0.027736 | 0 | 0 | 0 | 0 | 0 | 0
6845 | 286 | 10 | 13 | 1011.9048 | 364.2857 | 0 | 0 | 28.0855 | 1404.276 | 1396.9412 | 7.3348 | 1396.9789 | 7.2591 | 0.037721 | 0 | 0 | 0 | 0 | 0 | 0
6846 | 286 | 10 | 13 | 1011.9048 | 607.1429 | 0 | 0 | 33.0418 | 1652.0894 | 1643.4603 | 8.6291 | 1643.5046 | 8.5402 | 0.044377 | 0 | 0 | 0 | 0 | 0 | 0
6847 | 286 | 10 | 13 | 1011.9048 | 607.1429 | 0 | 142.8571 | 35.9572 | 1797.862 | 1788.1793 | 9.6827 | 1732 | 65.5198 | 0.34046 | 0 | 0 | 0 | 0 | 0 | 0
6848 | 286 | 10 | 13 | 1011.9048 | 607.1429 | 0 | 142.8571 | 35.9572 | 1797.862 | 1788.1793 | 9.6827 | 1732 | 65.5198 | 0.34046 | 0 | 0 | 0 | 0 | 0 | 0
6849 | 286 | 10 | 13 | 1011.9048 | 242.8571 | 0 | 142.8571 | 28.5228 | 1426.1419 | 1418.6929 | 7.449 | 1418.7312 | 7.3722 | 0.038308 | 0 | 0 | 0 | 0 | 0 | 0
6850 | 286 | 10 | 13 | 1011.9048 | 0 | 0 | 142.8571 | 23.5666 | 1178.3285 | 1172.1739 | 6.1546 | 1172.2055 | 6.0911 | 0.031651 | 0 | 0 | 0 | 0 | 0 | 0
6851 | 286 | 10 | 13 | 1011.9048 | 0 | 0 | 142.8571 | 23.5666 | 1178.3285 | 1172.1739 | 6.1546 | 1172.2055 | 6.0911 | 0.031651 | 0 | 0 | 0 | 0 | 0 | 0
6852 | 286 | 10 | 13 | 1011.9048 | 0 | 0 | 142.8571 | 23.5666 | 1178.3285 | 1172.1739 | 6.1546 | 1172.2055 | 6.0911 | 0.031651 | 0 | 0 | 0 | 0 | 0 | 0
6853 | 286 | 10 | 13 | 1011.9048 | 0 | 0 | 142.8571 | 23.5666 | 1178.3285 | 1172.1739 | 6.1546 | 1172.2055 | 6.0911 | 0.031651 | 0 | 0 | 0 | 0 | 0 | 0
6854 | 286 | 10 | 13 | 1011.9048 | 0 | 0 | 142.8571 | 23.5666 | 1178.3285 | 1172.1739 | 6.1546 | 1172.2055 | 6.0911 | 0.031651 | 0 | 0 | 0 | 0 | 0 | 0
6855 | 286 | 10 | 13 | 1011.9048 | 0 | 0 | 142.8571 | 23.5666 | 1178.3285 | 1172.1739 | 6.1546 | 1172.2055 | 6.0911 | 0.031651 | 0 | 0 | 0 | 0 | 0 | 0
6856 | 286 | 10 | 13 | 1011.9048 | 0 | 0 | 142.8571 | 23.5666 | 1178.3285 | 1172.1739 | 6.1546 | 1172.2055 | 6.0911 | 0.031651 | 0 | 0 | 0 | 0 | 0 | 0
6857 | 286 | 10 | 13 | 1011.9048 | 0 | 0 | 0 | 20.6511 | 1032.5559 | 1027.1627 | 5.3932 | 1027.1904 | 5.3376 | 0.027736 | 0 | 0 | 0 | 0 | 0 | 0
6858 | 286 | 10 | 13 | 1011.9048 | 303.5714 | 0 | 0 | 26.8465 | 1342.3226 | 1335.3115 | 7.0112 | 1335.3475 | 6.9389 | 0.036056 | 0 | 0 | 0 | 0 | 0 | 0
6859 | 286 | 10 | 13 | 1011.9048 | 607.1429 | 0 | 0 | 33.0418 | 1652.0894 | 1643.4603 | 8.6291 | 1643.5046 | 8.5402 | 0.044377 | 0 | 0 | 0 | 0 | 0 | 0
6860 | 286 | 10 | 13 | 1011.9048 | 607.1429 | 0 | 0 | 33.0418 | 1652.0894 | 1643.4603 | 8.6291 | 1643.5046 | 8.5402 | 0.044377 | 0 | 0 | 0 | 0 | 0 | 0
6861 | 286 | 10 | 13 | 1011.9048 | 607.1429 | 0 | 0 | 33.0418 | 1652.0894 | 1643.4603 | 8.6291 | 1643.5046 | 8.5402 | 0.044377 | 0 | 0 | 0 | 0 | 0 | 0
6862 | 286 | 10 | 13 | 1011.9048 | 303.5714 | 0 | 0 | 26.8465 | 1342.3226 | 1335.3115 | 7.0112 | 1335.3475 | 6.9389 | 0.036056 | 0 | 0 | 0 | 0 | 0 | 0
6863 | 286 | 10 | 14 | 1011.9048 | 0 | 0 | 0 | 20.6511 | 1032.5559 | 1027.1627 | 5.3932 | 1027.1904 | 5.3376 | 0.027736 | 0 | 0 | 0 | 0 | 0 | 0
6864 | 287 | 10 | 14 | 1011.9048 | 0 | 0 | 0 | 20.6511 | 1032.5559 | 1027.1627 | 5.3932 | 1027.1904 | 5.3376 | 0.027736 | 0 | 0 | 0 | 0 | 0 | 0
6865 | 287 | 10 | 14 | 1011.9048 | 0 | 0 | 0 | 20.6511 | 1032.5559 | 1027.1627 | 5.3932 | 1027.1904 | 5.3376 | 0.027736 | 0 | 0 | 0 | 0 | 0 | 0
6866 | 287 | 10 | 14 | 1011.9048 | 0 | 0 | 0 | 20.6511 | 1032.5559 | 1027.1627 | 5.3932 | 1027.1904 | 5.3376 | 0.027736 | 0 | 0 | 0 | 0 | 0 | 0
6867 | 287 | 10 | 14 | 1011.9048 | 0 | 0 | 0 | 20.6511 | 1032.5559 | 1027.1627 | 5.3932 | 1027.1904 | 5.3376 | 0.027736 | 0 | 0 | 0 | 0 | 0 | 0
6868 | 287 | 10 | 14 | 1011.9048 | 0 | 0 | 0 | 20.6511 | 1032.5559 | 1027.1627 | 5.3932 | 1027.1904 | 5.3376 | 0.027736 | 0 | 0 | 0 | 0 | 0 | 0
6869 | 287 | 10 | 14 | 1011.9048 | 364.2857 | 0 | 0 | 28.0855 | 1404.276 | 1396.9412 | 7.3348 | 1396.9789 | 7.2591 | 0.037721 | 0 | 0 | 0 | 0 | 0 | 0
6870 | 287 | 10 | 14 | 1011.9048 | 607.1429 | 0 | 0 | 33.0418 | 1652.0894 | 1643.4603 | 8.6291 | 1643.5046 | 8.5402 | 0.044377 | 0 | 0 | 0 | 0 | 0 | 0
6871 | 287 | 10 | 14 | 1011.9048 | 607.1429 | 0 | 142.8571 | 35.9572 | 1797.862 | 1788.1793 | 9.6827 | 1732 | 65.5198 | 0.34046 | 0 | 0 | 0 | 0 | 0 | 0
6872 | 287 | 10 | 14 | 1011.9048 | 607.1429 | 0 | 142.8571 | 35.9572 | 1797.862 | 1788.1793 | 9.6827 | 1732 | 65.5198 | 0.34046 | 0 | 0 | 0 | 0 | 0 | 0
6873 | 287 | 10 | 14 | 1011.9048 | 242.8571 | 0 | 142.8571 | 28.5228 | 1426.1419 | 1418.6929 | 7.449 | 1418.7312 | 7.3722 | 0.038308 | 0 | 0 | 0 | 0 | 0 | 0
6874 | 287 | 10 | 14 | 1011.9048 | 0 | 0 | 142.8571 | 23.5666 | 1178.3285 | 1172.1739 | 6.1546 | 1172.2055 | 6.0911 | 0.031651 | 0 | 0 | 0 | 0 | 0 | 0
6875 | 287 | 10 | 14 | 1011.9048 | 0 | 0 | 142.8571 | 23.5666 | 1178.3285 | 1172.1739 | 6.1546 | 1172.2055 | 6.0911 | 0.031651 | 0 | 0 | 0 | 0 | 0 | 0
6876 | 287 | 10 | 14 | 1011.9048 | 0 | 0 | 142.8571 | 23.5666 | 1178.3285 | 1172.1739 | 6.1546 | 1172.2055 | 6.0911 | 0.031651 | 0 | 0 | 0 | 0 | 0 | 0
6877 | 287 | 10 | 14 | 1011.9048 | 0 | 0 | 142.8571 | 23.5666 | 1178.3285 | 1172.1739 | 6.1546 | 1172.2055 | 6.0911 | 0.031651 | 0 | 0 | 0 | 0 | 0 | 0
6878 | 287 | 10 | 14 | 1011.9048 | 0 | 0 | 142.8571 | 23.5666 | 1178.3285 | 1172.1739 | 6.1546 | 1172.2055 | 6.0911 | 0.031651 | 0 | 0 | 0 | 0 | 0 | 0
6879 | 287 | 10 | 14 | 1011.9048 | 0 | 0 | 142.8571 | 23.5666 | 1178.3285 | 1172.1739 | 6.1546 | 1172.2055 | 6.0911 | 0.031651 | 0 | 0 | 0 | 0 | 0 | 0
6880 | 287 | 10 | 14 | 1011.9048 | 0 | 0 | 142.8571 | 23.5666 | 1178.3285 | 1172.1739 | 6.1546 | 1172.2055 | 6.0911 | 0.031651 | 0 | 0 | 0 | 0 | 0 | 0
6881 | 287 | 10 | 14 | 1011.9048 | 0 | 0 | 0 | 20.6511 | 1032.5559 | 1027.1627 | 5.3932 | 1027.1904 | 5.3376 | 0.027736 | 0 | 0 | 0 | 0 | 0 | 0
6882 | 287 | 10 | 14 | 1011.9048 | 303.5714 | 0 | 0 | 26.8465 | 1342.3226 | 1335.3115 | 7.0112 | 1335.3475 | 6.9389 | 0.036056 | 0 | 0 | 0 | 0 | 0 | 0
6883 | 287 | 10 | 14 | 1011.9048 | 607.1429 | 0 | 0 | 33.0418 | 1652.0894 | 1643.4603 | 8.6291 | 1643.5046 | 8.5402 | 0.044377 | 0 | 0 | 0 | 0 | 0 | 0
6884 | 287 | 10 | 14 | 1011.9048 | 607.1429 | 0 | 0 | 33.0418 | 1652.0894 | 1643.4603 | 8.6291 | 1643.5046 | 8.5402 | 0.044377 | 0 | 0 | 0 | 0 | 0 | 0
6885 | 287 | 10 | 14 | 1011.9048 | 607.1429 | 0 | 0 | 33.0418 | 1652.0894 | 1643.4603 | 8.6291 | 1643.5046 | 8.5402 | 0.044377 | 0 | 0 | 0 | 0 | 0 | 0
6886 | 287 | 10 | 14 | 1011.9048 | 303.5714 | 0 | 0 | 26.8465 | 1342.3226 | 1335.3115 | 7.0112 | 1335.3475 | 6.9389 | 0.036056 | 0 | 0 | 0 | 0 | 0 | 0
6887 | 287 | 10 | 15 | 1011.9048 | 0 | 0 | 0 | 20.6511 | 1032.5559 | 1027.1627 | 5.3932 | 1027.1904 | 5.3376 | 0.027736 | 0 | 0 | 0 | 0 | 0 | 0
6888 | 288 | 10 | 15 | 1011.9048 | 0 | 0 | 0 | 20.6511 | 1032.5559 | 1027.1627 | 5.3932 | 1027.1904 | 5.3376 | 0.027736 | 0 | 0 | 0 | 0 | 0 | 0
6889 | 288 | 10 | 15 | 1011.9048 | 0 | 0 | 0 | 20.6511 | 1032.5559 | 1027.1627 | 5.3932 | 1027.1904 | 5.3376 | 0.027736 | 0 | 0 | 0 | 0 | 0 | 0
6890 | 288 | 10 | 15 | 1011.9048 | 0 | 0 | 0 | 20.6511 | 1032.5559 | 1027.1627 | 5.3932 | 1027.1904 | 5.3376 | 0.027736 | 0 | 0 | 0 | 0 | 0 | 0
6891 | 288 | 10 | 15 | 1011.9048 | 0 | 0 | 0 | 20.6511 | 1032.5559 | 1027.1627 | 5.3932 | 1027.1904 | 5.3376 | 0.027736 | 0 | 0 | 0 | 0 | 0 | 0
6892 | 288 | 10 | 15 | 1011.9048 | 0 | 0 | 0 | 20.6511 | 1032.5559 | 1027.1627 | 5.3932 | 1027.1904 | 5.3376 | 0.027736 | 0 | 0 | 0 | 0 | 0 | 0
6893 | 288 | 10 | 15 | 1011.9048 | 364.2857 | 0 | 0 | 28.0855 | 1404.276 | 1396.9412 | 7.3348 | 1396.9789 | 7.2591 | 0.037721 | 0 | 0 | 0 | 0 | 0 | 0
6894 | 288 | 10 | 15 | 1011.9048 | 607.1429 | 0 | 0 | 33.0418 | 1652.0894 | 1643.4603 | 8.6291 | 1643.5046 | 8.5402 | 0.044377 | 0 | 0 | 0 | 0 | 0 | 0
6895 | 288 | 10 | 15 | 1011.9048 | 607.1429 | 0 | 142.8571 | 35.9572 | 1797.862 | 1788.1793 | 9.6827 | 1732 | 65.5198 | 0.34046 | 0 | 0 | 0 | 0 | 0 | 0
6896 | 288 | 10 | 15 | 1011.9048 | 607.1429 | 0 | 142.8571 | 35.9572 | 1797.862 | 1788.1793 | 9.6827 | 1732 | 65.5198 | 0.34046 | 0 | 0 | 0 | 0 | 0 | 0
6897 | 288 | 10 | 15 | 1011.9048 | 242.8571 | 0 | 142.8571 | 28.5228 | 1426.1419 | 1418.6929 | 7.449 | 1418.7312 | 7.3722 | 0.038308 | 0 | 0 | 0 | 0 | 0 | 0
6898 | 288 | 10 | 15 | 1011.9048 | 0 | 0 | 142.8571 | 23.5666 | 1178.3285 | 1172.1739 | 6.1546 | 1172.2055 | 6.0911 | 0.031651 | 0 | 0 | 0 | 0 | 0 | 0
6899 | 288 | 10 | 15 | 1011.9048 | 0 | 0 | 142.8571 | 23.5666 | 1178.3285 | 1172.1739 | 6.1546 | 1172.2055 | 6.0911 | 0.031651 | 0 | 0 | 0 | 0 | 0 | 0
6900 | 288 | 10 | 15 | 1011.9048 | 0 | 0 | 142.8571 | 23.5666 | 1178.3285 | 1172.1739 | 6.1546 | 1172.2055 | 6.0911 | 0.031651 | 0 | 0 | 0 | 0 | 0 | 0
6901 | 288 | 10 | 15 | 1011.9048 | 0 | 0 | 142.8571 | 23.5666 | 1178.3285 | 1172.1739 | 6.1546 | 1172.2055 | 6.0911 | 0.031651 | 0 | 0 | 0 | 0 | 0 | 0
6902 | 288 | 10 | 15 | 1011.9048 | 0 | 0 | 142.8571 | 23.5666 | 1178.3285 | 1172.1739 | 6.1546 | 1172.2055 | 6.0911 | 0.031651 | 0 | 0 | 0 | 0 | 0 | 0
6903 | 288 | 10 | 15 | 1011.9048 | 0 | 0 | 142.8571 | 23.5666 | 1178.3285 | 1172.1739 | 6.1546 | 1172.2055 | 6.0911 | 0.031651 | 0 | 0 | 0 | 0 | 0 | 0
6904 | 288 | 10 | 15 | 1011.9048 | 0 | 0 | 142.8571 | 23.5666 | 1178.3285 | 1172.1739 | 6.1546 | 1172.2055 | 6.0911 | 0.031651 | 0 | 0 | 0 | 0 | 0 | 0
6905 | 288 | 10 | 15 | 1011.9048 | 0 | 0 | 0 | 20.6511 | 1032.5559 | 1027.1627 | 5.3932 | 1027.1904 | 5.3376 | 0.027736 | 0 | 0 | 0 | 0 | 0 | 0
6906 | 288 | 10 | 15 | 1011.9048 | 303.5714 | 0 | 0 | 26.8465 | 1342.3226 | 1335.3115 | 7.0112 | 1335.3475 | 6.9389 | 0.036056 | 0 | 0 | 0 | 0 | 0 | 0
6907 | 288 | 10 | 15 | 1011.9048 | 607.1429 | 0 | 0 | 33.0418 | 1652.0894 | 1643.4603 | 8.6291 | 1643.5046 | 8.5402 | 0.044377 | 0 | 0 | 0 | 0 | 0 | 0
6908 | 288 | 10 | 15 | 1011.9048 | 607.1429 | 0 | 0 | 33.0418 | 1652.0894 | 1643.4603 | 8.6291 | 1643.5046 | 8.5402 | 0.044377 | 0 | 0 | 0 | 0 | 0 | 0
6909 | 288 | 10 | 15 | 1011.9048 | 607.1429 | 0 | 0 | 33.0418 | 1652.0894 | 1643.4603 | 8.6291 | 1643.5046 | 8.5402 | 0.044377 | 0 | 0 | 0 | 0 | 0 | 0
6910 | 288 | 10 | 15 | 1011.9048 | 303.5714 | 0 | 0 | 26.8465 | 1342.3226 | 1335.3115 | 7.0112 | 1335.3475 | 6.9389 | 0.036056 | 0 | 0 | 0 | 0 | 0 | 0
6911 | 288 | 10 | 16 | 1011.9048 | 0 | 0 | 0 | 20.6511 | 1032.5559 | 1027.1627 | 5.3932 | 1027.1904 | 5.3376 | 0.027736 | 0 | 0 | 0 | 0 | 0 | 0
6912 | 289 | 10 | 16 | 1011.9048 | 0 | 0 | 0 | 20.6511 | 1032.5559 | 1027.1627 | 5.3932 | 1027.1904 | 5.3376 | 0.027736 | 0 | 0 | 0 | 0 | 0 | 0
6913 | 289 | 10 | 16 | 1011.9048 | 0 | 0 | 0 | 20.6511 | 1032.5559 | 1027.1627 | 5.3932 | 1027.1904 | 5.3376 | 0.027736 | 0 | 0 | 0 | 0 | 0 | 0
6914 | 289 | 10 | 16 | 1011.9048 | 0 | 0 | 0 | 20.6511 | 1032.5559 | 1027.1627 | 5.3932 | 1027.1904 | 5.3376 | 0.027736 | 0 | 0 | 0 | 0 | 0 | 0
6915 | 289 | 10 | 16 | 1011.9048 | 0 | 0 | 0 | 20.6511 | 1032.5559 | 1027.1627 | 5.3932 | 1027.1904 | 5.3376 | 0.027736 | 0 | 0 | 0 | 0 | 0 | 0
6916 | 289 | 10 | 16 | 1011.9048 | 0 | 0 | 0 | 20.6511 | 1032.5559 | 1027.1627 | 5.3932 | 1027.1904 | 5.3376 | 0.027736 | 0 | 0 | 0 | 0 | 0 | 0
6917 | 289 | 10 | 16 | 1011.9048 | 364.2857 | 0 | 0 | 28.0855 | 1404.276 | 1396.9412 | 7.3348 | 1396.9789 | 7.2591 | 0.037721 | 0 | 0 | 0 | 0 | 0 | 0
6918 | 289 | 10 | 16 | 1011.9048 | 607.1429 | 0 | 0 | 33.0418 | 1652.0894 | 1643.4603 | 8.6291 | 1643.5046 | 8.5402 | 0.044377 | 0 | 0 | 0 | 0 | 0 | 0
6919 | 289 | 10 | 16 | 1011.9048 | 607.1429 | 0 | 142.8571 | 35.9572 | 1797.862 | 1788.1793 | 9.6827 | 1732 | 65.5198 | 0.34046 | 0 | 0 | 0 | 0 | 0 | 0
6920 | 289 | 10 | 16 | 1011.9048 | 607.1429 | 0 | 142.8571 | 35.9572 | 1797.862 | 1788.1793 | 9.6827 | 1732 | 65.5198 | 0.34046 | 0 | 0 | 0 | 0 | 0 | 0
6921 | 289 | 10 | 16 | 1011.9048 | 242.8571 | 0 | 142.8571 | 28.5228 | 1426.1419 | 1418.6929 | 7.449 | 1418.7312 | 7.3722 | 0.038308 | 0 | 0 | 0 | 0 | 0 | 0
6922 | 289 | 10 | 16 | 1011.9048 | 0 | 0 | 142.8571 | 23.5666 | 1178.3285 | 1172.1739 | 6.1546 | 1172.2055 | 6.0911 | 0.031651 | 0 | 0 | 0 | 0 | 0 | 0
6923 | 289 | 10 | 16 | 1011.9048 | 0 | 0 | 142.8571 | 23.5666 | 1178.3285 | 1172.1739 | 6.1546 | 1172.2055 | 6.0911 | 0.031651 | 0 | 0 | 0 | 0 | 0 | 0
6924 | 289 | 10 | 16 | 1011.9048 | 0 | 0 | 142.8571 | 23.5666 | 1178.3285 | 1172.1739 | 6.1546 | 1172.2055 | 6.0911 | 0.031651 | 0 | 0 | 0 | 0 | 0 | 0
6925 | 289 | 10 | 16 | 1011.9048 | 0 | 0 | 142.8571 | 23.5666 | 1178.3285 | 1172.1739 | 6.1546 | 1172.2055 | 6.0911 | 0.031651 | 0 | 0 | 0 | 0 | 0 | 0
6926 | 289 | 10 | 16 | 1011.9048 | 0 | 0 | 142.8571 | 23.5666 | 1178.3285 | 1172.1739 | 6.1546 | 1172.2055 | 6.0911 | 0.031651 | 0 | 0 | 0 | 0 | 0 | 0
6927 | 289 | 10 | 16 | 1011.9048 | 0 | 0 | 142.8571 | 23.5666 | 1178.3285 | 1172.1739 | 6.1546 | 1172.2055 | 6.0911 | 0.031651 | 0 | 0 | 0 | 0 | 0 | 0
6928 | 289 | 10 | 16 | 1011.9048 | 0 | 0 | 142.8571 | 23.5666 | 1178.3285 | 1172.1739 | 6.1546 | 1172.2055 | 6.0911 | 0.031651 | 0 | 0 | 0 | 0 | 0 | 0
6929 | 289 | 10 | 16 | 1011.9048 | 0 | 0 | 0 | 20.6511 | 1032.5559 | 1027.1627 | 5.3932 | 1027.1904 | 5.3376 | 0.027736 | 0 | 0 | 0 | 0 | 0 | 0
6930 | 289 | 10 | 16 | 1011.9048 | 303.5714 | 0 | 0 | 26.8465 | 1342.3226 | 1335.3115 | 7.0112 | 1335.3475 | 6.9389 | 0.036056 | 0 | 0 | 0 | 0 | 0 | 0
6931 | 289 | 10 | 16 | 1011.9048 | 607.1429 | 0 | 0 | 33.0418 | 1652.0894 | 1643.4603 | 8.6291 | 1643.5046 | 8.5402 | 0.044377 | 0 | 0 | 0 | 0 | 0 | 0
6932 | 289 | 10 | 16 | 1011.9048 | 607.1429 | 0 | 0 | 33.0418 | 1652.0894 | 1643.4603 | 8.6291 | 1643.5046 | 8.5402 | 0.044377 | 0 | 0 | 0 | 0 | 0 | 0
6933 | 289 | 10 | 16 | 1011.9048 | 607.1429 | 0 | 0 | 33.0418 | 1652.0894 | 1643.4603 | 8.6291 | 1643.5046 | 8.5402 | 0.044377 | 0 | 0 | 0 | 0 | 0 | 0
6934 | 289 | 10 | 16 | 1011.9048 | 303.5714 | 0 | 0 | 26.8465 | 1342.3226 | 1335.3115 | 7.0112 | 1335.3475 | 6.9389 | 0.036056 | 0 | 0 | 0 | 0 | 0 | 0
6935 | 289 | 10 | 17 | 1011.9048 | 0 | 0 | 0 | 20.6511 | 1032.5559 | 1027.1627 | 5.3932 | 1027.1904 | 5.3376 | 0.027736 | 0 | 0 | 0 | 0 | 0 | 0
6936 | 290 | 10 | 17 | 1011.9048 | 0 | 0 | 0 | 20.6511 | 1032.5559 | 1027.1627 | 5.3932 | 1027.1904 | 5.3376 | 0.027736 | 0 | 0 | 0 | 0 | 0 | 0
6937 | 290 | 10 | 17 | 1011.9048 | 0 | 0 | 0 | 20.6511 | 1032.5559 | 1027.1627 | 5.3932 | 1027.1904 | 5.3376 | 0.027736 | 0 | 0 | 0 | 0 | 0 | 0
6938 | 290 | 10 | 17 | 1011.9048 | 0 | 0 | 0 | 20.6511 | 1032.5559 | 1027.1627 | 5.3932 | 1027.1904 | 5.3376 | 0.027736 | 0 | 0 | 0 | 0 | 0 | 0
6939 | 290 | 10 | 17 | 1011.9048 | 0 | 0 | 0 | 20.6511 | 1032.5559 | 1027.1627 | 5.3932 | 1027.1904 | 5.3376 | 0.027736 | 0 | 0 | 0 | 0 | 0 | 0
6940 | 290 | 10 | 17 | 1011.9048 | 0 | 0 | 0 | 20.6511 | 1032.5559 | 1027.1627 | 5.3932 | 1027.1904 | 5.3376 | 0.027736 | 0 | 0 | 0 | 0 | 0 | 0
6941 | 290 | 10 | 17 | 1011.9048 | 364.2857 | 0 | 0 | 28.0855 | 1404.276 | 1396.9412 | 7.3348 | 1396.9789 | 7.2591 | 0.037721 | 0 | 0 | 0 | 0 | 0 | 0
6942 | 290 | 10 | 17 | 1011.9048 | 607.1429 | 0 | 0 | 33.0418 | 1652.0894 | 1643.4603 | 8.6291 | 1643.5046 | 8.5402 | 0.044377 | 0 | 0 | 0 | 0 | 0 | 0
6943 | 290 | 10 | 17 | 1011.9048 | 607.1429 | 0 | 142.8571 | 35.9572 | 1797.862 | 1788.1793 | 9.6827 | 1732 | 65.5198 | 0.34046 | 0 | 0 | 0 | 0 | 0 | 0
6944 | 290 | 10 | 17 | 1011.9048 | 607.1429 | 0 | 142.8571 | 35.9572 | 1797.862 | 1788.1793 | 9.6827 | 1732 | 65.5198 | 0.34046 | 0 | 0 | 0 | 0 | 0 | 0
6945 | 290 | 10 | 17 | 1011.9048 | 242.8571 | 0 | 142.8571 | 28.5228 | 1426.1419 | 1418.6929 | 7.449 | 1418.7312 | 7.3722 | 0.038308 | 0 | 0 | 0 | 0 | 0 | 0
6946 | 290 | 10 | 17 | 1011.9048 | 0 | 0 | 142.8571 | 23.5666 | 1178.3285 | 1172.1739 | 6.1546 | 1172.2055 | 6.0911 | 0.031651 | 0 | 0 | 0 | 0 | 0 | 0
6947 | 290 | 10 | 17 | 1011.9048 | 0 | 0 | 142.8571 | 23.5666 | 1178.3285 | 1172.1739 | 6.1546 | 1172.2055 | 6.0911 | 0.031651 | 0 | 0 | 0 | 0 | 0 | 0
6948 | 290 | 10 | 17 | 1011.9048 | 0 | 0 | 142.8571 | 23.5666 | 1178.3285 | 1172.1739 | 6.1546 | 1172.2055 | 6.0911 | 0.031651 | 0 | 0 | 0 | 0 | 0 | 0
6949 | 290 | 10 | 17 | 1011.9048 | 0 | 0 | 142.8571 | 23.5666 | 1178.3285 | 1172.1739 | 6.1546 | 1172.2055 | 6.0911 | 0.031651 | 0 | 0 | 0 | 0 | 0 | 0
6950 | 290 | 10 | 17 | 1011.9048 | 0 | 0 | 142.8571 | 23.5666 | 1178.3285 | 1172.1739 | 6.1546 | 1172.2055 | 6.0911 | 0.031651 | 0 | 0 | 0 | 0 | 0 | 0
6951 | 290 | 10 | 17 | 1011.9048 | 0 | 0 | 142.8571 | 23.5666 | 1178.3285 | 1172.1739 | 6.1546 | 1172.2055 | 6.0911 | 0.031651 | 0 | 0 | 0 | 0 | 0 | 0
6952 | 290 | 10 | 17 | 1011.9048 | 0 | 0 | 142.8571 | 23.5666 | 1178.3285 | 1172.1739 | 6.1546 | 1172.2055 | 6.0911 | 0.031651 | 0 | 0 | 0 | 0 | 0 | 0
6953 | 290 | 10 | 17 | 1011.9048 | 0 | 0 | 0 | 20.6511 | 1032.5559 | 1027.1627 | 5.3932 | 1027.1904 | 5.3376 | 0.027736 | 0 | 0 | 0 | 0 | 0 | 0
6954 | 290 | 10 | 17 | 1011.9048 | 303.5714 | 0 | 0 | 26.8465 | 1342.3226 | 1335.3115 | 7.0112 | 1335.3475 | 6.9389 | 0.036056 | 0 | 0 | 0 | 0 | 0 | 0
6955 | 290 | 10 | 17 | 1011.9048 | 607.1429 | 0 | 0 | 33.0418 | 1652.0894 | 1643.4603 | 8.6291 | 1643.5046 | 8.5402 | 0.044377 | 0 | 0 | 0 | 0 | 0 | 0
6956 | 290 | 10 | 17 | 1011.9048 | 607.1429 | 0 | 0 | 33.0418 | 1652.0894 | 1643.4603 | 8.6291 | 1643.5046 | 8.5402 | 0.044377 | 0 | 0 | 0 | 0 | 0 | 0
6957 | 290 | 10 | 17 | 1011.9048 | 607.1429 | 0 | 0 | 33.0418 | 1652.0894 | 1643.4603 | 8.6291 | 1643.5046 | 8.5402 | 0.044377 | 0 | 0 | 0 | 0 | 0 | 0
6958 | 290 | 10 | 17 | 1011.9048 | 303.5714 | 0 | 0 | 26.8465 | 1342.3226 | 1335.3115 | 7.0112 | 1335.3475 | 6.9389 | 0.036056 | 0 | 0 | 0 | 0 | 0 | 0
6959 | 290 | 10 | 18 | 1011.9048 | 0 | 0 | 0 | 20.6511 | 1032.5559 | 1027.1627 | 5.3932 | 1027.1904 | 5.3376 | 0.027736 | 0 | 0 | 0 | 0 | 0 | 0
6960 | 291 | 10 | 18 | 1011.9048 | 0 | 0 | 0 | 20.6511 | 1032.5559 | 1027.1627 | 5.3932 | 1027.1904 | 5.3376 | 0.027736 | 0 | 0 | 0 | 0 | 0 | 0
6961 | 291 | 10 | 18 | 1011.9048 | 0 | 0 | 0 | 20.6511 | 1032.5559 | 1027.1627 | 5.3932 | 1027.1904 | 5.3376 | 0.027736 | 0 | 0 | 0 | 0 | 0 | 0
6962 | 291 | 10 | 18 | 1011.9048 | 0 | 0 | 0 | 20.6511 | 1032.5559 | 1027.1627 | 5.3932 | 1027.1904 | 5.3376 | 0.027736 | 0 | 0 | 0 | 0 | 0 | 0
6963 | 291 | 10 | 18 | 1011.9048 | 0 | 0 | 0 | 20.6511 | 1032.5559 | 1027.1627 | 5.3932 | 1027.1904 | 5.3376 | 0.027736 | 0 | 0 | 0 | 0 | 0 | 0
6964 | 291 | 10 | 18 | 1011.9048 | 0 | 0 | 0 | 20.6511 | 1032.5559 | 1027.1627 | 5.3932 | 1027.1904 | 5.3376 | 0.027736 | 0 | 0 | 0 | 0 | 0 | 0
6965 | 291 | 10 | 18 | 1011.9048 | 364.2857 | 0 | 0 | 28.0855 | 1404.276 | 1396.9412 | 7.3348 | 1396.9789 | 7.2591 | 0.037721 | 0 | 0 | 0 | 0 | 0 | 0
6966 | 291 | 10 | 18 | 1011.9048 | 607.1429 | 0 | 0 | 33.0418 | 1652.0894 | 1643.4603 | 8.6291 | 1643.5046 | 8.5402 | 0.044377 | 0 | 0 | 0 | 0 | 0 | 0
6967 | 291 | 10 | 18 | 1011.9048 | 607.1429 | 0 | 142.8571 | 35.9572 | 1797.862 | 1788.1793 | 9.6827 | 1732 | 65.5198 | 0.34046 | 0 | 0 | 0 | 0 | 0 | 0
6968 | 291 | 10 | 18 | 1011.9048 | 607.1429 | 0 | 142.8571 | 35.9572 | 1797.862 | 1788.1793 | 9.6827 | 1732 | 65.5198 | 0.34046 | 0 | 0 | 0 | 0 | 0 | 0
6969 | 291 | 10 | 18 | 1011.9048 | 242.8571 | 0 | 142.8571 | 28.5228 | 1426.1419 | 1418.6929 | 7.449 | 1418.7312 | 7.3722 | 0.038308 | 0 | 0 | 0 | 0 | 0 | 0
6970 | 291 | 10 | 18 | 1011.9048 | 0 | 0 | 142.8571 | 23.5666 | 1178.3285 | 1172.1739 | 6.1546 | 1172.2055 | 6.0911 | 0.031651 | 0 | 0 | 0 | 0 | 0 | 0
6971 | 291 | 10 | 18 | 1011.9048 | 0 | 0 | 142.8571 | 23.5666 | 1178.3285 | 1172.1739 | 6.1546 | 1172.2055 | 6.0911 | 0.031651 | 0 | 0 | 0 | 0 | 0 | 0
6972 | 291 | 10 | 18 | 1011.9048 | 0 | 0 | 142.8571 | 23.5666 | 1178.3285 | 1172.1739 | 6.1546 | 1172.2055 | 6.0911 | 0.031651 | 0 | 0 | 0 | 0 | 0 | 0
6973 | 291 | 10 | 18 | 1011.9048 | 0 | 0 | 142.8571 | 23.5666 | 1178.3285 | 1172.1739 | 6.1546 | 1172.2055 | 6.0911 | 0.031651 | 0 | 0 | 0 | 0 | 0 | 0
6974 | 291 | 10 | 18 | 1011.9048 | 0 | 0 | 142.8571 | 23.5666 | 1178.3285 | 1172.1739 | 6.1546 | 1172.2055 | 6.0911 | 0.031651 | 0 | 0 | 0 | 0 | 0 | 0
6975 | 291 | 10 | 18 | 1011.9048 | 0 | 0 | 142.8571 | 23.5666 | 1178.3285 | 1172.1739 | 6.1546 | 1172.2055 | 6.0911 | 0.031651 | 0 | 0 | 0 | 0 | 0 | 0
6976 | 291 | 10 | 18 | 1011.9048 | 0 | 0 | 142.8571 | 23.5666 | 1178.3285 | 1172.1739 | 6.1546 | 1172.2055 | 6.0911 | 0.031651 | 0 | 0 | 0 | 0 | 0 | 0
6977 | 291 | 10 | 18 | 1011.9048 | 0 | 0 | 0 | 20.6511 | 1032.5559 | 1027.1627 | 5.3932 | 1027.1904 | 5.3376 | 0.027736 | 0 | 0 | 0 | 0 | 0 | 0
6978 | 291 | 10 | 18 | 1011.9048 | 303.5714 | 0 | 0 | 26.8465 | 1342.3226 | 1335.3115 | 7.0112 | 1335.3475 | 6.9389 | 0.036056 | 0 | 0 | 0 | 0 | 0 | 0
6979 | 291 | 10 | 18 | 1011.9048 | 607.1429 | 0 | 0 | 33.0418 | 1652.0894 | 1643.4603 | 8.6291 | 1643.5046 | 8.5402 | 0.044377 | 0 | 0 | 0 | 0 | 0 | 0
6980 | 291 | 10 | 18 | 1011.9048 | 607.1429 | 0 | 0 | 33.0418 | 1652.0894 | 1643.4603 | 8.6291 | 1643.5046 | 8.5402 | 0.044377 | 0 | 0 | 0 | 0 | 0 | 0
6981 | 291 | 10 | 18 | 1011.9048 | 607.1429 | 0 | 0 | 33.0418 | 1652.0894 | 1643.4603 | 8.6291 | 1643.5046 | 8.5402 | 0.044377 | 0 | 0 | 0 | 0 | 0 | 0
6982 | 291 | 10 | 18 | 1011.9048 | 303.5714 | 0 | 0 | 26.8465 | 1342.3226 | 1335.3115 | 7.0112 | 1335.3475 | 6.9389 | 0.036056 | 0 | 0 | 0 | 0 | 0 | 0
6983 | 291 | 10 | 19 | 1011.9048 | 0 | 0 | 0 | 20.6511 | 1032.5559 | 1027.1627 | 5.3932 | 1027.1904 | 5.3376 | 0.027736 | 0 | 0 | 0 | 0 | 0 | 0
6984 | 292 | 10 | 19 | 1011.9048 | 0 | 0 | 0 | 20.6511 | 1032.5559 | 1027.1627 | 5.3932 | 1027.1904 | 5.3376 | 0.027736 | 0 | 0 | 0 | 0 | 0 | 0
6985 | 292 | 10 | 19 | 1011.9048 | 0 | 0 | 0 | 20.6511 | 1032.5559 | 1027.1627 | 5.3932 | 1027.1904 | 5.3376 | 0.027736 | 0 | 0 | 0 | 0 | 0 | 0
6986 | 292 | 10 | 19 | 1011.9048 | 0 | 0 | 0 | 20.6511 | 1032.5559 | 1027.1627 | 5.3932 | 1027.1904 | 5.3376 | 0.027736 | 0 | 0 | 0 | 0 | 0 | 0
6987 | 292 | 10 | 19 | 1011.9048 | 0 | 0 | 0 | 20.6511 | 1032.5559 | 1027.1627 | 5.3932 | 1027.1904 | 5.3376 | 0.027736 | 0 | 0 | 0 | 0 | 0 | 0
6988 | 292 | 10 | 19 | 1011.9048 | 0 | 0 | 0 | 20.6511 | 1032.5559 | 1027.1627 | 5.3932 | 1027.1904 | 5.3376 | 0.027736 | 0 | 0 | 0 | 0 | 0 | 0
6989 | 292 | 10 | 19 | 1011.9048 | 364.2857 | 0 | 0 | 28.0855 | 1404.276 | 1396.9412 | 7.3348 | 1396.9789 | 7.2591 | 0.037721 | 0 | 0 | 0 | 0 | 0 | 0
6990 | 292 | 10 | 19 | 1011.9048 | 607.1429 | 0 | 0 | 33.0418 | 1652.0894 | 1643.4603 | 8.6291 | 1643.5046 | 8.5402 | 0.044377 | 0 | 0 | 0 | 0 | 0 | 0
6991 | 292 | 10 | 19 | 1011.9048 | 607.1429 | 0 | 142.8571 | 35.9572 | 1797.862 | 1788.1793 | 9.6827 | 1732 | 65.5198 | 0.34046 | 0 | 0 | 0 | 0 | 0 | 0
6992 | 292 | 10 | 19 | 1011.9048 | 607.1429 | 0 | 142.8571 | 35.9572 | 1797.862 | 1788.1793 | 9.6827 | 1732 | 65.5198 | 0.34046 | 0 | 0 | 0 | 0 | 0 | 0
6993 | 292 | 10 | 19 | 1011.9048 | 242.8571 | 0 | 142.8571 | 28.5228 | 1426.1419 | 1418.6929 | 7.449 | 1418.7312 | 7.3722 | 0.038308 | 0 | 0 | 0 | 0 | 0 | 0
6994 | 292 | 10 | 19 | 1011.9048 | 0 | 0 | 142.8571 | 23.5666 | 1178.3285 | 1172.1739 | 6.1546 | 1172.2055 | 6.0911 | 0.031651 | 0 | 0 | 0 | 0 | 0 | 0
6995 | 292 | 10 | 19 | 1011.9048 | 0 | 0 | 142.8571 | 23.5666 | 1178.3285 | 1172.1739 | 6.1546 | 1172.2055 | 6.0911 | 0.031651 | 0 | 0 | 0 | 0 | 0 | 0
6996 | 292 | 10 | 19 | 1011.9048 | 0 | 0 | 142.8571 | 23.5666 | 1178.3285 | 1172.1739 | 6.1546 | 1172.2055 | 6.0911 | 0.031651 | 0 | 0 | 0 | 0 | 0 | 0
6997 | 292 | 10 | 19 | 1011.9048 | 0 | 0 | 142.8571 | 23.5666 | 1178.3285 | 1172.1739 | 6.1546 | 1172.2055 | 6.0911 | 0.031651 | 0 | 0 | 0 | 0 | 0 | 0
6998 | 292 | 10 | 19 | 1011.9048 | 0 | 0 | 142.8571 | 23.5666 | 1178.3285 | 1172.1739 | 6.1546 | 1172.2055 | 6.0911 | 0.031651 | 0 | 0 | 0 | 0 | 0 | 0
6999 | 292 | 10 | 19 | 1011.9048 | 0 | 0 | 142.8571 | 23.5666 | 1178.3285 | 1172.1739 | 6.1546 | 1172.2055 | 6.0911 | 0.031651 | 0 | 0 | 0 | 0 | 0 | 0
7000 | 292 | 10 | 19 | 1011.9048 | 0 | 0 | 142.8571 | 23.5666 | 1178.3285 | 1172.1739 | 6.1546 | 1172.2055 | 6.0911 | 0.031651 | 0 | 0 | 0 | 0 | 0 | 0
7001 | 292 | 10 | 19 | 1011.9048 | 0 | 0 | 0 | 20.6511 | 1032.5559 | 1027.1627 | 5.3932 | 1027.1904 | 5.3376 | 0.027736 | 0 | 0 | 0 | 0 | 0 | 0
7002 | 292 | 10 | 19 | 1011.9048 | 303.5714 | 0 | 0 | 26.8465 | 1342.3226 | 1335.3115 | 7.0112 | 1335.3475 | 6.9389 | 0.036056 | 0 | 0 | 0 | 0 | 0 | 0
7003 | 292 | 10 | 19 | 1011.9048 | 607.1429 | 0 | 0 | 33.0418 | 1652.0894 | 1643.4603 | 8.6291 | 1643.5046 | 8.5402 | 0.044377 | 0 | 0 | 0 | 0 | 0 | 0
7004 | 292 | 10 | 19 | 1011.9048 | 607.1429 | 0 | 0 | 33.0418 | 1652.0894 | 1643.4603 | 8.6291 | 1643.5046 | 8.5402 | 0.044377 | 0 | 0 | 0 | 0 | 0 | 0
7005 | 292 | 10 | 19 | 1011.9048 | 607.1429 | 0 | 0 | 33.0418 | 1652.0894 | 1643.4603 | 8.6291 | 1643.5046 | 8.5402 | 0.044377 | 0 | 0 | 0 | 0 | 0 | 0
7006 | 292 | 10 | 19 | 1011.9048 | 303.5714 | 0 | 0 | 26.8465 | 1342.3226 | 1335.3115 | 7.0112 | 1335.3475 | 6.9389 | 0.036056 | 0 | 0 | 0 | 0 | 0 | 0
7007 | 292 | 10 | 20 | 1011.9048 | 0 | 0 | 0 | 20.6511 | 1032.5559 | 1027.1627 | 5.3932 | 1027.1904 | 5.3376 | 0.027736 | 0 | 0 | 0 | 0 | 0 | 0
7008 | 293 | 10 | 20 | 1011.9048 | 0 | 0 | 0 | 20.6511 | 1032.5559 | 1027.1627 | 5.3932 | 1027.1904 | 5.3376 | 0.027736 | 0 | 0 | 0 | 0 | 0 | 0
7009 | 293 | 10 | 20 | 1011.9048 | 0 | 0 | 0 | 20.6511 | 1032.5559 | 1027.1627 | 5.3932 | 1027.1904 | 5.3376 | 0.027736 | 0 | 0 | 0 | 0 | 0 | 0
7010 | 293 | 10 | 20 | 1011.9048 | 0 | 0 | 0 | 20.6511 | 1032.5559 | 1027.1627 | 5.3932 | 1027.1904 | 5.3376 | 0.027736 | 0 | 0 | 0 | 0 | 0 | 0
7011 | 293 | 10 | 20 | 1011.9048 | 0 | 0 | 0 | 20.6511 | 1032.5559 | 1027.1627 | 5.3932 | 1027.1904 | 5.3376 | 0.027736 | 0 | 0 | 0 | 0 | 0 | 0
7012 | 293 | 10 | 20 | 1011.9048 | 0 | 0 | 0 | 20.6511 | 1032.5559 | 1027.1627 | 5.3932 | 1027.1904 | 5.3376 | 0.027736 | 0 | 0 | 0 | 0 | 0 | 0
7013 | 293 | 10 | 20 | 1011.9048 | 364.2857 | 0 | 0 | 28.0855 | 1404.276 | 1396.9412 | 7.3348 | 1396.9789 | 7.2591 | 0.037721 | 0 | 0 | 0 | 0 | 0 | 0
7014 | 293 | 10 | 20 | 1011.9048 | 607.1429 | 0 | 0 | 33.0418 | 1652.0894 | 1643.4603 | 8.6291 | 1643.5046 | 8.5402 | 0.044377 | 0 | 0 | 0 | 0 | 0 | 0
7015 | 293 | 10 | 20 | 1011.9048 | 607.1429 | 0 | 142.8571 | 35.9572 | 1797.862 | 1788.1793 | 9.6827 | 1732 | 65.5198 | 0.34046 | 0 | 0 | 0 | 0 | 0 | 0
7016 | 293 | 10 | 20 | 1011.9048 | 607.1429 | 0 | 142.8571 | 35.9572 | 1797.862 | 1788.1793 | 9.6827 | 1732 | 65.5198 | 0.34046 | 0 | 0 | 0 | 0 | 0 | 0
7017 | 293 | 10 | 20 | 1011.9048 | 242.8571 | 0 | 142.8571 | 28.5228 | 1426.1419 | 1418.6929 | 7.449 | 1418.7312 | 7.3722 | 0.038308 | 0 | 0 | 0 | 0 | 0 | 0
7018 | 293 | 10 | 20 | 1011.9048 | 0 | 0 | 142.8571 | 23.5666 | 1178.3285 | 1172.1739 | 6.1546 | 1172.2055 | 6.0911 | 0.031651 | 0 | 0 | 0 | 0 | 0 | 0
7019 | 293 | 10 | 20 | 1011.9048 | 0 | 0 | 142.8571 | 23.5666 | 1178.3285 | 1172.1739 | 6.1546 | 1172.2055 | 6.0911 | 0.031651 | 0 | 0 | 0 | 0 | 0 | 0
7020 | 293 | 10 | 20 | 1011.9048 | 0 | 0 | 142.8571 | 23.5666 | 1178.3285 | 1172.1739 | 6.1546 | 1172.2055 | 6.0911 | 0.031651 | 0 | 0 | 0 | 0 | 0 | 0
7021 | 293 | 10 | 20 | 1011.9048 | 0 | 0 | 142.8571 | 23.5666 | 1178.3285 | 1172.1739 | 6.1546 | 1172.2055 | 6.0911 | 0.031651 | 0 | 0 | 0 | 0 | 0 | 0
7022 | 293 | 10 | 20 | 1011.9048 | 0 | 0 | 142.8571 | 23.5666 | 1178.3285 | 1172.1739 | 6.1546 | 1172.2055 | 6.0911 | 0.031651 | 0 | 0 | 0 | 0 | 0 | 0
7023 | 293 | 10 | 20 | 1011.9048 | 0 | 0 | 142.8571 | 23.5666 | 1178.3285 | 1172.1739 | 6.1546 | 1172.2055 | 6.0911 | 0.031651 | 0 | 0 | 0 | 0 | 0 | 0
7024 | 293 | 10 | 20 | 1011.9048 | 0 | 0 | 142.8571 | 23.5666 | 1178.3285 | 1172.1739 | 6.1546 | 1172.2055 | 6.0911 | 0.031651 | 0 | 0 | 0 | 0 | 0 | 0
7025 | 293 | 10 | 20 | 1011.9048 | 0 | 0 | 0 | 20.6511 | 1032.5559 | 1027.1627 | 5.3932 | 1027.1904 | 5.3376 | 0.027736 | 0 | 0 | 0 | 0 | 0 | 0
7026 | 293 | 10 | 20 | 1011.9048 | 303.5714 | 0 | 0 | 26.8465 | 1342.3226 | 1335.3115 | 7.0112 | 1335.3475 | 6.9389 | 0.036056 | 0 | 0 | 0 | 0 | 0 | 0
7027 | 293 | 10 | 20 | 1011.9048 | 607.1429 | 0 | 0 | 33.0418 | 1652.0894 | 1643.4603 | 8.6291 | 1643.5046 | 8.5402 | 0.044377 | 0 | 0 | 0 | 0 | 0 | 0
7028 | 293 | 10 | 20 | 1011.9048 | 607.1429 | 0 | 0 | 33.0418 | 1652.0894 | 1643.4603 | 8.6291 | 1643.5046 | 8.5402 | 0.044377 | 0 | 0 | 0 | 0 | 0 | 0
7029 | 293 | 10 | 20 | 1011.9048 | 607.1429 | 0 | 0 | 33.0418 | 1652.0894 | 1643.4603 | 8.6291 | 1643.5046 | 8.5402 | 0.044377 | 0 | 0 | 0 | 0 | 0 | 0
7030 | 293 | 10 | 20 | 1011.9048 | 303.5714 | 0 | 0 | 26.8465 | 1342.3226 | 1335.3115 | 7.0112 | 1335.3475 | 6.9389 | 0.036056 | 0 | 0 | 0 | 0 | 0 | 0
7031 | 293 | 10 | 21 | 1011.9048 | 0 | 0 | 0 | 20.6511 | 1032.5559 | 1027.1627 | 5.3932 | 1027.1904 | 5.3376 | 0.027736 | 0 | 0 | 0 | 0 | 0 | 0
7032 | 294 | 10 | 21 | 1011.9048 | 0 | 0 | 0 | 20.6511 | 1032.5559 | 1027.1627 | 5.3932 | 1027.1904 | 5.3376 | 0.027736 | 0 | 0 | 0 | 0 | 0 | 0
7033 | 294 | 10 | 21 | 1011.9048 | 0 | 0 | 0 | 20.6511 | 1032.5559 | 1027.1627 | 5.3932 | 1027.1904 | 5.3376 | 0.027736 | 0 | 0 | 0 | 0 | 0 | 0
7034 | 294 | 10 | 21 | 1011.9048 | 0 | 0 | 0 | 20.6511 | 1032.5559 | 1027.1627 | 5.3932 | 1027.1904 | 5.3376 | 0.027736 | 0 | 0 | 0 | 0 | 0 | 0
7035 | 294 | 10 | 21 | 1011.9048 | 0 | 0 | 0 | 20.6511 | 1032.5559 | 1027.1627 | 5.3932 | 1027.1904 | 5.3376 | 0.027736 | 0 | 0 | 0 | 0 | 0 | 0
7036 | 294 | 10 | 21 | 1011.9048 | 0 | 0 | 0 | 20.6511 | 1032.5559 | 1027.1627 | 5.3932 | 1027.1904 | 5.3376 | 0.027736 | 0 | 0 | 0 | 0 | 0 | 0
7037 | 294 | 10 | 21 | 1011.9048 | 364.2857 | 0 | 0 | 28.0855 | 1404.276 | 1396.9412 | 7.3348 | 1396.9789 | 7.2591 | 0.037721 | 0 | 0 | 0 | 0 | 0 | 0
7038 | 294 | 10 | 21 | 1011.9048 | 607.1429 | 0 | 0 | 33.0418 | 1652.0894 | 1643.4603 | 8.6291 | 1643.5046 | 8.5402 | 0.044377 | 0 | 0 | 0 | 0 | 0 | 0
7039 | 294 | 10 | 21 | 1011.9048 | 607.1429 | 0 | 142.8571 | 35.9572 | 1797.862 | 1788.1793 | 9.6827 | 1732 | 65.5198 | 0.34046 | 0 | 0 | 0 | 0 | 0 | 0
7040 | 294 | 10 | 21 | 1011.9048 | 607.1429 | 0 | 142.8571 | 35.9572 | 1797.862 | 1788.1793 | 9.6827 | 1732 | 65.5198 | 0.34046 | 0 | 0 | 0 | 0 | 0 | 0
7041 | 294 | 10 | 21 | 1011.9048 | 242.8571 | 0 | 142.8571 | 28.5228 | 1426.1419 | 1418.6929 | 7.449 | 1418.7312 | 7.3722 | 0.038308 | 0 | 0 | 0 | 0 | 0 | 0
7042 | 294 | 10 | 21 | 1011.9048 | 0 | 0 | 142.8571 | 23.5666 | 1178.3285 | 1172.1739 | 6.1546 | 1172.2055 | 6.0911 | 0.031651 | 0 | 0 | 0 | 0 | 0 | 0
7043 | 294 | 10 | 21 | 1011.9048 | 0 | 0 | 142.8571 | 23.5666 | 1178.3285 | 1172.1739 | 6.1546 | 1172.2055 | 6.0911 | 0.031651 | 0 | 0 | 0 | 0 | 0 | 0
7044 | 294 | 10 | 21 | 1011.9048 | 0 | 0 | 142.8571 | 23.5666 | 1178.3285 | 1172.1739 | 6.1546 | 1172.2055 | 6.0911 | 0.031651 | 0 | 0 | 0 | 0 | 0 | 0
7045 | 294 | 10 | 21 | 1011.9048 | 0 | 0 | 142.8571 | 23.5666 | 1178.3285 | 1172.1739 | 6.1546 | 1172.2055 | 6.0911 | 0.031651 | 0 | 0 | 0 | 0 | 0 | 0
7046 | 294 | 10 | 21 | 1011.9048 | 0 | 0 | 142.8571 | 23.5666 | 1178.3285 | 1172.1739 | 6.1546 | 1172.2055 | 6.0911 | 0.031651 | 0 | 0 | 0 | 0 | 0 | 0
7047 | 294 | 10 | 21 | 1011.9048 | 0 | 0 | 142.8571 | 23.5666 | 1178.3285 | 1172.1739 | 6.1546 | 1172.2055 | 6.0911 | 0.031651 | 0 | 0 | 0 | 0 | 0 | 0
7048 | 294 | 10 | 21 | 1011.9048 | 0 | 0 | 142.8571 | 23.5666 | 1178.3285 | 1172.1739 | 6.1546 | 1172.2055 | 6.0911 | 0.031651 | 0 | 0 | 0 | 0 | 0 | 0
7049 | 294 | 10 | 21 | 1011.9048 | 0 | 0 | 0 | 20.6511 | 1032.5559 | 1027.1627 | 5.3932 | 1027.1904 | 5.3376 | 0.027736 | 0 | 0 | 0 | 0 | 0 | 0
7050 | 294 | 10 | 21 | 1011.9048 | 303.5714 | 0 | 0 | 26.8465 | 1342.3226 | 1335.3115 | 7.0112 | 1335.3475 | 6.9389 | 0.036056 | 0 | 0 | 0 | 0 | 0 | 0
7051 | 294 | 10 | 21 | 1011.9048 | 607.1429 | 0 | 0 | 33.0418 | 1652.0894 | 1643.4603 | 8.6291 | 1643.5046 | 8.5402 | 0.044377 | 0 | 0 | 0 | 0 | 0 | 0
7052 | 294 | 10 | 21 | 1011.9048 | 607.1429 | 0 | 0 | 33.0418 | 1652.0894 | 1643.4603 | 8.6291 | 1643.5046 | 8.5402 | 0.044377 | 0 | 0 | 0 | 0 | 0 | 0
7053 | 294 | 10 | 21 | 1011.9048 | 607.1429 | 0 | 0 | 33.0418 | 1652.0894 | 1643.4603 | 8.6291 | 1643.5046 | 8.5402 | 0.044377 | 0 | 0 | 0 | 0 | 0 | 0
7054 | 294 | 10 | 21 | 1011.9048 | 303.5714 | 0 | 0 | 26.8465 | 1342.3226 | 1335.3115 | 7.0112 | 1335.3475 | 6.9389 | 0.036056 | 0 | 0 | 0 | 0 | 0 | 0
7055 | 294 | 10 | 22 | 1011.9048 | 0 | 0 | 0 | 20.6511 | 1032.5559 | 1027.1627 | 5.3932 | 1027.1904 | 5.3376 | 0.027736 | 0 | 0 | 0 | 0 | 0 | 0
7056 | 295 | 10 | 22 | 1011.9048 | 0 | 0 | 0 | 20.6511 | 1032.5559 | 1027.1627 | 5.3932 | 1027.1904 | 5.3376 | 0.027736 | 0 | 0 | 0 | 0 | 0 | 0
7057 | 295 | 10 | 22 | 1011.9048 | 0 | 0 | 0 | 20.6511 | 1032.5559 | 1027.1627 | 5.3932 | 1027.1904 | 5.3376 | 0.027736 | 0 | 0 | 0 | 0 | 0 | 0
7058 | 295 | 10 | 22 | 1011.9048 | 0 | 0 | 0 | 20.6511 | 1032.5559 | 1027.1627 | 5.3932 | 1027.1904 | 5.3376 | 0.027736 | 0 | 0 | 0 | 0 | 0 | 0
7059 | 295 | 10 | 22 | 1011.9048 | 0 | 0 | 0 | 20.6511 | 1032.5559 | 1027.1627 | 5.3932 | 1027.1904 | 5.3376 | 0.027736 | 0 | 0 | 0 | 0 | 0 | 0
7060 | 295 | 10 | 22 | 1011.9048 | 0 | 0 | 0 | 20.6511 | 1032.5559 | 1027.1627 | 5.3932 | 1027.1904 | 5.3376 | 0.027736 | 0 | 0 | 0 | 0 | 0 | 0
7061 | 295 | 10 | 22 | 1011.9048 | 364.2857 | 0 | 0 | 28.0855 | 1404.276 | 1396.9412 | 7.3348 | 1396.9789 | 7.2591 | 0.037721 | 0 | 0 | 0 | 0 | 0 | 0
7062 | 295 | 10 | 22 | 1011.9048 | 607.1429 | 0 | 0 | 33.0418 | 1652.0894 | 1643.4603 | 8.6291 | 1643.5046 | 8.5402 | 0.044377 | 0 | 0 | 0 | 0 | 0 | 0
7063 | 295 | 10 | 22 | 1011.9048 | 607.1429 | 0 | 142.8571 | 35.9572 | 1797.862 | 1788.1793 | 9.6827 | 1732 | 65.5198 | 0.34046 | 0 | 0 | 0 | 0 | 0 | 0
7064 | 295 | 10 | 22 | 1011.9048 | 607.1429 | 0 | 142.8571 | 35.9572 | 1797.862 | 1788.1793 | 9.6827 | 1732 | 65.5198 | 0.34046 | 0 | 0 | 0 | 0 | 0 | 0
7065 | 295 | 10 | 22 | 1011.9048 | 242.8571 | 0 | 142.8571 | 28.5228 | 1426.1419 | 1418.6929 | 7.449 | 1418.7312 | 7.3722 | 0.038308 | 0 | 0 | 0 | 0 | 0 | 0
7066 | 295 | 10 | 22 | 1011.9048 | 0 | 0 | 142.8571 | 23.5666 | 1178.3285 | 1172.1739 | 6.1546 | 1172.2055 | 6.0911 | 0.031651 | 0 | 0 | 0 | 0 | 0 | 0
7067 | 295 | 10 | 22 | 1011.9048 | 0 | 0 | 142.8571 | 23.5666 | 1178.3285 | 1172.1739 | 6.1546 | 1172.2055 | 6.0911 | 0.031651 | 0 | 0 | 0 | 0 | 0 | 0
7068 | 295 | 10 | 22 | 1011.9048 | 0 | 0 | 142.8571 | 23.5666 | 1178.3285 | 1172.1739 | 6.1546 | 1172.2055 | 6.0911 | 0.031651 | 0 | 0 | 0 | 0 | 0 | 0
7069 | 295 | 10 | 22 | 1011.9048 | 0 | 0 | 142.8571 | 23.5666 | 1178.3285 | 1172.1739 | 6.1546 | 1172.2055 | 6.0911 | 0.031651 | 0 | 0 | 0 | 0 | 0 | 0
7070 | 295 | 10 | 22 | 1011.9048 | 0 | 0 | 142.8571 | 23.5666 | 1178.3285 | 1172.1739 | 6.1546 | 1172.2055 | 6.0911 | 0.031651 | 0 | 0 | 0 | 0 | 0 | 0
7071 | 295 | 10 | 22 | 1011.9048 | 0 | 0 | 142.8571 | 23.5666 | 1178.3285 | 1172.1739 | 6.1546 | 1172.2055 | 6.0911 | 0.031651 | 0 | 0 | 0 | 0 | 0 | 0
7072 | 295 | 10 | 22 | 1011.9048 | 0 | 0 | 142.8571 | 23.5666 | 1178.3285 | 1172.1739 | 6.1546 | 1172.2055 | 6.0911 | 0.031651 | 0 | 0 | 0 | 0 | 0 | 0
7073 | 295 | 10 | 22 | 1011.9048 | 0 | 0 | 0 | 20.6511 | 1032.5559 | 1027.1627 | 5.3932 | 1027.1904 | 5.3376 | 0.027736 | 0 | 0 | 0 | 0 | 0 | 0
7074 | 295 | 10 | 22 | 1011.9048 | 303.5714 | 0 | 0 | 26.8465 | 1342.3226 | 1335.3115 | 7.0112 | 1335.3475 | 6.9389 | 0.036056 | 0 | 0 | 0 | 0 | 0 | 0
7075 | 295 | 10 | 22 | 1011.9048 | 607.1429 | 0 | 0 | 33.0418 | 1652.0894 | 1643.4603 | 8.6291 | 1643.5046 | 8.5402 | 0.044377 | 0 | 0 | 0 | 0 | 0 | 0
7076 | 295 | 10 | 22 | 1011.9048 | 607.1429 | 0 | 0 | 33.0418 | 1652.0894 | 1643.4603 | 8.6291 | 1643.5046 | 8.5402 | 0.044377 | 0 | 0 | 0 | 0 | 0 | 0
7077 | 295 | 10 | 22 | 1011.9048 | 607.1429 | 0 | 0 | 33.0418 | 1652.0894 | 1643.4603 | 8.6291 | 1643.5046 | 8.5402 | 0.044377 | 0 | 0 | 0 | 0 | 0 | 0
7078 | 295 | 10 | 22 | 1011.9048 | 303.5714 | 0 | 0 | 26.8465 | 1342.3226 | 1335.3115 | 7.0112 | 1335.3475 | 6.9389 | 0.036056 | 0 | 0 | 0 | 0 | 0 | 0
7079 | 295 | 10 | 23 | 1011.9048 | 0 | 0 | 0 | 20.6511 | 1032.5559 | 1027.1627 | 5.3932 | 1027.1904 | 5.3376 | 0.027736 | 0 | 0 | 0 | 0 | 0 | 0
7080 | 296 | 10 | 23 | 1011.9048 | 0 | 0 | 0 | 20.6511 | 1032.5559 | 1027.1627 | 5.3932 | 1027.1904 | 5.3376 | 0.027736 | 0 | 0 | 0 | 0 | 0 | 0
7081 | 296 | 10 | 23 | 1011.9048 | 0 | 0 | 0 | 20.6511 | 1032.5559 | 1027.1627 | 5.3932 | 1027.1904 | 5.3376 | 0.027736 | 0 | 0 | 0 | 0 | 0 | 0
7082 | 296 | 10 | 23 | 1011.9048 | 0 | 0 | 0 | 20.6511 | 1032.5559 | 1027.1627 | 5.3932 | 1027.1904 | 5.3376 | 0.027736 | 0 | 0 | 0 | 0 | 0 | 0
7083 | 296 | 10 | 23 | 1011.9048 | 0 | 0 | 0 | 20.6511 | 1032.5559 | 1027.1627 | 5.3932 | 1027.1904 | 5.3376 | 0.027736 | 0 | 0 | 0 | 0 | 0 | 0
7084 | 296 | 10 | 23 | 1011.9048 | 0 | 0 | 0 | 20.6511 | 1032.5559 | 1027.1627 | 5.3932 | 1027.1904 | 5.3376 | 0.027736 | 0 | 0 | 0 | 0 | 0 | 0
7085 | 296 | 10 | 23 | 1011.9048 | 364.2857 | 0 | 0 | 28.0855 | 1404.276 | 1396.9412 | 7.3348 | 1396.9789 | 7.2591 | 0.037721 | 0 | 0 | 0 | 0 | 0 | 0
7086 | 296 | 10 | 23 | 1011.9048 | 607.1429 | 0 | 0 | 33.0418 | 1652.0894 | 1643.4603 | 8.6291 | 1643.5046 | 8.5402 | 0.044377 | 0 | 0 | 0 | 0 | 0 | 0
7087 | 296 | 10 | 23 | 1011.9048 | 607.1429 | 0 | 142.8571 | 35.9572 | 1797.862 | 1788.1793 | 9.6827 | 1732 | 65.5198 | 0.34046 | 0 | 0 | 0 | 0 | 0 | 0
7088 | 296 | 10 | 23 | 1011.9048 | 607.1429 | 0 | 142.8571 | 35.9572 | 1797.862 | 1788.1793 | 9.6827 | 1732 | 65.5198 | 0.34046 | 0 | 0 | 0 | 0 | 0 | 0
7089 | 296 | 10 | 23 | 1011.9048 | 242.8571 | 0 | 142.8571 | 28.5228 | 1426.1419 | 1418.6929 | 7.449 | 1418.7312 | 7.3722 | 0.038308 | 0 | 0 | 0 | 0 | 0 | 0
7090 | 296 | 10 | 23 | 1011.9048 | 0 | 0 | 142.8571 | 23.5666 | 1178.3285 | 1172.1739 | 6.1546 | 1172.2055 | 6.0911 | 0.031651 | 0 | 0 | 0 | 0 | 0 | 0
7091 | 296 | 10 | 23 | 1011.9048 | 0 | 0 | 142.8571 | 23.5666 | 1178.3285 | 1172.1739 | 6.1546 | 1172.2055 | 6.0911 | 0.031651 | 0 | 0 | 0 | 0 | 0 | 0
7092 | 296 | 10 | 23 | 1011.9048 | 0 | 0 | 142.8571 | 23.5666 | 1178.3285 | 1172.1739 | 6.1546 | 1172.2055 | 6.0911 | 0.031651 | 0 | 0 | 0 | 0 | 0 | 0
7093 | 296 | 10 | 23 | 1011.9048 | 0 | 0 | 142.8571 | 23.5666 | 1178.3285 | 1172.1739 | 6.1546 | 1172.2055 | 6.0911 | 0.031651 | 0 | 0 | 0 | 0 | 0 | 0
7094 | 296 | 10 | 23 | 1011.9048 | 0 | 0 | 142.8571 | 23.5666 | 1178.3285 | 1172.1739 | 6.1546 | 1172.2055 | 6.0911 | 0.031651 | 0 | 0 | 0 | 0 | 0 | 0
7095 | 296 | 10 | 23 | 1011.9048 | 0 | 0 | 142.8571 | 23.5666 | 1178.3285 | 1172.1739 | 6.1546 | 1172.2055 | 6.0911 | 0.031651 | 0 | 0 | 0 | 0 | 0 | 0
7096 | 296 | 10 | 23 | 1011.9048 | 0 | 0 | 142.8571 | 23.5666 | 1178.3285 | 1172.1739 | 6.1546 | 1172.2055 | 6.0911 | 0.031651 | 0 | 0 | 0 | 0 | 0 | 0
7097 | 296 | 10 | 23 | 1011.9048 | 0 | 0 | 0 | 20.6511 | 1032.5559 | 1027.1627 | 5.3932 | 1027.1904 | 5.3376 | 0.027736 | 0 | 0 | 0 | 0 | 0 | 0
7098 | 296 | 10 | 23 | 1011.9048 | 303.5714 | 0 | 0 | 26.8465 | 1342.3226 | 1335.3115 | 7.0112 | 1335.3475 | 6.9389 | 0.036056 | 0 | 0 | 0 | 0 | 0 | 0
7099 | 296 | 10 | 23 | 1011.9048 | 607.1429 | 0 | 0 | 33.0418 | 1652.0894 | 1643.4603 | 8.6291 | 1643.5046 | 8.5402 | 0.044377 | 0 | 0 | 0 | 0 | 0 | 0
7100 | 296 | 10 | 23 | 1011.9048 | 607.1429 | 0 | 0 | 33.0418 | 1652.0894 | 1643.4603 | 8.6291 | 1643.5046 | 8.5402 | 0.044377 | 0 | 0 | 0 | 0 | 0 | 0
7101 | 296 | 10 | 23 | 1011.9048 | 607.1429 | 0 | 0 | 33.0418 | 1652.0894 | 1643.4603 | 8.6291 | 1643.5046 | 8.5402 | 0.044377 | 0 | 0 | 0 | 0 | 0 | 0
7102 | 296 | 10 | 23 | 1011.9048 | 303.5714 | 0 | 0 | 26.8465 | 1342.3226 | 1335.3115 | 7.0112 | 1335.3475 | 6.9389 | 0.036056 | 0 | 0 | 0 | 0 | 0 | 0
7103 | 296 | 10 | 24 | 1011.9048 | 0 | 0 | 0 | 20.6511 | 1032.5559 | 1027.1627 | 5.3932 | 1027.1904 | 5.3376 | 0.027736 | 0 | 0 | 0 | 0 | 0 | 0
7104 | 297 | 10 | 24 | 1011.9048 | 0 | 0 | 0 | 20.6511 | 1032.5559 | 1027.1627 | 5.3932 | 1027.1904 | 5.3376 | 0.027736 | 0 | 0 | 0 | 0 | 0 | 0
7105 | 297 | 10 | 24 | 1011.9048 | 0 | 0 | 0 | 20.6511 | 1032.5559 | 1027.1627 | 5.3932 | 1027.1904 | 5.3376 | 0.027736 | 0 | 0 | 0 | 0 | 0 | 0
7106 | 297 | 10 | 24 | 1011.9048 | 0 | 0 | 0 | 20.6511 | 1032.5559 | 1027.1627 | 5.3932 | 1027.1904 | 5.3376 | 0.027736 | 0 | 0 | 0 | 0 | 0 | 0
7107 | 297 | 10 | 24 | 1011.9048 | 0 | 0 | 0 | 20.6511 | 1032.5559 | 1027.1627 | 5.3932 | 1027.1904 | 5.3376 | 0.027736 | 0 | 0 | 0 | 0 | 0 | 0
7108 | 297 | 10 | 24 | 1011.9048 | 0 | 0 | 0 | 20.6511 | 1032.5559 | 1027.1627 | 5.3932 | 1027.1904 | 5.3376 | 0.027736 | 0 | 0 | 0 | 0 | 0 | 0
7109 | 297 | 10 | 24 | 1011.9048 | 364.2857 | 0 | 0 | 28.0855 | 1404.276 | 1396.9412 | 7.3348 | 1396.9789 | 7.2591 | 0.037721 | 0 | 0 | 0 | 0 | 0 | 0
7110 | 297 | 10 | 24 | 1011.9048 | 607.1429 | 0 | 0 | 33.0418 | 1652.0894 | 1643.4603 | 8.6291 | 1643.5046 | 8.5402 | 0.044377 | 0 | 0 | 0 | 0 | 0 | 0
7111 | 297 | 10 | 24 | 1011.9048 | 607.1429 | 0 | 142.8571 | 35.9572 | 1797.862 | 1788.1793 | 9.6827 | 1732 | 65.5198 | 0.34046 | 0 | 0 | 0 | 0 | 0 | 0
7112 | 297 | 10 | 24 | 1011.9048 | 607.1429 | 0 | 142.8571 | 35.9572 | 1797.862 | 1788.1793 | 9.6827 | 1732 | 65.5198 | 0.34046 | 0 | 0 | 0 | 0 | 0 | 0
7113 | 297 | 10 | 24 | 1011.9048 | 242.8571 | 0 | 142.8571 | 28.5228 | 1426.1419 | 1418.6929 | 7.449 | 1418.7312 | 7.3722 | 0.038308 | 0 | 0 | 0 | 0 | 0 | 0
7114 | 297 | 10 | 24 | 1011.9048 | 0 | 0 | 142.8571 | 23.5666 | 1178.3285 | 1172.1739 | 6.1546 | 1172.2055 | 6.0911 | 0.031651 | 0 | 0 | 0 | 0 | 0 | 0
7115 | 297 | 10 | 24 | 1011.9048 | 0 | 0 | 142.8571 | 23.5666 | 1178.3285 | 1172.1739 | 6.1546 | 1172.2055 | 6.0911 | 0.031651 | 0 | 0 | 0 | 0 | 0 | 0
7116 | 297 | 10 | 24 | 1011.9048 | 0 | 0 | 142.8571 | 23.5666 | 1178.3285 | 1172.1739 | 6.1546 | 1172.2055 | 6.0911 | 0.031651 | 0 | 0 | 0 | 0 | 0 | 0
7117 | 297 | 10 | 24 | 1011.9048 | 0 | 0 | 142.8571 | 23.5666 | 1178.3285 | 1172.1739 | 6.1546 | 1172.2055 | 6.0911 | 0.031651 | 0 | 0 | 0 | 0 | 0 | 0
7118 | 297 | 10 | 24 | 1011.9048 | 0 | 0 | 142.8571 | 23.5666 | 1178.3285 | 1172.1739 | 6.1546 | 1172.2055 | 6.0911 | 0.031651 | 0 | 0 | 0 | 0 | 0 | 0
7119 | 297 | 10 | 24 | 1011.9048 | 0 | 0 | 142.8571 | 23.5666 | 1178.3285 | 1172.1739 | 6.1546 | 1172.2055 | 6.0911 | 0.031651 | 0 | 0 | 0 | 0 | 0 | 0
7120 | 297 | 10 | 24 | 1011.9048 | 0 | 0 | 142.8571 | 23.5666 | 1178.3285 | 1172.1739 | 6.1546 | 1172.2055 | 6.0911 | 0.031651 | 0 | 0 | 0 | 0 | 0 | 0
7121 | 297 | 10 | 24 | 1011.9048 | 0 | 0 | 0 | 20.6511 | 1032.5559 | 1027.1627 | 5.3932 | 1027.1904 | 5.3376 | 0.027736 | 0 | 0 | 0 | 0 | 0 | 0
7122 | 297 | 10 | 24 | 1011.9048 | 303.5714 | 0 | 0 | 26.8465 | 1342.3226 | 1335.3115 | 7.0112 | 1335.3475 | 6.9389 | 0.036056 | 0 | 0 | 0 | 0 | 0 | 0
7123 | 297 | 10 | 24 | 1011.9048 | 607.1429 | 0 | 0 | 33.0418 | 1652.0894 | 1643.4603 | 8.6291 | 1643.5046 | 8.5402 | 0.044377 | 0 | 0 | 0 | 0 | 0 | 0
7124 | 297 | 10 | 24 | 1011.9048 | 607.1429 | 0 | 0 | 33.0418 | 1652.0894 | 1643.4603 | 8.6291 | 1643.5046 | 8.5402 | 0.044377 | 0 | 0 | 0 | 0 | 0 | 0
7125 | 297 | 10 | 24 | 1011.9048 | 607.1429 | 0 | 0 | 33.0418 | 1652.0894 | 1643.4603 | 8.6291 | 1643.5046 | 8.5402 | 0.044377 | 0 | 0 | 0 | 0 | 0 | 0
7126 | 297 | 10 | 24 | 1011.9048 | 303.5714 | 0 | 0 | 26.8465 | 1342.3226 | 1335.3115 | 7.0112 | 1335.3475 | 6.9389 | 0.036056 | 0 | 0 | 0 | 0 | 0 | 0
7127 | 297 | 10 | 25 | 1011.9048 | 0 | 0 | 0 | 20.6511 | 1032.5559 | 1027.1627 | 5.3932 | 1027.1904 | 5.3376 | 0.027736 | 0 | 0 | 0 | 0 | 0 | 0
7128 | 298 | 10 | 25 | 1011.9048 | 0 | 0 | 0 | 20.6511 | 1032.5559 | 1027.1627 | 5.3932 | 1027.1904 | 5.3376 | 0.027736 | 0 | 0 | 0 | 0 | 0 | 0
7129 | 298 | 10 | 25 | 1011.9048 | 0 | 0 | 0 | 20.6511 | 1032.5559 | 1027.1627 | 5.3932 | 1027.1904 | 5.3376 | 0.027736 | 0 | 0 | 0 | 0 | 0 | 0
7130 | 298 | 10 | 25 | 1011.9048 | 0 | 0 | 0 | 20.6511 | 1032.5559 | 1027.1627 | 5.3932 | 1027.1904 | 5.3376 | 0.027736 | 0 | 0 | 0 | 0 | 0 | 0
7131 | 298 | 10 | 25 | 1011.9048 | 0 | 0 | 0 | 20.6511 | 1032.5559 | 1027.1627 | 5.3932 | 1027.1904 | 5.3376 | 0.027736 | 0 | 0 | 0 | 0 | 0 | 0
7132 | 298 | 10 | 25 | 1011.9048 | 0 | 0 | 0 | 20.6511 | 1032.5559 | 1027.1627 | 5.3932 | 1027.1904 | 5.3376 | 0.027736 | 0 | 0 | 0 | 0 | 0 | 0
7133 | 298 | 10 | 25 | 1011.9048 | 364.2857 | 0 | 0 | 28.0855 | 1404.276 | 1396.9412 | 7.3348 | 1396.9789 | 7.2591 | 0.037721 | 0 | 0 | 0 | 0 | 0 | 0
7134 | 298 | 10 | 25 | 1011.9048 | 607.1429 | 0 | 0 | 33.0418 | 1652.0894 | 1643.4603 | 8.6291 | 1643.5046 | 8.5402 | 0.044377 | 0 | 0 | 0 | 0 | 0 | 0
7135 | 298 | 10 | 25 | 1011.9048 | 607.1429 | 0 | 142.8571 | 35.9572 | 1797.862 | 1788.1793 | 9.6827 | 1732 | 65.5198 | 0.34046 | 0 | 0 | 0 | 0 | 0 | 0
7136 | 298 | 10 | 25 | 1011.9048 | 607.1429 | 0 | 142.8571 | 35.9572 | 1797.862 | 1788.1793 | 9.6827 | 1732 | 65.5198 | 0.34046 | 0 | 0 | 0 | 0 | 0 | 0
7137 | 298 | 10 | 25 | 1011.9048 | 242.8571 | 0 | 142.8571 | 28.5228 | 1426.1419 | 1418.6929 | 7.449 | 1418.7312 | 7.3722 | 0.038308 | 0 | 0 | 0 | 0 | 0 | 0
7138 | 298 | 10 | 25 | 1011.9048 | 0 | 0 | 142.8571 | 23.5666 | 1178.3285 | 1172.1739 | 6.1546 | 1172.2055 | 6.0911 | 0.031651 | 0 | 0 | 0 | 0 | 0 | 0
7139 | 298 | 10 | 25 | 1011.9048 | 0 | 0 | 142.8571 | 23.5666 | 1178.3285 | 1172.1739 | 6.1546 | 1172.2055 | 6.0911 | 0.031651 | 0 | 0 | 0 | 0 | 0 | 0
7140 | 298 | 10 | 25 | 1011.9048 | 0 | 0 | 142.8571 | 23.5666 | 1178.3285 | 1172.1739 | 6.1546 | 1172.2055 | 6.0911 | 0.031651 | 0 | 0 | 0 | 0 | 0 | 0
7141 | 298 | 10 | 25 | 1011.9048 | 0 | 0 | 142.8571 | 23.5666 | 1178.3285 | 1172.1739 | 6.1546 | 1172.2055 | 6.0911 | 0.031651 | 0 | 0 | 0 | 0 | 0 | 0
7142 | 298 | 10 | 25 | 1011.9048 | 0 | 0 | 142.8571 | 23.5666 | 1178.3285 | 1172.1739 | 6.1546 | 1172.2055 | 6.0911 | 0.031651 | 0 | 0 | 0 | 0 | 0 | 0
7143 | 298 | 10 | 25 | 1011.9048 | 0 | 0 | 142.8571 | 23.5666 | 1178.3285 | 1172.1739 | 6.1546 | 1172.2055 | 6.0911 | 0.031651 | 0 | 0 | 0 | 0 | 0 | 0
7144 | 298 | 10 | 25 | 1011.9048 | 0 | 0 | 142.8571 | 23.5666 | 1178.3285 | 1172.1739 | 6.1546 | 1172.2055 | 6.0911 | 0.031651 | 0 | 0 | 0 | 0 | 0 | 0
7145 | 298 | 10 | 25 | 1011.9048 | 0 | 0 | 0 | 20.6511 | 1032.5559 | 1027.1627 | 5.3932 | 1027.1904 | 5.3376 | 0.027736 | 0 | 0 | 0 | 0 | 0 | 0
7146 | 298 | 10 | 25 | 1011.9048 | 303.5714 | 0 | 0 | 26.8465 | 1342.3226 | 1335.3115 | 7.0112 | 1335.3475 | 6.9389 | 0.036056 | 0 | 0 | 0 | 0 | 0 | 0
7147 | 298 | 10 | 25 | 1011.9048 | 607.1429 | 0 | 0 | 33.0418 | 1652.0894 | 1643.4603 | 8.6291 | 1643.5046 | 8.5402 | 0.044377 | 0 | 0 | 0 | 0 | 0 | 0
7148 | 298 | 10 | 25 | 1011.9048 | 607.1429 | 0 | 0 | 33.0418 | 1652.0894 | 1643.4603 | 8.6291 | 1643.5046 | 8.5402 | 0.044377 | 0 | 0 | 0 | 0 | 0 | 0
7149 | 298 | 10 | 25 | 1011.9048 | 607.1429 | 0 | 0 | 33.0418 | 1652.0894 | 1643.4603 | 8.6291 | 1643.5046 | 8.5402 | 0.044377 | 0 | 0 | 0 | 0 | 0 | 0
7150 | 298 | 10 | 25 | 1011.9048 | 303.5714 | 0 | 0 | 26.8465 | 1342.3226 | 1335.3115 | 7.0112 | 1335.3475 | 6.9389 | 0.036056 | 0 | 0 | 0 | 0 | 0 | 0
7151 | 298 | 10 | 26 | 1011.9048 | 0 | 0 | 0 | 20.6511 | 1032.5559 | 1027.1627 | 5.3932 | 1027.1904 | 5.3376 | 0.027736 | 0 | 0 | 0 | 0 | 0 | 0
7152 | 299 | 10 | 26 | 1011.9048 | 0 | 0 | 0 | 20.6511 | 1032.5559 | 1027.1627 | 5.3932 | 1027.1904 | 5.3376 | 0.027736 | 0 | 0 | 0 | 0 | 0 | 0
7153 | 299 | 10 | 26 | 1011.9048 | 0 | 0 | 0 | 20.6511 | 1032.5559 | 1027.1627 | 5.3932 | 1027.1904 | 5.3376 | 0.027736 | 0 | 0 | 0 | 0 | 0 | 0
7154 | 299 | 10 | 26 | 1011.9048 | 0 | 0 | 0 | 20.6511 | 1032.5559 | 1027.1627 | 5.3932 | 1027.1904 | 5.3376 | 0.027736 | 0 | 0 | 0 | 0 | 0 | 0
7155 | 299 | 10 | 26 | 1011.9048 | 0 | 0 | 0 | 20.6511 | 1032.5559 | 1027.1627 | 5.3932 | 1027.1904 | 5.3376 | 0.027736 | 0 | 0 | 0 | 0 | 0 | 0
7156 | 299 | 10 | 26 | 1011.9048 | 0 | 0 | 0 | 20.6511 | 1032.5559 | 1027.1627 | 5.3932 | 1027.1904 | 5.3376 | 0.027736 | 0 | 0 | 0 | 0 | 0 | 0
7157 | 299 | 10 | 26 | 1011.9048 | 364.2857 | 0 | 0 | 28.0855 | 1404.276 | 1396.9412 | 7.3348 | 1396.9789 | 7.2591 | 0.037721 | 0 | 0 | 0 | 0 | 0 | 0
7158 | 299 | 10 | 26 | 1011.9048 | 607.1429 | 0 | 0 | 33.0418 | 1652.0894 | 1643.4603 | 8.6291 | 1643.5046 | 8.5402 | 0.044377 | 0 | 0 | 0 | 0 | 0 | 0
7159 | 299 | 10 | 26 | 1011.9048 | 607.1429 | 0 | 142.8571 | 35.9572 | 1797.862 | 1788.1793 | 9.6827 | 1732 | 65.5198 | 0.34046 | 0 | 0 | 0 | 0 | 0 | 0
7160 | 299 | 10 | 26 | 1011.9048 | 607.1429 | 0 | 142.8571 | 35.9572 | 1797.862 | 1788.1793 | 9.6827 | 1732 | 65.5198 | 0.34046 | 0 | 0 | 0 | 0 | 0 | 0
7161 | 299 | 10 | 26 | 1011.9048 | 242.8571 | 0 | 142.8571 | 28.5228 | 1426.1419 | 1418.6929 | 7.449 | 1418.7312 | 7.3722 | 0.038308 | 0 | 0 | 0 | 0 | 0 | 0
7162 | 299 | 10 | 26 | 1011.9048 | 0 | 0 | 142.8571 | 23.5666 | 1178.3285 | 1172.1739 | 6.1546 | 1172.2055 | 6.0911 | 0.031651 | 0 | 0 | 0 | 0 | 0 | 0
7163 | 299 | 10 | 26 | 1011.9048 | 0 | 0 | 142.8571 | 23.5666 | 1178.3285 | 1172.1739 | 6.1546 | 1172.2055 | 6.0911 | 0.031651 | 0 | 0 | 0 | 0 | 0 | 0
7164 | 299 | 10 | 26 | 1011.9048 | 0 | 0 | 142.8571 | 23.5666 | 1178.3285 | 1172.1739 | 6.1546 | 1172.2055 | 6.0911 | 0.031651 | 0 | 0 | 0 | 0 | 0 | 0
7165 | 299 | 10 | 26 | 1011.9048 | 0 | 0 | 142.8571 | 23.5666 | 1178.3285 | 1172.1739 | 6.1546 | 1172.2055 | 6.0911 | 0.031651 | 0 | 0 | 0 | 0 | 0 | 0
7166 | 299 | 10 | 26 | 1011.9048 | 0 | 0 | 142.8571 | 23.5666 | 1178.3285 | 1172.1739 | 6.1546 | 1172.2055 | 6.0911 | 0.031651 | 0 | 0 | 0 | 0 | 0 | 0
7167 | 299 | 10 | 26 | 1011.9048 | 0 | 0 | 142.8571 | 23.5666 | 1178.3285 | 1172.1739 | 6.1546 | 1172.2055 | 6.0911 | 0.031651 | 0 | 0 | 0 | 0 | 0 | 0
7168 | 299 | 10 | 26 | 1011.9048 | 0 | 0 | 142.8571 | 23.5666 | 1178.3285 | 1172.1739 | 6.1546 | 1172.2055 | 6.0911 | 0.031651 | 0 | 0 | 0 | 0 | 0 | 0
7169 | 299 | 10 | 26 | 1011.9048 | 0 | 0 | 0 | 20.6511 | 1032.5559 | 1027.1627 | 5.3932 | 1027.1904 | 5.3376 | 0.027736 | 0 | 0 | 0 | 0 | 0 | 0
7170 | 299 | 10 | 26 | 1011.9048 | 303.5714 | 0 | 0 | 26.8465 | 1342.3226 | 1335.3115 | 7.0112 | 1335.3475 | 6.9389 | 0.036056 | 0 | 0 | 0 | 0 | 0 | 0
7171 | 299 | 10 | 26 | 1011.9048 | 607.1429 | 0 | 0 | 33.0418 | 1652.0894 | 1643.4603 | 8.6291 | 1643.5046 | 8.5402 | 0.044377 | 0 | 0 | 0 | 0 | 0 | 0
7172 | 299 | 10 | 26 | 1011.9048 | 607.1429 | 0 | 0 | 33.0418 | 1652.0894 | 1643.4603 | 8.6291 | 1643.5046 | 8.5402 | 0.044377 | 0 | 0 | 0 | 0 | 0 | 0
7173 | 299 | 10 | 26 | 1011.9048 | 607.1429 | 0 | 0 | 33.0418 | 1652.0894 | 1643.4603 | 8.6291 | 1643.5046 | 8.5402 | 0.044377 | 0 | 0 | 0 | 0 | 0 | 0
7174 | 299 | 10 | 26 | 1011.9048 | 303.5714 | 0 | 0 | 26.8465 | 1342.3226 | 1335.3115 | 7.0112 | 1335.3475 | 6.9389 | 0.036056 | 0 | 0 | 0 | 0 | 0 | 0
7175 | 299 | 10 | 27 | 1011.9048 | 0 | 0 | 0 | 20.6511 | 1032.5559 | 1027.1627 | 5.3932 | 1027.1904 | 5.3376 | 0.027736 | 0 | 0 | 0 | 0 | 0 | 0
7176 | 300 | 10 | 27 | 1011.9048 | 0 | 0 | 0 | 20.6511 | 1032.5559 | 1027.1627 | 5.3932 | 1027.1904 | 5.3376 | 0.027736 | 0 | 0 | 0 | 0 | 0 | 0
7177 | 300 | 10 | 27 | 1011.9048 | 0 | 0 | 0 | 20.6511 | 1032.5559 | 1027.1627 | 5.3932 | 1027.1904 | 5.3376 | 0.027736 | 0 | 0 | 0 | 0 | 0 | 0
7178 | 300 | 10 | 27 | 1011.9048 | 0 | 0 | 0 | 20.6511 | 1032.5559 | 1027.1627 | 5.3932 | 1027.1904 | 5.3376 | 0.027736 | 0 | 0 | 0 | 0 | 0 | 0
7179 | 300 | 10 | 27 | 1011.9048 | 0 | 0 | 0 | 20.6511 | 1032.5559 | 1027.1627 | 5.3932 | 1027.1904 | 5.3376 | 0.027736 | 0 | 0 | 0 | 0 | 0 | 0
7180 | 300 | 10 | 27 | 1011.9048 | 0 | 0 | 0 | 20.6511 | 1032.5559 | 1027.1627 | 5.3932 | 1027.1904 | 5.3376 | 0.027736 | 0 | 0 | 0 | 0 | 0 | 0
7181 | 300 | 10 | 27 | 1011.9048 | 364.2857 | 0 | 0 | 28.0855 | 1404.276 | 1396.9412 | 7.3348 | 1396.9789 | 7.2591 | 0.037721 | 0 | 0 | 0 | 0 | 0 | 0
7182 | 300 | 10 | 27 | 1011.9048 | 607.1429 | 0 | 0 | 33.0418 | 1652.0894 | 1643.4603 | 8.6291 | 1643.5046 | 8.5402 | 0.044377 | 0 | 0 | 0 | 0 | 0 | 0
7183 | 300 | 10 | 27 | 1011.9048 | 607.1429 | 0 | 142.8571 | 35.9572 | 1797.862 | 1788.1793 | 9.6827 | 1732 | 65.5198 | 0.34046 | 0 | 0 | 0 | 0 | 0 | 0
7184 | 300 | 10 | 27 | 1011.9048 | 607.1429 | 0 | 142.8571 | 35.9572 | 1797.862 | 1788.1793 | 9.6827 | 1732 | 65.5198 | 0.34046 | 0 | 0 | 0 | 0 | 0 | 0
7185 | 300 | 10 | 27 | 1011.9048 | 242.8571 | 0 | 142.8571 | 28.5228 | 1426.1419 | 1418.6929 | 7.449 | 1418.7312 | 7.3722 | 0.038308 | 0 | 0 | 0 | 0 | 0 | 0
7186 | 300 | 10 | 27 | 1011.9048 | 0 | 0 | 142.8571 | 23.5666 | 1178.3285 | 1172.1739 | 6.1546 | 1172.2055 | 6.0911 | 0.031651 | 0 | 0 | 0 | 0 | 0 | 0
7187 | 300 | 10 | 27 | 1011.9048 | 0 | 0 | 142.8571 | 23.5666 | 1178.3285 | 1172.1739 | 6.1546 | 1172.2055 | 6.0911 | 0.031651 | 0 | 0 | 0 | 0 | 0 | 0
7188 | 300 | 10 | 27 | 1011.9048 | 0 | 0 | 142.8571 | 23.5666 | 1178.3285 | 1172.1739 | 6.1546 | 1172.2055 | 6.0911 | 0.031651 | 0 | 0 | 0 | 0 | 0 | 0
7189 | 300 | 10 | 27 | 1011.9048 | 0 | 0 | 142.8571 | 23.5666 | 1178.3285 | 1172.1739 | 6.1546 | 1172.2055 | 6.0911 | 0.031651 | 0 | 0 | 0 | 0 | 0 | 0
7190 | 300 | 10 | 27 | 1011.9048 | 0 | 0 | 142.8571 | 23.5666 | 1178.3285 | 1172.1739 | 6.1546 | 1172.2055 | 6.0911 | 0.031651 | 0 | 0 | 0 | 0 | 0 | 0
7191 | 300 | 10 | 27 | 1011.9048 | 0 | 0 | 142.8571 | 23.5666 | 1178.3285 | 1172.1739 | 6.1546 | 1172.2055 | 6.0911 | 0.031651 | 0 | 0 | 0 | 0 | 0 | 0
7192 | 300 | 10 | 27 | 1011.9048 | 0 | 0 | 142.8571 | 23.5666 | 1178.3285 | 1172.1739 | 6.1546 | 1172.2055 | 6.0911 | 0.031651 | 0 | 0 | 0 | 0 | 0 | 0
7193 | 300 | 10 | 27 | 1011.9048 | 0 | 0 | 0 | 20.6511 | 1032.5559 | 1027.1627 | 5.3932 | 1027.1904 | 5.3376 | 0.027736 | 0 | 0 | 0 | 0 | 0 | 0
7194 | 300 | 10 | 27 | 1011.9048 | 303.5714 | 0 | 0 | 26.8465 | 1342.3226 | 1335.3115 | 7.0112 | 1335.3475 | 6.9389 | 0.036056 | 0 | 0 | 0 | 0 | 0 | 0
7195 | 300 | 10 | 27 | 1011.9048 | 607.1429 | 0 | 0 | 33.0418 | 1652.0894 | 1643.4603 | 8.6291 | 1643.5046 | 8.5402 | 0.044377 | 0 | 0 | 0 | 0 | 0 | 0
7196 | 300 | 10 | 27 | 1011.9048 | 607.1429 | 0 | 0 | 33.0418 | 1652.0894 | 1643.4603 | 8.6291 | 1643.5046 | 8.5402 | 0.044377 | 0 | 0 | 0 | 0 | 0 | 0
7197 | 300 | 10 | 27 | 1011.9048 | 607.1429 | 0 | 0 | 33.0418 | 1652.0894 | 1643.4603 | 8.6291 | 1643.5046 | 8.5402 | 0.044377 | 0 | 0 | 0 | 0 | 0 | 0
7198 | 300 | 10 | 27 | 1011.9048 | 303.5714 | 0 | 0 | 26.8465 | 1342.3226 | 1335.3115 | 7.0112 | 1335.3475 | 6.9389 | 0.036056 | 0 | 0 | 0 | 0 | 0 | 0
7199 | 300 | 10 | 28 | 1011.9048 | 0 | 0 | 0 | 20.6511 | 1032.5559 | 1027.1627 | 5.3932 | 1027.1904 | 5.3376 | 0.027736 | 0 | 0 | 0 | 0 | 0 | 0
7200 | 301 | 10 | 28 | 1011.9048 | 0 | 0 | 0 | 20.6511 | 1032.5559 | 1027.1627 | 5.3932 | 1027.1904 | 5.3376 | 0.027736 | 0 | 0 | 0 | 0 | 0 | 0
7201 | 301 | 10 | 28 | 1011.9048 | 0 | 0 | 0 | 20.6511 | 1032.5559 | 1027.1627 | 5.3932 | 1027.1904 | 5.3376 | 0.027736 | 0 | 0 | 0 | 0 | 0 | 0
7202 | 301 | 10 | 28 | 1011.9048 | 0 | 0 | 0 | 20.6511 | 1032.5559 | 1027.1627 | 5.3932 | 1027.1904 | 5.3376 | 0.027736 | 0 | 0 | 0 | 0 | 0 | 0
7203 | 301 | 10 | 28 | 1011.9048 | 0 | 0 | 0 | 20.6511 | 1032.5559 | 1027.1627 | 5.3932 | 1027.1904 | 5.3376 | 0.027736 | 0 | 0 | 0 | 0 | 0 | 0
7204 | 301 | 10 | 28 | 1011.9048 | 0 | 0 | 0 | 20.6511 | 1032.5559 | 1027.1627 | 5.3932 | 1027.1904 | 5.3376 | 0.027736 | 0 | 0 | 0 | 0 | 0 | 0
7205 | 301 | 10 | 28 | 1011.9048 | 364.2857 | 0 | 0 | 28.0855 | 1404.276 | 1396.9412 | 7.3348 | 1396.9789 | 7.2591 | 0.037721 | 0 | 0 | 0 | 0 | 0 | 0
7206 | 301 | 10 | 28 | 1011.9048 | 607.1429 | 0 | 0 | 33.0418 | 1652.0894 | 1643.4603 | 8.6291 | 1643.5046 | 8.5402 | 0.044377 | 0 | 0 | 0 | 0 | 0 | 0
7207 | 301 | 10 | 28 | 1011.9048 | 607.1429 | 0 | 142.8571 | 35.9572 | 1797.862 | 1788.1793 | 9.6827 | 1732 | 65.5198 | 0.34046 | 0 | 0 | 0 | 0 | 0 | 0
7208 | 301 | 10 | 28 | 1011.9048 | 607.1429 | 0 | 142.8571 | 35.9572 | 1797.862 | 1788.1793 | 9.6827 | 1732 | 65.5198 | 0.34046 | 0 | 0 | 0 | 0 | 0 | 0
7209 | 301 | 10 | 28 | 1011.9048 | 242.8571 | 0 | 142.8571 | 28.5228 | 1426.1419 | 1418.6929 | 7.449 | 1418.7312 | 7.3722 | 0.038308 | 0 | 0 | 0 | 0 | 0 | 0
7210 | 301 | 10 | 28 | 1011.9048 | 0 | 0 | 142.8571 | 23.5666 | 1178.3285 | 1172.1739 | 6.1546 | 1172.2055 | 6.0911 | 0.031651 | 0 | 0 | 0 | 0 | 0 | 0
7211 | 301 | 10 | 28 | 1011.9048 | 0 | 0 | 142.8571 | 23.5666 | 1178.3285 | 1172.1739 | 6.1546 | 1172.2055 | 6.0911 | 0.031651 | 0 | 0 | 0 | 0 | 0 | 0
7212 | 301 | 10 | 28 | 1011.9048 | 0 | 0 | 142.8571 | 23.5666 | 1178.3285 | 1172.1739 | 6.1546 | 1172.2055 | 6.0911 | 0.031651 | 0 | 0 | 0 | 0 | 0 | 0
7213 | 301 | 10 | 28 | 1011.9048 | 0 | 0 | 142.8571 | 23.5666 | 1178.3285 | 1172.1739 | 6.1546 | 1172.2055 | 6.0911 | 0.031651 | 0 | 0 | 0 | 0 | 0 | 0
7214 | 301 | 10 | 28 | 1011.9048 | 0 | 0 | 142.8571 | 23.5666 | 1178.3285 | 1172.1739 | 6.1546 | 1172.2055 | 6.0911 | 0.031651 | 0 | 0 | 0 | 0 | 0 | 0
7215 | 301 | 10 | 28 | 1011.9048 | 0 | 0 | 142.8571 | 23.5666 | 1178.3285 | 1172.1739 | 6.1546 | 1172.2055 | 6.0911 | 0.031651 | 0 | 0 | 0 | 0 | 0 | 0
7216 | 301 | 10 | 28 | 1011.9048 | 0 | 0 | 142.8571 | 23.5666 | 1178.3285 | 1172.1739 | 6.1546 | 1172.2055 | 6.0911 | 0.031651 | 0 | 0 | 0 | 0 | 0 | 0
7217 | 301 | 10 | 28 | 1011.9048 | 0 | 0 | 0 | 20.6511 | 1032.5559 | 1027.1627 | 5.3932 | 1027.1904 | 5.3376 | 0.027736 | 0 | 0 | 0 | 0 | 0 | 0
7218 | 301 | 10 | 28 | 1011.9048 | 303.5714 | 0 | 0 | 26.8465 | 1342.3226 | 1335.3115 | 7.0112 | 1335.3475 | 6.9389 | 0.036056 | 0 | 0 | 0 | 0 | 0 | 0
7219 | 301 | 10 | 28 | 1011.9048 | 607.1429 | 0 | 0 | 33.0418 | 1652.0894 | 1643.4603 | 8.6291 | 1643.5046 | 8.5402 | 0.044377 | 0 | 0 | 0 | 0 | 0 | 0
7220 | 301 | 10 | 28 | 1011.9048 | 607.1429 | 0 | 0 | 33.0418 | 1652.0894 | 1643.4603 | 8.6291 | 1643.5046 | 8.5402 | 0.044377 | 0 | 0 | 0 | 0 | 0 | 0
7221 | 301 | 10 | 28 | 1011.9048 | 607.1429 | 0 | 0 | 33.0418 | 1652.0894 | 1643.4603 | 8.6291 | 1643.5046 | 8.5402 | 0.044377 | 0 | 0 | 0 | 0 | 0 | 0
7222 | 301 | 10 | 28 | 1011.9048 | 303.5714 | 0 | 0 | 26.8465 | 1342.3226 | 1335.3115 | 7.0112 | 1335.3475 | 6.9389 | 0.036056 | 0 | 0 | 0 | 0 | 0 | 0
7223 | 301 | 10 | 29 | 1011.9048 | 0 | 0 | 0 | 20.6511 | 1032.5559 | 1027.1627 | 5.3932 | 1027.1904 | 5.3376 | 0.027736 | 0 | 0 | 0 | 0 | 0 | 0
7224 | 302 | 10 | 29 | 1011.9048 | 0 | 0 | 0 | 20.6511 | 1032.5559 | 1027.1627 | 5.3932 | 1027.1904 | 5.3376 | 0.027736 | 0 | 0 | 0 | 0 | 0 | 0
7225 | 302 | 10 | 29 | 1011.9048 | 0 | 0 | 0 | 20.6511 | 1032.5559 | 1027.1627 | 5.3932 | 1027.1904 | 5.3376 | 0.027736 | 0 | 0 | 0 | 0 | 0 | 0
7226 | 302 | 10 | 29 | 1011.9048 | 0 | 0 | 0 | 20.6511 | 1032.5559 | 1027.1627 | 5.3932 | 1027.1904 | 5.3376 | 0.027736 | 0 | 0 | 0 | 0 | 0 | 0
7227 | 302 | 10 | 29 | 1011.9048 | 0 | 0 | 0 | 20.6511 | 1032.5559 | 1027.1627 | 5.3932 | 1027.1904 | 5.3376 | 0.027736 | 0 | 0 | 0 | 0 | 0 | 0
7228 | 302 | 10 | 29 | 1011.9048 | 0 | 0 | 0 | 20.6511 | 1032.5559 | 1027.1627 | 5.3932 | 1027.1904 | 5.3376 | 0.027736 | 0 | 0 | 0 | 0 | 0 | 0
7229 | 302 | 10 | 29 | 1011.9048 | 364.2857 | 0 | 0 | 28.0855 | 1404.276 | 1396.9412 | 7.3348 | 1396.9789 | 7.2591 | 0.037721 | 0 | 0 | 0 | 0 | 0 | 0
7230 | 302 | 10 | 29 | 1011.9048 | 607.1429 | 0 | 0 | 33.0418 | 1652.0894 | 1643.4603 | 8.6291 | 1643.5046 | 8.5402 | 0.044377 | 0 | 0 | 0 | 0 | 0 | 0
7231 | 302 | 10 | 29 | 1011.9048 | 607.1429 | 0 | 142.8571 | 35.9572 | 1797.862 | 1788.1793 | 9.6827 | 1732 | 65.5198 | 0.34046 | 0 | 0 | 0 | 0 | 0 | 0
7232 | 302 | 10 | 29 | 1011.9048 | 607.1429 | 0 | 142.8571 | 35.9572 | 1797.862 | 1788.1793 | 9.6827 | 1732 | 65.5198 | 0.34046 | 0 | 0 | 0 | 0 | 0 | 0
7233 | 302 | 10 | 29 | 1011.9048 | 242.8571 | 0 | 142.8571 | 28.5228 | 1426.1419 | 1418.6929 | 7.449 | 1418.7312 | 7.3722 | 0.038308 | 0 | 0 | 0 | 0 | 0 | 0
7234 | 302 | 10 | 29 | 1011.9048 | 0 | 0 | 142.8571 | 23.5666 | 1178.3285 | 1172.1739 | 6.1546 | 1172.2055 | 6.0911 | 0.031651 | 0 | 0 | 0 | 0 | 0 | 0
7235 | 302 | 10 | 29 | 1011.9048 | 0 | 0 | 142.8571 | 23.5666 | 1178.3285 | 1172.1739 | 6.1546 | 1172.2055 | 6.0911 | 0.031651 | 0 | 0 | 0 | 0 | 0 | 0
7236 | 302 | 10 | 29 | 1011.9048 | 0 | 0 | 142.8571 | 23.5666 | 1178.3285 | 1172.1739 | 6.1546 | 1172.2055 | 6.0911 | 0.031651 | 0 | 0 | 0 | 0 | 0 | 0
7237 | 302 | 10 | 29 | 1011.9048 | 0 | 0 | 142.8571 | 23.5666 | 1178.3285 | 1172.1739 | 6.1546 | 1172.2055 | 6.0911 | 0.031651 | 0 | 0 | 0 | 0 | 0 | 0
7238 | 302 | 10 | 29 | 1011.9048 | 0 | 0 | 142.8571 | 23.5666 | 1178.3285 | 1172.1739 | 6.1546 | 1172.2055 | 6.0911 | 0.031651 | 0 | 0 | 0 | 0 | 0 | 0
7239 | 302 | 10 | 29 | 1011.9048 | 0 | 0 | 142.8571 | 23.5666 | 1178.3285 | 1172.1739 | 6.1546 | 1172.2055 | 6.0911 | 0.031651 | 0 | 0 | 0 | 0 | 0 | 0
7240 | 302 | 10 | 29 | 1011.9048 | 0 | 0 | 142.8571 | 23.5666 | 1178.3285 | 1172.1739 | 6.1546 | 1172.2055 | 6.0911 | 0.031651 | 0 | 0 | 0 | 0 | 0 | 0
7241 | 302 | 10 | 29 | 1011.9048 | 0 | 0 | 0 | 20.6511 | 1032.5559 | 1027.1627 | 5.3932 | 1027.1904 | 5.3376 | 0.027736 | 0 | 0 | 0 | 0 | 0 | 0
7242 | 302 | 10 | 29 | 1011.9048 | 303.5714 | 0 | 0 | 26.8465 | 1342.3226 | 1335.3115 | 7.0112 | 1335.3475 | 6.9389 | 0.036056 | 0 | 0 | 0 | 0 | 0 | 0
7243 | 302 | 10 | 29 | 1011.9048 | 607.1429 | 0 | 0 | 33.0418 | 1652.0894 | 1643.4603 | 8.6291 | 1643.5046 | 8.5402 | 0.044377 | 0 | 0 | 0 | 0 | 0 | 0
7244 | 302 | 10 | 29 | 1011.9048 | 607.1429 | 0 | 0 | 33.0418 | 1652.0894 | 1643.4603 | 8.6291 | 1643.5046 | 8.5402 | 0.044377 | 0 | 0 | 0 | 0 | 0 | 0
7245 | 302 | 10 | 29 | 1011.9048 | 607.1429 | 0 | 0 | 33.0418 | 1652.0894 | 1643.4603 | 8.6291 | 1643.5046 | 8.5402 | 0.044377 | 0 | 0 | 0 | 0 | 0 | 0
7246 | 302 | 10 | 29 | 1011.9048 | 303.5714 | 0 | 0 | 26.8465 | 1342.3226 | 1335.3115 | 7.0112 | 1335.3475 | 6.9389 | 0.036056 | 0 | 0 | 0 | 0 | 0 | 0
7247 | 302 | 10 | 30 | 1011.9048 | 0 | 0 | 0 | 20.6511 | 1032.5559 | 1027.1627 | 5.3932 | 1027.1904 | 5.3376 | 0.027736 | 0 | 0 | 0 | 0 | 0 | 0
7248 | 303 | 10 | 30 | 1011.9048 | 0 | 0 | 0 | 20.6511 | 1032.5559 | 1027.1627 | 5.3932 | 1027.1904 | 5.3376 | 0.027736 | 0 | 0 | 0 | 0 | 0 | 0
7249 | 303 | 10 | 30 | 1011.9048 | 0 | 0 | 0 | 20.6511 | 1032.5559 | 1027.1627 | 5.3932 | 1027.1904 | 5.3376 | 0.027736 | 0 | 0 | 0 | 0 | 0 | 0
7250 | 303 | 10 | 30 | 1011.9048 | 0 | 0 | 0 | 20.6511 | 1032.5559 | 1027.1627 | 5.3932 | 1027.1904 | 5.3376 | 0.027736 | 0 | 0 | 0 | 0 | 0 | 0
7251 | 303 | 10 | 30 | 1011.9048 | 0 | 0 | 0 | 20.6511 | 1032.5559 | 1027.1627 | 5.3932 | 1027.1904 | 5.3376 | 0.027736 | 0 | 0 | 0 | 0 | 0 | 0
7252 | 303 | 10 | 30 | 1011.9048 | 0 | 0 | 0 | 20.6511 | 1032.5559 | 1027.1627 | 5.3932 | 1027.1904 | 5.3376 | 0.027736 | 0 | 0 | 0 | 0 | 0 | 0
7253 | 303 | 10 | 30 | 1011.9048 | 364.2857 | 0 | 0 | 28.0855 | 1404.276 | 1396.9412 | 7.3348 | 1396.9789 | 7.2591 | 0.037721 | 0 | 0 | 0 | 0 | 0 | 0
7254 | 303 | 10 | 30 | 1011.9048 | 607.1429 | 0 | 0 | 33.0418 | 1652.0894 | 1643.4603 | 8.6291 | 1643.5046 | 8.5402 | 0.044377 | 0 | 0 | 0 | 0 | 0 | 0
7255 | 303 | 10 | 30 | 1011.9048 | 607.1429 | 0 | 142.8571 | 35.9572 | 1797.862 | 1788.1793 | 9.6827 | 1732 | 65.5198 | 0.34046 | 0 | 0 | 0 | 0 | 0 | 0
7256 | 303 | 10 | 30 | 1011.9048 | 607.1429 | 0 | 142.8571 | 35.9572 | 1797.862 | 1788.1793 | 9.6827 | 1732 | 65.5198 | 0.34046 | 0 | 0 | 0 | 0 | 0 | 0
7257 | 303 | 10 | 30 | 1011.9048 | 242.8571 | 0 | 142.8571 | 28.5228 | 1426.1419 | 1418.6929 | 7.449 | 1418.7312 | 7.3722 | 0.038308 | 0 | 0 | 0 | 0 | 0 | 0
7258 | 303 | 10 | 30 | 1011.9048 | 0 | 0 | 142.8571 | 23.5666 | 1178.3285 | 1172.1739 | 6.1546 | 1172.2055 | 6.0911 | 0.031651 | 0 | 0 | 0 | 0 | 0 | 0
7259 | 303 | 10 | 30 | 1011.9048 | 0 | 0 | 142.8571 | 23.5666 | 1178.3285 | 1172.1739 | 6.1546 | 1172.2055 | 6.0911 | 0.031651 | 0 | 0 | 0 | 0 | 0 | 0
7260 | 303 | 10 | 30 | 1011.9048 | 0 | 0 | 142.8571 | 23.5666 | 1178.3285 | 1172.1739 | 6.1546 | 1172.2055 | 6.0911 | 0.031651 | 0 | 0 | 0 | 0 | 0 | 0
7261 | 303 | 10 | 30 | 1011.9048 | 0 | 0 | 142.8571 | 23.5666 | 1178.3285 | 1172.1739 | 6.1546 | 1172.2055 | 6.0911 | 0.031651 | 0 | 0 | 0 | 0 | 0 | 0
7262 | 303 | 10 | 30 | 1011.9048 | 0 | 0 | 142.8571 | 23.5666 | 1178.3285 | 1172.1739 | 6.1546 | 1172.2055 | 6.0911 | 0.031651 | 0 | 0 | 0 | 0 | 0 | 0
7263 | 303 | 10 | 30 | 1011.9048 | 0 | 0 | 142.8571 | 23.5666 | 1178.3285 | 1172.1739 | 6.1546 | 1172.2055 | 6.0911 | 0.031651 | 0 | 0 | 0 | 0 | 0 | 0
7264 | 303 | 10 | 30 | 1011.9048 | 0 | 0 | 142.8571 | 23.5666 | 1178.3285 | 1172.1739 | 6.1546 | 1172.2055 | 6.0911 | 0.031651 | 0 | 0 | 0 | 0 | 0 | 0
7265 | 303 | 10 | 30 | 1011.9048 | 0 | 0 | 0 | 20.6511 | 1032.5559 | 1027.1627 | 5.3932 | 1027.1904 | 5.3376 | 0.027736 | 0 | 0 | 0 | 0 | 0 | 0
7266 | 303 | 10 | 30 | 1011.9048 | 303.5714 | 0 | 0 | 26.8465 | 1342.3226 | 1335.3115 | 7.0112 | 1335.3475 | 6.9389 | 0.036056 | 0 | 0 | 0 | 0 | 0 | 0
7267 | 303 | 10 | 30 | 1011.9048 | 607.1429 | 0 | 0 | 33.0418 | 1652.0894 | 1643.4603 | 8.6291 | 1643.5046 | 8.5402 | 0.044377 | 0 | 0 | 0 | 0 | 0 | 0
7268 | 303 | 10 | 30 | 1011.9048 | 607.1429 | 0 | 0 | 33.0418 | 1652.0894 | 1643.4603 | 8.6291 | 1643.5046 | 8.5402 | 0.044377 | 0 | 0 | 0 | 0 | 0 | 0
7269 | 303 | 10 | 30 | 1011.9048 | 607.1429 | 0 | 0 | 33.0418 | 1652.0894 | 1643.4603 | 8.6291 | 1643.5046 | 8.5402 | 0.044377 | 0 | 0 | 0 | 0 | 0 | 0
7270 | 303 | 10 | 30 | 1011.9048 | 303.5714 | 0 | 0 | 26.8465 | 1342.3226 | 1335.3115 | 7.0112 | 1335.3475 | 6.9389 | 0.036056 | 0 | 0 | 0 | 0 | 0 | 0
7271 | 303 | 10 | 31 | 1011.9048 | 0 | 0 | 0 | 20.6511 | 1032.5559 | 1027.1627 | 5.3932 | 1027.1904 | 5.3376 | 0.027736 | 0 | 0 | 0 | 0 | 0 | 0
7272 | 304 | 10 | 31 | 1011.9048 | 0 | 0 | 0 | 20.6511 | 1032.5559 | 1027.1627 | 5.3932 | 1027.1904 | 5.3376 | 0.027736 | 0 | 0 | 0 | 0 | 0 | 0
7273 | 304 | 10 | 31 | 1011.9048 | 0 | 0 | 0 | 20.6511 | 1032.5559 | 1027.1627 | 5.3932 | 1027.1904 | 5.3376 | 0.027736 | 0 | 0 | 0 | 0 | 0 | 0
7274 | 304 | 10 | 31 | 1011.9048 | 0 | 0 | 0 | 20.6511 | 1032.5559 | 1027.1627 | 5.3932 | 1027.1904 | 5.3376 | 0.027736 | 0 | 0 | 0 | 0 | 0 | 0
7275 | 304 | 10 | 31 | 1011.9048 | 0 | 0 | 0 | 20.6511 | 1032.5559 | 1027.1627 | 5.3932 | 1027.1904 | 5.3376 | 0.027736 | 0 | 0 | 0 | 0 | 0 | 0
7276 | 304 | 10 | 31 | 1011.9048 | 0 | 0 | 0 | 20.6511 | 1032.5559 | 1027.1627 | 5.3932 | 1027.1904 | 5.3376 | 0.027736 | 0 | 0 | 0 | 0 | 0 | 0
7277 | 304 | 10 | 31 | 1011.9048 | 364.2857 | 0 | 0 | 28.0855 | 1404.276 | 1396.9412 | 7.3348 | 1396.9789 | 7.2591 | 0.037721 | 0 | 0 | 0 | 0 | 0 | 0
7278 | 304 | 10 | 31 | 1011.9048 | 607.1429 | 0 | 0 | 33.0418 | 1652.0894 | 1643.4603 | 8.6291 | 1643.5046 | 8.5402 | 0.044377 | 0 | 0 | 0 | 0 | 0 | 0
7279 | 304 | 10 | 31 | 1011.9048 | 607.1429 | 0 | 142.8571 | 35.9572 | 1797.862 | 1788.1793 | 9.6827 | 1732 | 65.5198 | 0.34046 | 0 | 0 | 0 | 0 | 0 | 0
7280 | 304 | 10 | 31 | 1011.9048 | 607.1429 | 0 | 142.8571 | 35.9572 | 1797.862 | 1788.1793 | 9.6827 | 1732 | 65.5198 | 0.34046 | 0 | 0 | 0 | 0 | 0 | 0
7281 | 304 | 10 | 31 | 1011.9048 | 242.8571 | 0 | 142.8571 | 28.5228 | 1426.1419 | 1418.6929 | 7.449 | 1418.7312 | 7.3722 | 0.038308 | 0 | 0 | 0 | 0 | 0 | 0
7282 | 304 | 10 | 31 | 1011.9048 | 0 | 0 | 142.8571 | 23.5666 | 1178.3285 | 1172.1739 | 6.1546 | 1172.2055 | 6.0911 | 0.031651 | 0 | 0 | 0 | 0 | 0 | 0
7283 | 304 | 10 | 31 | 1011.9048 | 0 | 0 | 142.8571 | 23.5666 | 1178.3285 | 1172.1739 | 6.1546 | 1172.2055 | 6.0911 | 0.031651 | 0 | 0 | 0 | 0 | 0 | 0
7284 | 304 | 10 | 31 | 1011.9048 | 0 | 0 | 142.8571 | 23.5666 | 1178.3285 | 1172.1739 | 6.1546 | 1172.2055 | 6.0911 | 0.031651 | 0 | 0 | 0 | 0 | 0 | 0
7285 | 304 | 10 | 31 | 1011.9048 | 0 | 0 | 142.8571 | 23.5666 | 1178.3285 | 1172.1739 | 6.1546 | 1172.2055 | 6.0911 | 0.031651 | 0 | 0 | 0 | 0 | 0 | 0
7286 | 304 | 10 | 31 | 1011.9048 | 0 | 0 | 142.8571 | 23.5666 | 1178.3285 | 1172.1739 | 6.1546 | 1172.2055 | 6.0911 | 0.031651 | 0 | 0 | 0 | 0 | 0 | 0
7287 | 304 | 10 | 31 | 1011.9048 | 0 | 0 | 142.8571 | 23.5666 | 1178.3285 | 1172.1739 | 6.1546 | 1172.2055 | 6.0911 | 0.031651 | 0 | 0 | 0 | 0 | 0 | 0
7288 | 304 | 10 | 31 | 1011.9048 | 0 | 0 | 142.8571 | 23.5666 | 1178.3285 | 1172.1739 | 6.1546 | 1172.2055 | 6.0911 | 0.031651 | 0 | 0 | 0 | 0 | 0 | 0
7289 | 304 | 10 | 31 | 1011.9048 | 0 | 0 | 0 | 20.6511 | 1032.5559 | 1027.1627 | 5.3932 | 1027.1904 | 5.3376 | 0.027736 | 0 | 0 | 0 | 0 | 0 | 0
7290 | 304 | 10 | 31 | 1011.9048 | 303.5714 | 0 | 0 | 26.8465 | 1342.3226 | 1335.3115 | 7.0112 | 1335.3475 | 6.9389 | 0.036056 | 0 | 0 | 0 | 0 | 0 | 0
7291 | 304 | 10 | 31 | 1011.9048 | 607.1429 | 0 | 0 | 33.0418 | 1652.0894 | 1643.4603 | 8.6291 | 1643.5046 | 8.5402 | 0.044377 | 0 | 0 | 0 | 0 | 0 | 0
7292 | 304 | 10 | 31 | 1011.9048 | 607.1429 | 0 | 0 | 33.0418 | 1652.0894 | 1643.4603 | 8.6291 | 1643.5046 | 8.5402 | 0.044377 | 0 | 0 | 0 | 0 | 0 | 0
7293 | 304 | 10 | 31 | 1011.9048 | 607.1429 | 0 | 0 | 33.0418 | 1652.0894 | 1643.4603 | 8.6291 | 1643.5046 | 8.5402 | 0.044377 | 0 | 0 | 0 | 0 | 0 | 0
7294 | 304 | 10 | 31 | 1011.9048 | 303.5714 | 0 | 0 | 26.8465 | 1342.3226 | 1335.3115 | 7.0112 | 1335.3475 | 6.9389 | 0.036056 | 0 | 0 | 0 | 0 | 0 | 0
7295 | 304 | 10 | 32 | 1011.9048 | 0 | 0 | 0 | 20.6511 | 1032.5559 | 1027.1627 | 5.3932 | 1027.1904 | 5.3376 | 0.027736 | 0 | 0 | 0 | 0 | 0 | 0
7296 | 305 | 11 | 1 | 1369.0476 | 0 | 0 | 0 | 27.9397 | 1396.9874 | 1389.6907 | 7.2967 | 1389.7282 | 7.2215 | 0.037525 | 0 | 0 | 0 | 0 | 0 | 0
7297 | 305 | 11 | 1 | 1369.0476 | 0 | 0 | 0 | 27.9397 | 1396.9874 | 1389.6907 | 7.2967 | 1389.7282 | 7.2215 | 0.037525 | 0 | 0 | 0 | 0 | 0 | 0
7298 | 305 | 11 | 1 | 1369.0476 | 0 | 0 | 0 | 27.9397 | 1396.9874 | 1389.6907 | 7.2967 | 1389.7282 | 7.2215 | 0.037525 | 0 | 0 | 0 | 0 | 0 | 0
7299 | 305 | 11 | 1 | 1369.0476 | 0 | 0 | 0 | 27.9397 | 1396.9874 | 1389.6907 | 7.2967 | 1389.7282 | 7.2215 | 0.037525 | 0 | 0 | 0 | 0 | 0 | 0
7300 | 305 | 11 | 1 | 1369.0476 | 0 | 0 | 0 | 27.9397 | 1396.9874 | 1389.6907 | 7.2967 | 1389.7282 | 7.2215 | 0.037525 | 0 | 0 | 0 | 0 | 0 | 0
7301 | 305 | 11 | 1 | 1369.0476 | 428.5714 | 0 | 0 | 36.6861 | 1834.3052 | 1824.2447 | 10.0605 | 1732 | 101.7735 | 0.52885 | 0 | 0 | 0 | 0 | 0 | 0
7302 | 305 | 11 | 1 | 1369.0476 | 714.2857 | 0 | 0 | 42.517 | 2125.8503 | 2112.7678 | 13.0825 | 1732 | 391.8038 | 2.0359 | 0 | 0 | 0 | 0 | 0 | 0
7303 | 305 | 11 | 1 | 1369.0476 | 714.2857 | 0 | 142.8571 | 45.4325 | 2271.6229 | 2257.0294 | 14.5935 | 1732 | 536.8189 | 2.7895 | 0 | 0 | 0 | 0 | 0 | 0
7304 | 305 | 11 | 1 | 1369.0476 | 714.2857 | 0 | 142.8571 | 45.4325 | 2271.6229 | 2257.0294 | 14.5935 | 1732 | 536.8189 | 2.7895 | 0 | 0 | 0 | 0 | 0 | 0
7305 | 305 | 11 | 1 | 1369.0476 | 285.7143 | 0 | 142.8571 | 36.6861 | 1834.3052 | 1824.2447 | 10.0605 | 1732 | 101.7735 | 0.52885 | 0 | 0 | 0 | 0 | 0 | 0
7306 | 305 | 11 | 1 | 1369.0476 | 0 | 0 | 142.8571 | 30.8552 | 1542.76 | 1534.7019 | 8.0581 | 1534.7433 | 7.975 | 0.041441 | 0 | 0 | 0 | 0 | 0 | 0
7307 | 305 | 11 | 1 | 1369.0476 | 0 | 0 | 142.8571 | 30.8552 | 1542.76 | 1534.7019 | 8.0581 | 1534.7433 | 7.975 | 0.041441 | 0 | 0 | 0 | 0 | 0 | 0
7308 | 305 | 11 | 1 | 1369.0476 | 0 | 0 | 142.8571 | 30.8552 | 1542.76 | 1534.7019 | 8.0581 | 1534.7433 | 7.975 | 0.041441 | 0 | 0 | 0 | 0 | 0 | 0
7309 | 305 | 11 | 1 | 1369.0476 | 0 | 0 | 142.8571 | 30.8552 | 1542.76 | 1534.7019 | 8.0581 | 1534.7433 | 7.975 | 0.041441 | 0 | 0 | 0 | 0 | 0 | 0
7310 | 305 | 11 | 1 | 1369.0476 | 0 | 0 | 142.8571 | 30.8552 | 1542.76 | 1534.7019 | 8.0581 | 1534.7433 | 7.975 | 0.041441 | 0 | 0 | 0 | 0 | 0 | 0
7311 | 305 | 11 | 1 | 1369.0476 | 0 | 0 | 142.8571 | 30.8552 | 1542.76 | 1534.7019 | 8.0581 | 1534.7433 | 7.975 | 0.041441 | 0 | 0 | 0 | 0 | 0 | 0
7312 | 305 | 11 | 1 | 1369.0476 | 0 | 0 | 142.8571 | 30.8552 | 1542.76 | 1534.7019 | 8.0581 | 1534.7433 | 7.975 | 0.041441 | 0 | 0 | 0 | 0 | 0 | 0
7313 | 305 | 11 | 1 | 1369.0476 | 0 | 0 | 0 | 27.9397 | 1396.9874 | 1389.6907 | 7.2967 | 1389.7282 | 7.2215 | 0.037525 | 0 | 0 | 0 | 0 | 0 | 0
7314 | 305 | 11 | 1 | 1369.0476 | 357.1429 | 0 | 0 | 35.2284 | 1761.4189 | 1752.1139 | 9.3049 | 1732 | 29.266 | 0.15207 | 0 | 0 | 0 | 0 | 0 | 0
7315 | 305 | 11 | 1 | 1369.0476 | 714.2857 | 0 | 0 | 42.517 | 2125.8503 | 2112.7678 | 13.0825 | 1732 | 391.8038 | 2.0359 | 0 | 0 | 0 | 0 | 0 | 0
7316 | 305 | 11 | 1 | 1369.0476 | 714.2857 | 0 | 0 | 42.517 | 2125.8503 | 2112.7678 | 13.0825 | 1732 | 391.8038 | 2.0359 | 0 | 0 | 0 | 0 | 0 | 0
7317 | 305 | 11 | 1 | 1369.0476 | 714.2857 | 0 | 0 | 42.517 | 2125.8503 | 2112.7678 | 13.0825 | 1732 | 391.8038 | 2.0359 | 0 | 0 | 0 | 0 | 0 | 0
7318 | 305 | 11 | 1 | 1369.0476 | 357.1429 | 0 | 0 | 35.2284 | 1761.4189 | 1752.1139 | 9.3049 | 1732 | 29.266 | 0.15207 | 0 | 0 | 0 | 0 | 0 | 0
7319 | 305 | 11 | 2 | 1369.0476 | 0 | 0 | 0 | 27.9397 | 1396.9874 | 1389.6907 | 7.2967 | 1389.7282 | 7.2215 | 0.037525 | 0 | 0 | 0 | 0 | 0 | 0
7320 | 306 | 11 | 2 | 1369.0476 | 0 | 0 | 0 | 27.9397 | 1396.9874 | 1389.6907 | 7.2967 | 1389.7282 | 7.2215 | 0.037525 | 0 | 0 | 0 | 0 | 0 | 0
7321 | 306 | 11 | 2 | 1369.0476 | 0 | 0 | 0 | 27.9397 | 1396.9874 | 1389.6907 | 7.2967 | 1389.7282 | 7.2215 | 0.037525 | 0 | 0 | 0 | 0 | 0 | 0
7322 | 306 | 11 | 2 | 1369.0476 | 0 | 0 | 0 | 27.9397 | 1396.9874 | 1389.6907 | 7.2967 | 1389.7282 | 7.2215 | 0.037525 | 0 | 0 | 0 | 0 | 0 | 0
7323 | 306 | 11 | 2 | 1369.0476 | 0 | 0 | 0 | 27.9397 | 1396.9874 | 1389.6907 | 7.2967 | 1389.7282 | 7.2215 | 0.037525 | 0 | 0 | 0 | 0 | 0 | 0
7324 | 306 | 11 | 2 | 1369.0476 | 0 | 0 | 0 | 27.9397 | 1396.9874 | 1389.6907 | 7.2967 | 1389.7282 | 7.2215 | 0.037525 | 0 | 0 | 0 | 0 | 0 | 0
7325 | 306 | 11 | 2 | 1369.0476 | 428.5714 | 0 | 0 | 36.6861 | 1834.3052 | 1824.2447 | 10.0605 | 1732 | 101.7735 | 0.52885 | 0 | 0 | 0 | 0 | 0 | 0
7326 | 306 | 11 | 2 | 1369.0476 | 714.2857 | 0 | 0 | 42.517 | 2125.8503 | 2112.7678 | 13.0825 | 1732 | 391.8038 | 2.0359 | 0 | 0 | 0 | 0 | 0 | 0
7327 | 306 | 11 | 2 | 1369.0476 | 714.2857 | 0 | 142.8571 | 45.4325 | 2271.6229 | 2257.0294 | 14.5935 | 1732 | 536.8189 | 2.7895 | 0 | 0 | 0 | 0 | 0 | 0
7328 | 306 | 11 | 2 | 1369.0476 | 714.2857 | 0 | 142.8571 | 45.4325 | 2271.6229 | 2257.0294 | 14.5935 | 1732 | 536.8189 | 2.7895 | 0 | 0 | 0 | 0 | 0 | 0
7329 | 306 | 11 | 2 | 1369.0476 | 285.7143 | 0 | 142.8571 | 36.6861 | 1834.3052 | 1824.2447 | 10.0605 | 1732 | 101.7735 | 0.52885 | 0 | 0 | 0 | 0 | 0 | 0
7330 | 306 | 11 | 2 | 1369.0476 | 0 | 0 | 142.8571 | 30.8552 | 1542.76 | 1534.7019 | 8.0581 | 1534.7433 | 7.975 | 0.041441 | 0 | 0 | 0 | 0 | 0 | 0
7331 | 306 | 11 | 2 | 1369.0476 | 0 | 0 | 142.8571 | 30.8552 | 1542.76 | 1534.7019 | 8.0581 | 1534.7433 | 7.975 | 0.041441 | 0 | 0 | 0 | 0 | 0 | 0
7332 | 306 | 11 | 2 | 1369.0476 | 0 | 0 | 142.8571 | 30.8552 | 1542.76 | 1534.7019 | 8.0581 | 1534.7433 | 7.975 | 0.041441 | 0 | 0 | 0 | 0 | 0 | 0
7333 | 306 | 11 | 2 | 1369.0476 | 0 | 0 | 142.8571 | 30.8552 | 1542.76 | 1534.7019 | 8.0581 | 1534.7433 | 7.975 | 0.041441 | 0 | 0 | 0 | 0 | 0 | 0
7334 | 306 | 11 | 2 | 1369.0476 | 0 | 0 | 142.8571 | 30.8552 | 1542.76 | 1534.7019 | 8.0581 | 1534.7433 | 7.975 | 0.041441 | 0 | 0 | 0 | 0 | 0 | 0
7335 | 306 | 11 | 2 | 1369.0476 | 0 | 0 | 142.8571 | 30.8552 | 1542.76 | 1534.7019 | 8.0581 | 1534.7433 | 7.975 | 0.041441 | 0 | 0 | 0 | 0 | 0 | 0
7336 | 306 | 11 | 2 | 1369.0476 | 0 | 0 | 142.8571 | 30.8552 | 1542.76 | 1534.7019 | 8.0581 | 1534.7433 | 7.975 | 0.041441 | 0 | 0 | 0 | 0 | 0 | 0
7337 | 306 | 11 | 2 | 1369.0476 | 0 | 0 | 0 | 27.9397 | 1396.9874 | 1389.6907 | 7.2967 | 1389.7282 | 7.2215 | 0.037525 | 0 | 0 | 0 | 0 | 0 | 0
7338 | 306 | 11 | 2 | 1369.0476 | 357.1429 | 0 | 0 | 35.2284 | 1761.4189 | 1752.1139 | 9.3049 | 1732 | 29.266 | 0.15207 | 0 | 0 | 0 | 0 | 0 | 0
7339 | 306 | 11 | 2 | 1369.0476 | 714.2857 | 0 | 0 | 42.517 | 2125.8503 | 2112.7678 | 13.0825 | 1732 | 391.8038 | 2.0359 | 0 | 0 | 0 | 0 | 0 | 0
7340 | 306 | 11 | 2 | 1369.0476 | 714.2857 | 0 | 0 | 42.517 | 2125.8503 | 2112.7678 | 13.0825 | 1732 | 391.8038 | 2.0359 | 0 | 0 | 0 | 0 | 0 | 0
7341 | 306 | 11 | 2 | 1369.0476 | 714.2857 | 0 | 0 | 42.517 | 2125.8503 | 2112.7678 | 13.0825 | 1732 | 391.8038 | 2.0359 | 0 | 0 | 0 | 0 | 0 | 0
7342 | 306 | 11 | 2 | 1369.0476 | 357.1429 | 0 | 0 | 35.2284 | 1761.4189 | 1752.1139 | 9.3049 | 1732 | 29.266 | 0.15207 | 0 | 0 | 0 | 0 | 0 | 0
7343 | 306 | 11 | 3 | 1369.0476 | 0 | 0 | 0 | 27.9397 | 1396.9874 | 1389.6907 | 7.2967 | 1389.7282 | 7.2215 | 0.037525 | 0 | 0 | 0 | 0 | 0 | 0
7344 | 307 | 11 | 3 | 1369.0476 | 0 | 0 | 0 | 27.9397 | 1396.9874 | 1389.6907 | 7.2967 | 1389.7282 | 7.2215 | 0.037525 | 0 | 0 | 0 | 0 | 0 | 0
7345 | 307 | 11 | 3 | 1369.0476 | 0 | 0 | 0 | 27.9397 | 1396.9874 | 1389.6907 | 7.2967 | 1389.7282 | 7.2215 | 0.037525 | 0 | 0 | 0 | 0 | 0 | 0
7346 | 307 | 11 | 3 | 1369.0476 | 0 | 0 | 0 | 27.9397 | 1396.9874 | 1389.6907 | 7.2967 | 1389.7282 | 7.2215 | 0.037525 | 0 | 0 | 0 | 0 | 0 | 0
7347 | 307 | 11 | 3 | 1369.0476 | 0 | 0 | 0 | 27.9397 | 1396.9874 | 1389.6907 | 7.2967 | 1389.7282 | 7.2215 | 0.037525 | 0 | 0 | 0 | 0 | 0 | 0
7348 | 307 | 11 | 3 | 1369.0476 | 0 | 0 | 0 | 27.9397 | 1396.9874 | 1389.6907 | 7.2967 | 1389.7282 | 7.2215 | 0.037525 | 0 | 0 | 0 | 0 | 0 | 0
7349 | 307 | 11 | 3 | 1369.0476 | 428.5714 | 0 | 0 | 36.6861 | 1834.3052 | 1824.2447 | 10.0605 | 1732 | 101.7735 | 0.52885 | 0 | 0 | 0 | 0 | 0 | 0
7350 | 307 | 11 | 3 | 1369.0476 | 714.2857 | 0 | 0 | 42.517 | 2125.8503 | 2112.7678 | 13.0825 | 1732 | 391.8038 | 2.0359 | 0 | 0 | 0 | 0 | 0 | 0
7351 | 307 | 11 | 3 | 1369.0476 | 714.2857 | 0 | 142.8571 | 45.4325 | 2271.6229 | 2257.0294 | 14.5935 | 1732 | 536.8189 | 2.7895 | 0 | 0 | 0 | 0 | 0 | 0
7352 | 307 | 11 | 3 | 1369.0476 | 714.2857 | 0 | 142.8571 | 45.4325 | 2271.6229 | 2257.0294 | 14.5935 | 1732 | 536.8189 | 2.7895 | 0 | 0 | 0 | 0 | 0 | 0
7353 | 307 | 11 | 3 | 1369.0476 | 285.7143 | 0 | 142.8571 | 36.6861 | 1834.3052 | 1824.2447 | 10.0605 | 1732 | 101.7735 | 0.52885 | 0 | 0 | 0 | 0 | 0 | 0
7354 | 307 | 11 | 3 | 1369.0476 | 0 | 0 | 142.8571 | 30.8552 | 1542.76 | 1534.7019 | 8.0581 | 1534.7433 | 7.975 | 0.041441 | 0 | 0 | 0 | 0 | 0 | 0
7355 | 307 | 11 | 3 | 1369.0476 | 0 | 0 | 142.8571 | 30.8552 | 1542.76 | 1534.7019 | 8.0581 | 1534.7433 | 7.975 | 0.041441 | 0 | 0 | 0 | 0 | 0 | 0
7356 | 307 | 11 | 3 | 1369.0476 | 0 | 0 | 142.8571 | 30.8552 | 1542.76 | 1534.7019 | 8.0581 | 1534.7433 | 7.975 | 0.041441 | 0 | 0 | 0 | 0 | 0 | 0
7357 | 307 | 11 | 3 | 1369.0476 | 0 | 0 | 142.8571 | 30.8552 | 1542.76 | 1534.7019 | 8.0581 | 1534.7433 | 7.975 | 0.041441 | 0 | 0 | 0 | 0 | 0 | 0
7358 | 307 | 11 | 3 | 1369.0476 | 0 | 0 | 142.8571 | 30.8552 | 1542.76 | 1534.7019 | 8.0581 | 1534.7433 | 7.975 | 0.041441 | 0 | 0 | 0 | 0 | 0 | 0
7359 | 307 | 11 | 3 | 1369.0476 | 0 | 0 | 142.8571 | 30.8552 | 1542.76 | 1534.7019 | 8.0581 | 1534.7433 | 7.975 | 0.041441 | 0 | 0 | 0 | 0 | 0 | 0
7360 | 307 | 11 | 3 | 1369.0476 | 0 | 0 | 142.8571 | 30.8552 | 1542.76 | 1534.7019 | 8.0581 | 1534.7433 | 7.975 | 0.041441 | 0 | 0 | 0 | 0 | 0 | 0
7361 | 307 | 11 | 3 | 1369.0476 | 0 | 0 | 0 | 27.9397 | 1396.9874 | 1389.6907 | 7.2967 | 1389.7282 | 7.2215 | 0.037525 | 0 | 0 | 0 | 0 | 0 | 0
7362 | 307 | 11 | 3 | 1369.0476 | 357.1429 | 0 | 0 | 35.2284 | 1761.4189 | 1752.1139 | 9.3049 | 1732 | 29.266 | 0.15207 | 0 | 0 | 0 | 0 | 0 | 0
7363 | 307 | 11 | 3 | 1369.0476 | 714.2857 | 0 | 0 | 42.517 | 2125.8503 | 2112.7678 | 13.0825 | 1732 | 391.8038 | 2.0359 | 0 | 0 | 0 | 0 | 0 | 0
7364 | 307 | 11 | 3 | 1369.0476 | 714.2857 | 0 | 0 | 42.517 | 2125.8503 | 2112.7678 | 13.0825 | 1732 | 391.8038 | 2.0359 | 0 | 0 | 0 | 0 | 0 | 0
7365 | 307 | 11 | 3 | 1369.0476 | 714.2857 | 0 | 0 | 42.517 | 2125.8503 | 2112.7678 | 13.0825 | 1732 | 391.8038 | 2.0359 | 0 | 0 | 0 | 0 | 0 | 0
7366 | 307 | 11 | 3 | 1369.0476 | 357.1429 | 0 | 0 | 35.2284 | 1761.4189 | 1752.1139 | 9.3049 | 1732 | 29.266 | 0.15207 | 0 | 0 | 0 | 0 | 0 | 0
7367 | 307 | 11 | 4 | 1369.0476 | 0 | 0 | 0 | 27.9397 | 1396.9874 | 1389.6907 | 7.2967 | 1389.7282 | 7.2215 | 0.037525 | 0 | 0 | 0 | 0 | 0 | 0
7368 | 308 | 11 | 4 | 1369.0476 | 0 | 0 | 0 | 27.9397 | 1396.9874 | 1389.6907 | 7.2967 | 1389.7282 | 7.2215 | 0.037525 | 0 | 0 | 0 | 0 | 0 | 0
7369 | 308 | 11 | 4 | 1369.0476 | 0 | 0 | 0 | 27.9397 | 1396.9874 | 1389.6907 | 7.2967 | 1389.7282 | 7.2215 | 0.037525 | 0 | 0 | 0 | 0 | 0 | 0
7370 | 308 | 11 | 4 | 1369.0476 | 0 | 0 | 0 | 27.9397 | 1396.9874 | 1389.6907 | 7.2967 | 1389.7282 | 7.2215 | 0.037525 | 0 | 0 | 0 | 0 | 0 | 0
7371 | 308 | 11 | 4 | 1369.0476 | 0 | 0 | 0 | 27.9397 | 1396.9874 | 1389.6907 | 7.2967 | 1389.7282 | 7.2215 | 0.037525 | 0 | 0 | 0 | 0 | 0 | 0
7372 | 308 | 11 | 4 | 1369.0476 | 0 | 0 | 0 | 27.9397 | 1396.9874 | 1389.6907 | 7.2967 | 1389.7282 | 7.2215 | 0.037525 | 0 | 0 | 0 | 0 | 0 | 0
7373 | 308 | 11 | 4 | 1369.0476 | 428.5714 | 0 | 0 | 36.6861 | 1834.3052 | 1824.2447 | 10.0605 | 1732 | 101.7735 | 0.52885 | 0 | 0 | 0 | 0 | 0 | 0
7374 | 308 | 11 | 4 | 1369.0476 | 714.2857 | 0 | 0 | 42.517 | 2125.8503 | 2112.7678 | 13.0825 | 1732 | 391.8038 | 2.0359 | 0 | 0 | 0 | 0 | 0 | 0
7375 | 308 | 11 | 4 | 1369.0476 | 714.2857 | 0 | 142.8571 | 45.4325 | 2271.6229 | 2257.0294 | 14.5935 | 1732 | 536.8189 | 2.7895 | 0 | 0 | 0 | 0 | 0 | 0
7376 | 308 | 11 | 4 | 1369.0476 | 714.2857 | 0 | 142.8571 | 45.4325 | 2271.6229 | 2257.0294 | 14.5935 | 1732 | 536.8189 | 2.7895 | 0 | 0 | 0 | 0 | 0 | 0
7377 | 308 | 11 | 4 | 1369.0476 | 285.7143 | 0 | 142.8571 | 36.6861 | 1834.3052 | 1824.2447 | 10.0605 | 1732 | 101.7735 | 0.52885 | 0 | 0 | 0 | 0 | 0 | 0
7378 | 308 | 11 | 4 | 1369.0476 | 0 | 0 | 142.8571 | 30.8552 | 1542.76 | 1534.7019 | 8.0581 | 1534.7433 | 7.975 | 0.041441 | 0 | 0 | 0 | 0 | 0 | 0
7379 | 308 | 11 | 4 | 1369.0476 | 0 | 0 | 142.8571 | 30.8552 | 1542.76 | 1534.7019 | 8.0581 | 1534.7433 | 7.975 | 0.041441 | 0 | 0 | 0 | 0 | 0 | 0
7380 | 308 | 11 | 4 | 1369.0476 | 0 | 0 | 142.8571 | 30.8552 | 1542.76 | 1534.7019 | 8.0581 | 1534.7433 | 7.975 | 0.041441 | 0 | 0 | 0 | 0 | 0 | 0
7381 | 308 | 11 | 4 | 1369.0476 | 0 | 0 | 142.8571 | 30.8552 | 1542.76 | 1534.7019 | 8.0581 | 1534.7433 | 7.975 | 0.041441 | 0 | 0 | 0 | 0 | 0 | 0
7382 | 308 | 11 | 4 | 1369.0476 | 0 | 0 | 142.8571 | 30.8552 | 1542.76 | 1534.7019 | 8.0581 | 1534.7433 | 7.975 | 0.041441 | 0 | 0 | 0 | 0 | 0 | 0
7383 | 308 | 11 | 4 | 1369.0476 | 0 | 0 | 142.8571 | 30.8552 | 1542.76 | 1534.7019 | 8.0581 | 1534.7433 | 7.975 | 0.041441 | 0 | 0 | 0 | 0 | 0 | 0
7384 | 308 | 11 | 4 | 1369.0476 | 0 | 0 | 142.8571 | 30.8552 | 1542.76 | 1534.7019 | 8.0581 | 1534.7433 | 7.975 | 0.041441 | 0 | 0 | 0 | 0 | 0 | 0
7385 | 308 | 11 | 4 | 1369.0476 | 0 | 0 | 0 | 27.9397 | 1396.9874 | 1389.6907 | 7.2967 | 1389.7282 | 7.2215 | 0.037525 | 0 | 0 | 0 | 0 | 0 | 0
7386 | 308 | 11 | 4 | 1369.0476 | 357.1429 | 0 | 0 | 35.2284 | 1761.4189 | 1752.1139 | 9.3049 | 1732 | 29.266 | 0.15207 | 0 | 0 | 0 | 0 | 0 | 0
7387 | 308 | 11 | 4 | 1369.0476 | 714.2857 | 0 | 0 | 42.517 | 2125.8503 | 2112.7678 | 13.0825 | 1732 | 391.8038 | 2.0359 | 0 | 0 | 0 | 0 | 0 | 0
7388 | 308 | 11 | 4 | 1369.0476 | 714.2857 | 0 | 0 | 42.517 | 2125.8503 | 2112.7678 | 13.0825 | 1732 | 391.8038 | 2.0359 | 0 | 0 | 0 | 0 | 0 | 0
7389 | 308 | 11 | 4 | 1369.0476 | 714.2857 | 0 | 0 | 42.517 | 2125.8503 | 2112.7678 | 13.0825 | 1732 | 391.8038 | 2.0359 | 0 | 0 | 0 | 0 | 0 | 0
7390 | 308 | 11 | 4 | 1369.0476 | 357.1429 | 0 | 0 | 35.2284 | 1761.4189 | 1752.1139 | 9.3049 | 1732 | 29.266 | 0.15207 | 0 | 0 | 0 | 0 | 0 | 0
7391 | 308 | 11 | 5 | 1369.0476 | 0 | 0 | 0 | 27.9397 | 1396.9874 | 1389.6907 | 7.2967 | 1389.7282 | 7.2215 | 0.037525 | 0 | 0 | 0 | 0 | 0 | 0
7392 | 309 | 11 | 5 | 1369.0476 | 0 | 0 | 0 | 27.9397 | 1396.9874 | 1389.6907 | 7.2967 | 1389.7282 | 7.2215 | 0.037525 | 0 | 0 | 0 | 0 | 0 | 0
7393 | 309 | 11 | 5 | 1369.0476 | 0 | 0 | 0 | 27.9397 | 1396.9874 | 1389.6907 | 7.2967 | 1389.7282 | 7.2215 | 0.037525 | 0 | 0 | 0 | 0 | 0 | 0
7394 | 309 | 11 | 5 | 1369.0476 | 0 | 0 | 0 | 27.9397 | 1396.9874 | 1389.6907 | 7.2967 | 1389.7282 | 7.2215 | 0.037525 | 0 | 0 | 0 | 0 | 0 | 0
7395 | 309 | 11 | 5 | 1369.0476 | 0 | 0 | 0 | 27.9397 | 1396.9874 | 1389.6907 | 7.2967 | 1389.7282 | 7.2215 | 0.037525 | 0 | 0 | 0 | 0 | 0 | 0
7396 | 309 | 11 | 5 | 1369.0476 | 0 | 0 | 0 | 27.9397 | 1396.9874 | 1389.6907 | 7.2967 | 1389.7282 | 7.2215 | 0.037525 | 0 | 0 | 0 | 0 | 0 | 0
7397 | 309 | 11 | 5 | 1369.0476 | 428.5714 | 0 | 0 | 36.6861 | 1834.3052 | 1824.2447 | 10.0605 | 1732 | 101.7735 | 0.52885 | 0 | 0 | 0 | 0 | 0 | 0
7398 | 309 | 11 | 5 | 1369.0476 | 714.2857 | 0 | 0 | 42.517 | 2125.8503 | 2112.7678 | 13.0825 | 1732 | 391.8038 | 2.0359 | 0 | 0 | 0 | 0 | 0 | 0
7399 | 309 | 11 | 5 | 1369.0476 | 714.2857 | 0 | 142.8571 | 45.4325 | 2271.6229 | 2257.0294 | 14.5935 | 1732 | 536.8189 | 2.7895 | 0 | 0 | 0 | 0 | 0 | 0
7400 | 309 | 11 | 5 | 1369.0476 | 714.2857 | 0 | 142.8571 | 45.4325 | 2271.6229 | 2257.0294 | 14.5935 | 1732 | 536.8189 | 2.7895 | 0 | 0 | 0 | 0 | 0 | 0
7401 | 309 | 11 | 5 | 1369.0476 | 285.7143 | 0 | 142.8571 | 36.6861 | 1834.3052 | 1824.2447 | 10.0605 | 1732 | 101.7735 | 0.52885 | 0 | 0 | 0 | 0 | 0 | 0
7402 | 309 | 11 | 5 | 1369.0476 | 0 | 0 | 142.8571 | 30.8552 | 1542.76 | 1534.7019 | 8.0581 | 1534.7433 | 7.975 | 0.041441 | 0 | 0 | 0 | 0 | 0 | 0
7403 | 309 | 11 | 5 | 1369.0476 | 0 | 0 | 142.8571 | 30.8552 | 1542.76 | 1534.7019 | 8.0581 | 1534.7433 | 7.975 | 0.041441 | 0 | 0 | 0 | 0 | 0 | 0
7404 | 309 | 11 | 5 | 1369.0476 | 0 | 0 | 142.8571 | 30.8552 | 1542.76 | 1534.7019 | 8.0581 | 1534.7433 | 7.975 | 0.041441 | 0 | 0 | 0 | 0 | 0 | 0
7405 | 309 | 11 | 5 | 1369.0476 | 0 | 0 | 142.8571 | 30.8552 | 1542.76 | 1534.7019 | 8.0581 | 1534.7433 | 7.975 | 0.041441 | 0 | 0 | 0 | 0 | 0 | 0
7406 | 309 | 11 | 5 | 1369.0476 | 0 | 0 | 142.8571 | 30.8552 | 1542.76 | 1534.7019 | 8.0581 | 1534.7433 | 7.975 | 0.041441 | 0 | 0 | 0 | 0 | 0 | 0
7407 | 309 | 11 | 5 | 1369.0476 | 0 | 0 | 142.8571 | 30.8552 | 1542.76 | 1534.7019 | 8.0581 | 1534.7433 | 7.975 | 0.041441 | 0 | 0 | 0 | 0 | 0 | 0
7408 | 309 | 11 | 5 | 1369.0476 | 0 | 0 | 142.8571 | 30.8552 | 1542.76 | 1534.7019 | 8.0581 | 1534.7433 | 7.975 | 0.041441 | 0 | 0 | 0 | 0 | 0 | 0
7409 | 309 | 11 | 5 | 1369.0476 | 0 | 0 | 0 | 27.9397 | 1396.9874 | 1389.6907 | 7.2967 | 1389.7282 | 7.2215 | 0.037525 | 0 | 0 | 0 | 0 | 0 | 0
7410 | 309 | 11 | 5 | 1369.0476 | 357.1429 | 0 | 0 | 35.2284 | 1761.4189 | 1752.1139 | 9.3049 | 1732 | 29.266 | 0.15207 | 0 | 0 | 0 | 0 | 0 | 0
7411 | 309 | 11 | 5 | 1369.0476 | 714.2857 | 0 | 0 | 42.517 | 2125.8503 | 2112.7678 | 13.0825 | 1732 | 391.8038 | 2.0359 | 0 | 0 | 0 | 0 | 0 | 0
7412 | 309 | 11 | 5 | 1369.0476 | 714.2857 | 0 | 0 | 42.517 | 2125.8503 | 2112.7678 | 13.0825 | 1732 | 391.8038 | 2.0359 | 0 | 0 | 0 | 0 | 0 | 0
7413 | 309 | 11 | 5 | 1369.0476 | 714.2857 | 0 | 0 | 42.517 | 2125.8503 | 2112.7678 | 13.0825 | 1732 | 391.8038 | 2.0359 | 0 | 0 | 0 | 0 | 0 | 0
7414 | 309 | 11 | 5 | 1369.0476 | 357.1429 | 0 | 0 | 35.2284 | 1761.4189 | 1752.1139 | 9.3049 | 1732 | 29.266 | 0.15207 | 0 | 0 | 0 | 0 | 0 | 0
7415 | 309 | 11 | 6 | 1369.0476 | 0 | 0 | 0 | 27.9397 | 1396.9874 | 1389.6907 | 7.2967 | 1389.7282 | 7.2215 | 0.037525 | 0 | 0 | 0 | 0 | 0 | 0
7416 | 310 | 11 | 6 | 1369.0476 | 0 | 0 | 0 | 27.9397 | 1396.9874 | 1389.6907 | 7.2967 | 1389.7282 | 7.2215 | 0.037525 | 0 | 0 | 0 | 0 | 0 | 0
7417 | 310 | 11 | 6 | 1369.0476 | 0 | 0 | 0 | 27.9397 | 1396.9874 | 1389.6907 | 7.2967 | 1389.7282 | 7.2215 | 0.037525 | 0 | 0 | 0 | 0 | 0 | 0
7418 | 310 | 11 | 6 | 1369.0476 | 0 | 0 | 0 | 27.9397 | 1396.9874 | 1389.6907 | 7.2967 | 1389.7282 | 7.2215 | 0.037525 | 0 | 0 | 0 | 0 | 0 | 0
7419 | 310 | 11 | 6 | 1369.0476 | 0 | 0 | 0 | 27.9397 | 1396.9874 | 1389.6907 | 7.2967 | 1389.7282 | 7.2215 | 0.037525 | 0 | 0 | 0 | 0 | 0 | 0
7420 | 310 | 11 | 6 | 1369.0476 | 0 | 0 | 0 | 27.9397 | 1396.9874 | 1389.6907 | 7.2967 | 1389.7282 | 7.2215 | 0.037525 | 0 | 0 | 0 | 0 | 0 | 0
7421 | 310 | 11 | 6 | 1369.0476 | 428.5714 | 0 | 0 | 36.6861 | 1834.3052 | 1824.2447 | 10.0605 | 1732 | 101.7735 | 0.52885 | 0 | 0 | 0 | 0 | 0 | 0
7422 | 310 | 11 | 6 | 1369.0476 | 714.2857 | 0 | 0 | 42.517 | 2125.8503 | 2112.7678 | 13.0825 | 1732 | 391.8038 | 2.0359 | 0 | 0 | 0 | 0 | 0 | 0
7423 | 310 | 11 | 6 | 1369.0476 | 714.2857 | 0 | 142.8571 | 45.4325 | 2271.6229 | 2257.0294 | 14.5935 | 1732 | 536.8189 | 2.7895 | 0 | 0 | 0 | 0 | 0 | 0
7424 | 310 | 11 | 6 | 1369.0476 | 714.2857 | 0 | 142.8571 | 45.4325 | 2271.6229 | 2257.0294 | 14.5935 | 1732 | 536.8189 | 2.7895 | 0 | 0 | 0 | 0 | 0 | 0
7425 | 310 | 11 | 6 | 1369.0476 | 285.7143 | 0 | 142.8571 | 36.6861 | 1834.3052 | 1824.2447 | 10.0605 | 1732 | 101.7735 | 0.52885 | 0 | 0 | 0 | 0 | 0 | 0
7426 | 310 | 11 | 6 | 1369.0476 | 0 | 0 | 142.8571 | 30.8552 | 1542.76 | 1534.7019 | 8.0581 | 1534.7433 | 7.975 | 0.041441 | 0 | 0 | 0 | 0 | 0 | 0
7427 | 310 | 11 | 6 | 1369.0476 | 0 | 0 | 142.8571 | 30.8552 | 1542.76 | 1534.7019 | 8.0581 | 1534.7433 | 7.975 | 0.041441 | 0 | 0 | 0 | 0 | 0 | 0
7428 | 310 | 11 | 6 | 1369.0476 | 0 | 0 | 142.8571 | 30.8552 | 1542.76 | 1534.7019 | 8.0581 | 1534.7433 | 7.975 | 0.041441 | 0 | 0 | 0 | 0 | 0 | 0
7429 | 310 | 11 | 6 | 1369.0476 | 0 | 0 | 142.8571 | 30.8552 | 1542.76 | 1534.7019 | 8.0581 | 1534.7433 | 7.975 | 0.041441 | 0 | 0 | 0 | 0 | 0 | 0
7430 | 310 | 11 | 6 | 1369.0476 | 0 | 0 | 142.8571 | 30.8552 | 1542.76 | 1534.7019 | 8.0581 | 1534.7433 | 7.975 | 0.041441 | 0 | 0 | 0 | 0 | 0 | 0
7431 | 310 | 11 | 6 | 1369.0476 | 0 | 0 | 142.8571 | 30.8552 | 1542.76 | 1534.7019 | 8.0581 | 1534.7433 | 7.975 | 0.041441 | 0 | 0 | 0 | 0 | 0 | 0
7432 | 310 | 11 | 6 | 1369.0476 | 0 | 0 | 142.8571 | 30.8552 | 1542.76 | 1534.7019 | 8.0581 | 1534.7433 | 7.975 | 0.041441 | 0 | 0 | 0 | 0 | 0 | 0
7433 | 310 | 11 | 6 | 1369.0476 | 0 | 0 | 0 | 27.9397 | 1396.9874 | 1389.6907 | 7.2967 | 1389.7282 | 7.2215 | 0.037525 | 0 | 0 | 0 | 0 | 0 | 0
7434 | 310 | 11 | 6 | 1369.0476 | 357.1429 | 0 | 0 | 35.2284 | 1761.4189 | 1752.1139 | 9.3049 | 1732 | 29.266 | 0.15207 | 0 | 0 | 0 | 0 | 0 | 0
7435 | 310 | 11 | 6 | 1369.0476 | 714.2857 | 0 | 0 | 42.517 | 2125.8503 | 2112.7678 | 13.0825 | 1732 | 391.8038 | 2.0359 | 0 | 0 | 0 | 0 | 0 | 0
7436 | 310 | 11 | 6 | 1369.0476 | 714.2857 | 0 | 0 | 42.517 | 2125.8503 | 2112.7678 | 13.0825 | 1732 | 391.8038 | 2.0359 | 0 | 0 | 0 | 0 | 0 | 0
7437 | 310 | 11 | 6 | 1369.0476 | 714.2857 | 0 | 0 | 42.517 | 2125.8503 | 2112.7678 | 13.0825 | 1732 | 391.8038 | 2.0359 | 0 | 0 | 0 | 0 | 0 | 0
7438 | 310 | 11 | 6 | 1369.0476 | 357.1429 | 0 | 0 | 35.2284 | 1761.4189 | 1752.1139 | 9.3049 | 1732 | 29.266 | 0.15207 | 0 | 0 | 0 | 0 | 0 | 0
7439 | 310 | 11 | 7 | 1369.0476 | 0 | 0 | 0 | 27.9397 | 1396.9874 | 1389.6907 | 7.2967 | 1389.7282 | 7.2215 | 0.037525 | 0 | 0 | 0 | 0 | 0 | 0
7440 | 311 | 11 | 7 | 1369.0476 | 0 | 0 | 0 | 27.9397 | 1396.9874 | 1389.6907 | 7.2967 | 1389.7282 | 7.2215 | 0.037525 | 0 | 0 | 0 | 0 | 0 | 0
7441 | 311 | 11 | 7 | 1369.0476 | 0 | 0 | 0 | 27.9397 | 1396.9874 | 1389.6907 | 7.2967 | 1389.7282 | 7.2215 | 0.037525 | 0 | 0 | 0 | 0 | 0 | 0
7442 | 311 | 11 | 7 | 1369.0476 | 0 | 0 | 0 | 27.9397 | 1396.9874 | 1389.6907 | 7.2967 | 1389.7282 | 7.2215 | 0.037525 | 0 | 0 | 0 | 0 | 0 | 0
7443 | 311 | 11 | 7 | 1369.0476 | 0 | 0 | 0 | 27.9397 | 1396.9874 | 1389.6907 | 7.2967 | 1389.7282 | 7.2215 | 0.037525 | 0 | 0 | 0 | 0 | 0 | 0
7444 | 311 | 11 | 7 | 1369.0476 | 0 | 0 | 0 | 27.9397 | 1396.9874 | 1389.6907 | 7.2967 | 1389.7282 | 7.2215 | 0.037525 | 0 | 0 | 0 | 0 | 0 | 0
7445 | 311 | 11 | 7 | 1369.0476 | 428.5714 | 0 | 0 | 36.6861 | 1834.3052 | 1824.2447 | 10.0605 | 1732 | 101.7735 | 0.52885 | 0 | 0 | 0 | 0 | 0 | 0
7446 | 311 | 11 | 7 | 1369.0476 | 714.2857 | 0 | 0 | 42.517 | 2125.8503 | 2112.7678 | 13.0825 | 1732 | 391.8038 | 2.0359 | 0 | 0 | 0 | 0 | 0 | 0
7447 | 311 | 11 | 7 | 1369.0476 | 714.2857 | 0 | 142.8571 | 45.4325 | 2271.6229 | 2257.0294 | 14.5935 | 1732 | 536.8189 | 2.7895 | 0 | 0 | 0 | 0 | 0 | 0
7448 | 311 | 11 | 7 | 1369.0476 | 714.2857 | 0 | 142.8571 | 45.4325 | 2271.6229 | 2257.0294 | 14.5935 | 1732 | 536.8189 | 2.7895 | 0 | 0 | 0 | 0 | 0 | 0
7449 | 311 | 11 | 7 | 1369.0476 | 285.7143 | 0 | 142.8571 | 36.6861 | 1834.3052 | 1824.2447 | 10.0605 | 1732 | 101.7735 | 0.52885 | 0 | 0 | 0 | 0 | 0 | 0
7450 | 311 | 11 | 7 | 1369.0476 | 0 | 0 | 142.8571 | 30.8552 | 1542.76 | 1534.7019 | 8.0581 | 1534.7433 | 7.975 | 0.041441 | 0 | 0 | 0 | 0 | 0 | 0
7451 | 311 | 11 | 7 | 1369.0476 | 0 | 0 | 142.8571 | 30.8552 | 1542.76 | 1534.7019 | 8.0581 | 1534.7433 | 7.975 | 0.041441 | 0 | 0 | 0 | 0 | 0 | 0
7452 | 311 | 11 | 7 | 1369.0476 | 0 | 0 | 142.8571 | 30.8552 | 1542.76 | 1534.7019 | 8.0581 | 1534.7433 | 7.975 | 0.041441 | 0 | 0 | 0 | 0 | 0 | 0
7453 | 311 | 11 | 7 | 1369.0476 | 0 | 0 | 142.8571 | 30.8552 | 1542.76 | 1534.7019 | 8.0581 | 1534.7433 | 7.975 | 0.041441 | 0 | 0 | 0 | 0 | 0 | 0
7454 | 311 | 11 | 7 | 1369.0476 | 0 | 0 | 142.8571 | 30.8552 | 1542.76 | 1534.7019 | 8.0581 | 1534.7433 | 7.975 | 0.041441 | 0 | 0 | 0 | 0 | 0 | 0
7455 | 311 | 11 | 7 | 1369.0476 | 0 | 0 | 142.8571 | 30.8552 | 1542.76 | 1534.7019 | 8.0581 | 1534.7433 | 7.975 | 0.041441 | 0 | 0 | 0 | 0 | 0 | 0
7456 | 311 | 11 | 7 | 1369.0476 | 0 | 0 | 142.8571 | 30.8552 | 1542.76 | 1534.7019 | 8.0581 | 1534.7433 | 7.975 | 0.041441 | 0 | 0 | 0 | 0 | 0 | 0
7457 | 311 | 11 | 7 | 1369.0476 | 0 | 0 | 0 | 27.9397 | 1396.9874 | 1389.6907 | 7.2967 | 1389.7282 | 7.2215 | 0.037525 | 0 | 0 | 0 | 0 | 0 | 0
7458 | 311 | 11 | 7 | 1369.0476 | 357.1429 | 0 | 0 | 35.2284 | 1761.4189 | 1752.1139 | 9.3049 | 1732 | 29.266 | 0.15207 | 0 | 0 | 0 | 0 | 0 | 0
7459 | 311 | 11 | 7 | 1369.0476 | 714.2857 | 0 | 0 | 42.517 | 2125.8503 | 2112.7678 | 13.0825 | 1732 | 391.8038 | 2.0359 | 0 | 0 | 0 | 0 | 0 | 0
7460 | 311 | 11 | 7 | 1369.0476 | 714.2857 | 0 | 0 | 42.517 | 2125.8503 | 2112.7678 | 13.0825 | 1732 | 391.8038 | 2.0359 | 0 | 0 | 0 | 0 | 0 | 0
7461 | 311 | 11 | 7 | 1369.0476 | 714.2857 | 0 | 0 | 42.517 | 2125.8503 | 2112.7678 | 13.0825 | 1732 | 391.8038 | 2.0359 | 0 | 0 | 0 | 0 | 0 | 0
7462 | 311 | 11 | 7 | 1369.0476 | 357.1429 | 0 | 0 | 35.2284 | 1761.4189 | 1752.1139 | 9.3049 | 1732 | 29.266 | 0.15207 | 0 | 0 | 0 | 0 | 0 | 0
7463 | 311 | 11 | 8 | 1369.0476 | 0 | 0 | 0 | 27.9397 | 1396.9874 | 1389.6907 | 7.2967 | 1389.7282 | 7.2215 | 0.037525 | 0 | 0 | 0 | 0 | 0 | 0
7464 | 312 | 11 | 8 | 1369.0476 | 0 | 0 | 0 | 27.9397 | 1396.9874 | 1389.6907 | 7.2967 | 1389.7282 | 7.2215 | 0.037525 | 0 | 0 | 0 | 0 | 0 | 0
7465 | 312 | 11 | 8 | 1369.0476 | 0 | 0 | 0 | 27.9397 | 1396.9874 | 1389.6907 | 7.2967 | 1389.7282 | 7.2215 | 0.037525 | 0 | 0 | 0 | 0 | 0 | 0
7466 | 312 | 11 | 8 | 1369.0476 | 0 | 0 | 0 | 27.9397 | 1396.9874 | 1389.6907 | 7.2967 | 1389.7282 | 7.2215 | 0.037525 | 0 | 0 | 0 | 0 | 0 | 0
7467 | 312 | 11 | 8 | 1369.0476 | 0 | 0 | 0 | 27.9397 | 1396.9874 | 1389.6907 | 7.2967 | 1389.7282 | 7.2215 | 0.037525 | 0 | 0 | 0 | 0 | 0 | 0
7468 | 312 | 11 | 8 | 1369.0476 | 0 | 0 | 0 | 27.9397 | 1396.9874 | 1389.6907 | 7.2967 | 1389.7282 | 7.2215 | 0.037525 | 0 | 0 | 0 | 0 | 0 | 0
7469 | 312 | 11 | 8 | 1369.0476 | 428.5714 | 0 | 0 | 36.6861 | 1834.3052 | 1824.2447 | 10.0605 | 1732 | 101.7735 | 0.52885 | 0 | 0 | 0 | 0 | 0 | 0
7470 | 312 | 11 | 8 | 1369.0476 | 714.2857 | 0 | 0 | 42.517 | 2125.8503 | 2112.7678 | 13.0825 | 1732 | 391.8038 | 2.0359 | 0 | 0 | 0 | 0 | 0 | 0
7471 | 312 | 11 | 8 | 1369.0476 | 714.2857 | 0 | 142.8571 | 45.4325 | 2271.6229 | 2257.0294 | 14.5935 | 1732 | 536.8189 | 2.7895 | 0 | 0 | 0 | 0 | 0 | 0
7472 | 312 | 11 | 8 | 1369.0476 | 714.2857 | 0 | 142.8571 | 45.4325 | 2271.6229 | 2257.0294 | 14.5935 | 1732 | 536.8189 | 2.7895 | 0 | 0 | 0 | 0 | 0 | 0
7473 | 312 | 11 | 8 | 1369.0476 | 285.7143 | 0 | 142.8571 | 36.6861 | 1834.3052 | 1824.2447 | 10.0605 | 1732 | 101.7735 | 0.52885 | 0 | 0 | 0 | 0 | 0 | 0
7474 | 312 | 11 | 8 | 1369.0476 | 0 | 0 | 142.8571 | 30.8552 | 1542.76 | 1534.7019 | 8.0581 | 1534.7433 | 7.975 | 0.041441 | 0 | 0 | 0 | 0 | 0 | 0
7475 | 312 | 11 | 8 | 1369.0476 | 0 | 0 | 142.8571 | 30.8552 | 1542.76 | 1534.7019 | 8.0581 | 1534.7433 | 7.975 | 0.041441 | 0 | 0 | 0 | 0 | 0 | 0
7476 | 312 | 11 | 8 | 1369.0476 | 0 | 0 | 142.8571 | 30.8552 | 1542.76 | 1534.7019 | 8.0581 | 1534.7433 | 7.975 | 0.041441 | 0 | 0 | 0 | 0 | 0 | 0
7477 | 312 | 11 | 8 | 1369.0476 | 0 | 0 | 142.8571 | 30.8552 | 1542.76 | 1534.7019 | 8.0581 | 1534.7433 | 7.975 | 0.041441 | 0 | 0 | 0 | 0 | 0 | 0
7478 | 312 | 11 | 8 | 1369.0476 | 0 | 0 | 142.8571 | 30.8552 | 1542.76 | 1534.7019 | 8.0581 | 1534.7433 | 7.975 | 0.041441 | 0 | 0 | 0 | 0 | 0 | 0
7479 | 312 | 11 | 8 | 1369.0476 | 0 | 0 | 142.8571 | 30.8552 | 1542.76 | 1534.7019 | 8.0581 | 1534.7433 | 7.975 | 0.041441 | 0 | 0 | 0 | 0 | 0 | 0
7480 | 312 | 11 | 8 | 1369.0476 | 0 | 0 | 142.8571 | 30.8552 | 1542.76 | 1534.7019 | 8.0581 | 1534.7433 | 7.975 | 0.041441 | 0 | 0 | 0 | 0 | 0 | 0
7481 | 312 | 11 | 8 | 1369.0476 | 0 | 0 | 0 | 27.9397 | 1396.9874 | 1389.6907 | 7.2967 | 1389.7282 | 7.2215 | 0.037525 | 0 | 0 | 0 | 0 | 0 | 0
7482 | 312 | 11 | 8 | 1369.0476 | 357.1429 | 0 | 0 | 35.2284 | 1761.4189 | 1752.1139 | 9.3049 | 1732 | 29.266 | 0.15207 | 0 | 0 | 0 | 0 | 0 | 0
7483 | 312 | 11 | 8 | 1369.0476 | 714.2857 | 0 | 0 | 42.517 | 2125.8503 | 2112.7678 | 13.0825 | 1732 | 391.8038 | 2.0359 | 0 | 0 | 0 | 0 | 0 | 0
7484 | 312 | 11 | 8 | 1369.0476 | 714.2857 | 0 | 0 | 42.517 | 2125.8503 | 2112.7678 | 13.0825 | 1732 | 391.8038 | 2.0359 | 0 | 0 | 0 | 0 | 0 | 0
7485 | 312 | 11 | 8 | 1369.0476 | 714.2857 | 0 | 0 | 42.517 | 2125.8503 | 2112.7678 | 13.0825 | 1732 | 391.8038 | 2.0359 | 0 | 0 | 0 | 0 | 0 | 0
7486 | 312 | 11 | 8 | 1369.0476 | 357.1429 | 0 | 0 | 35.2284 | 1761.4189 | 1752.1139 | 9.3049 | 1732 | 29.266 | 0.15207 | 0 | 0 | 0 | 0 | 0 | 0
7487 | 312 | 11 | 9 | 1369.0476 | 0 | 0 | 0 | 27.9397 | 1396.9874 | 1389.6907 | 7.2967 | 1389.7282 | 7.2215 | 0.037525 | 0 | 0 | 0 | 0 | 0 | 0
7488 | 313 | 11 | 9 | 1369.0476 | 0 | 0 | 0 | 27.9397 | 1396.9874 | 1389.6907 | 7.2967 | 1389.7282 | 7.2215 | 0.037525 | 0 | 0 | 0 | 0 | 0 | 0
7489 | 313 | 11 | 9 | 1369.0476 | 0 | 0 | 0 | 27.9397 | 1396.9874 | 1389.6907 | 7.2967 | 1389.7282 | 7.2215 | 0.037525 | 0 | 0 | 0 | 0 | 0 | 0
7490 | 313 | 11 | 9 | 1369.0476 | 0 | 0 | 0 | 27.9397 | 1396.9874 | 1389.6907 | 7.2967 | 1389.7282 | 7.2215 | 0.037525 | 0 | 0 | 0 | 0 | 0 | 0
7491 | 313 | 11 | 9 | 1369.0476 | 0 | 0 | 0 | 27.9397 | 1396.9874 | 1389.6907 | 7.2967 | 1389.7282 | 7.2215 | 0.037525 | 0 | 0 | 0 | 0 | 0 | 0
7492 | 313 | 11 | 9 | 1369.0476 | 0 | 0 | 0 | 27.9397 | 1396.9874 | 1389.6907 | 7.2967 | 1389.7282 | 7.2215 | 0.037525 | 0 | 0 | 0 | 0 | 0 | 0
7493 | 313 | 11 | 9 | 1369.0476 | 428.5714 | 0 | 0 | 36.6861 | 1834.3052 | 1824.2447 | 10.0605 | 1732 | 101.7735 | 0.52885 | 0 | 0 | 0 | 0 | 0 | 0
7494 | 313 | 11 | 9 | 1369.0476 | 714.2857 | 0 | 0 | 42.517 | 2125.8503 | 2112.7678 | 13.0825 | 1732 | 391.8038 | 2.0359 | 0 | 0 | 0 | 0 | 0 | 0
7495 | 313 | 11 | 9 | 1369.0476 | 714.2857 | 0 | 142.8571 | 45.4325 | 2271.6229 | 2257.0294 | 14.5935 | 1732 | 536.8189 | 2.7895 | 0 | 0 | 0 | 0 | 0 | 0
7496 | 313 | 11 | 9 | 1369.0476 | 714.2857 | 0 | 142.8571 | 45.4325 | 2271.6229 | 2257.0294 | 14.5935 | 1732 | 536.8189 | 2.7895 | 0 | 0 | 0 | 0 | 0 | 0
7497 | 313 | 11 | 9 | 1369.0476 | 285.7143 | 0 | 142.8571 | 36.6861 | 1834.3052 | 1824.2447 | 10.0605 | 1732 | 101.7735 | 0.52885 | 0 | 0 | 0 | 0 | 0 | 0
7498 | 313 | 11 | 9 | 1369.0476 | 0 | 0 | 142.8571 | 30.8552 | 1542.76 | 1534.7019 | 8.0581 | 1534.7433 | 7.975 | 0.041441 | 0 | 0 | 0 | 0 | 0 | 0
7499 | 313 | 11 | 9 | 1369.0476 | 0 | 0 | 142.8571 | 30.8552 | 1542.76 | 1534.7019 | 8.0581 | 1534.7433 | 7.975 | 0.041441 | 0 | 0 | 0 | 0 | 0 | 0
7500 | 313 | 11 | 9 | 1369.0476 | 0 | 0 | 142.8571 | 30.8552 | 1542.76 | 1534.7019 | 8.0581 | 1534.7433 | 7.975 | 0.041441 | 0 | 0 | 0 | 0 | 0 | 0
7501 | 313 | 11 | 9 | 1369.0476 | 0 | 0 | 142.8571 | 30.8552 | 1542.76 | 1534.7019 | 8.0581 | 1534.7433 | 7.975 | 0.041441 | 0 | 0 | 0 | 0 | 0 | 0
7502 | 313 | 11 | 9 | 1369.0476 | 0 | 0 | 142.8571 | 30.8552 | 1542.76 | 1534.7019 | 8.0581 | 1534.7433 | 7.975 | 0.041441 | 0 | 0 | 0 | 0 | 0 | 0
7503 | 313 | 11 | 9 | 1369.0476 | 0 | 0 | 142.8571 | 30.8552 | 1542.76 | 1534.7019 | 8.0581 | 1534.7433 | 7.975 | 0.041441 | 0 | 0 | 0 | 0 | 0 | 0
7504 | 313 | 11 | 9 | 1369.0476 | 0 | 0 | 142.8571 | 30.8552 | 1542.76 | 1534.7019 | 8.0581 | 1534.7433 | 7.975 | 0.041441 | 0 | 0 | 0 | 0 | 0 | 0
7505 | 313 | 11 | 9 | 1369.0476 | 0 | 0 | 0 | 27.9397 | 1396.9874 | 1389.6907 | 7.2967 | 1389.7282 | 7.2215 | 0.037525 | 0 | 0 | 0 | 0 | 0 | 0
7506 | 313 | 11 | 9 | 1369.0476 | 357.1429 | 0 | 0 | 35.2284 | 1761.4189 | 1752.1139 | 9.3049 | 1732 | 29.266 | 0.15207 | 0 | 0 | 0 | 0 | 0 | 0
7507 | 313 | 11 | 9 | 1369.0476 | 714.2857 | 0 | 0 | 42.517 | 2125.8503 | 2112.7678 | 13.0825 | 1732 | 391.8038 | 2.0359 | 0 | 0 | 0 | 0 | 0 | 0
7508 | 313 | 11 | 9 | 1369.0476 | 714.2857 | 0 | 0 | 42.517 | 2125.8503 | 2112.7678 | 13.0825 | 1732 | 391.8038 | 2.0359 | 0 | 0 | 0 | 0 | 0 | 0
7509 | 313 | 11 | 9 | 1369.0476 | 714.2857 | 0 | 0 | 42.517 | 2125.8503 | 2112.7678 | 13.0825 | 1732 | 391.8038 | 2.0359 | 0 | 0 | 0 | 0 | 0 | 0
7510 | 313 | 11 | 9 | 1369.0476 | 357.1429 | 0 | 0 | 35.2284 | 1761.4189 | 1752.1139 | 9.3049 | 1732 | 29.266 | 0.15207 | 0 | 0 | 0 | 0 | 0 | 0
7511 | 313 | 11 | 10 | 1369.0476 | 0 | 0 | 0 | 27.9397 | 1396.9874 | 1389.6907 | 7.2967 | 1389.7282 | 7.2215 | 0.037525 | 0 | 0 | 0 | 0 | 0 | 0
7512 | 314 | 11 | 10 | 1369.0476 | 0 | 0 | 0 | 27.9397 | 1396.9874 | 1389.6907 | 7.2967 | 1389.7282 | 7.2215 | 0.037525 | 0 | 0 | 0 | 0 | 0 | 0
7513 | 314 | 11 | 10 | 1369.0476 | 0 | 0 | 0 | 27.9397 | 1396.9874 | 1389.6907 | 7.2967 | 1389.7282 | 7.2215 | 0.037525 | 0 | 0 | 0 | 0 | 0 | 0
7514 | 314 | 11 | 10 | 1369.0476 | 0 | 0 | 0 | 27.9397 | 1396.9874 | 1389.6907 | 7.2967 | 1389.7282 | 7.2215 | 0.037525 | 0 | 0 | 0 | 0 | 0 | 0
7515 | 314 | 11 | 10 | 1369.0476 | 0 | 0 | 0 | 27.9397 | 1396.9874 | 1389.6907 | 7.2967 | 1389.7282 | 7.2215 | 0.037525 | 0 | 0 | 0 | 0 | 0 | 0
7516 | 314 | 11 | 10 | 1369.0476 | 0 | 0 | 0 | 27.9397 | 1396.9874 | 1389.6907 | 7.2967 | 1389.7282 | 7.2215 | 0.037525 | 0 | 0 | 0 | 0 | 0 | 0
7517 | 314 | 11 | 10 | 1369.0476 | 428.5714 | 0 | 0 | 36.6861 | 1834.3052 | 1824.2447 | 10.0605 | 1732 | 101.7735 | 0.52885 | 0 | 0 | 0 | 0 | 0 | 0
7518 | 314 | 11 | 10 | 1369.0476 | 714.2857 | 0 | 0 | 42.517 | 2125.8503 | 2112.7678 | 13.0825 | 1732 | 391.8038 | 2.0359 | 0 | 0 | 0 | 0 | 0 | 0
7519 | 314 | 11 | 10 | 1369.0476 | 714.2857 | 0 | 142.8571 | 45.4325 | 2271.6229 | 2257.0294 | 14.5935 | 1732 | 536.8189 | 2.7895 | 0 | 0 | 0 | 0 | 0 | 0
7520 | 314 | 11 | 10 | 1369.0476 | 714.2857 | 0 | 142.8571 | 45.4325 | 2271.6229 | 2257.0294 | 14.5935 | 1732 | 536.8189 | 2.7895 | 0 | 0 | 0 | 0 | 0 | 0
7521 | 314 | 11 | 10 | 1369.0476 | 285.7143 | 0 | 142.8571 | 36.6861 | 1834.3052 | 1824.2447 | 10.0605 | 1732 | 101.7735 | 0.52885 | 0 | 0 | 0 | 0 | 0 | 0
7522 | 314 | 11 | 10 | 1369.0476 | 0 | 0 | 142.8571 | 30.8552 | 1542.76 | 1534.7019 | 8.0581 | 1534.7433 | 7.975 | 0.041441 | 0 | 0 | 0 | 0 | 0 | 0
7523 | 314 | 11 | 10 | 1369.0476 | 0 | 0 | 142.8571 | 30.8552 | 1542.76 | 1534.7019 | 8.0581 | 1534.7433 | 7.975 | 0.041441 | 0 | 0 | 0 | 0 | 0 | 0
7524 | 314 | 11 | 10 | 1369.0476 | 0 | 0 | 142.8571 | 30.8552 | 1542.76 | 1534.7019 | 8.0581 | 1534.7433 | 7.975 | 0.041441 | 0 | 0 | 0 | 0 | 0 | 0
7525 | 314 | 11 | 10 | 1369.0476 | 0 | 0 | 142.8571 | 30.8552 | 1542.76 | 1534.7019 | 8.0581 | 1534.7433 | 7.975 | 0.041441 | 0 | 0 | 0 | 0 | 0 | 0
7526 | 314 | 11 | 10 | 1369.0476 | 0 | 0 | 142.8571 | 30.8552 | 1542.76 | 1534.7019 | 8.0581 | 1534.7433 | 7.975 | 0.041441 | 0 | 0 | 0 | 0 | 0 | 0
7527 | 314 | 11 | 10 | 1369.0476 | 0 | 0 | 142.8571 | 30.8552 | 1542.76 | 1534.7019 | 8.0581 | 1534.7433 | 7.975 | 0.041441 | 0 | 0 | 0 | 0 | 0 | 0
7528 | 314 | 11 | 10 | 1369.0476 | 0 | 0 | 142.8571 | 30.8552 | 1542.76 | 1534.7019 | 8.0581 | 1534.7433 | 7.975 | 0.041441 | 0 | 0 | 0 | 0 | 0 | 0
7529 | 314 | 11 | 10 | 1369.0476 | 0 | 0 | 0 | 27.9397 | 1396.9874 | 1389.6907 | 7.2967 | 1389.7282 | 7.2215 | 0.037525 | 0 | 0 | 0 | 0 | 0 | 0
7530 | 314 | 11 | 10 | 1369.0476 | 357.1429 | 0 | 0 | 35.2284 | 1761.4189 | 1752.1139 | 9.3049 | 1732 | 29.266 | 0.15207 | 0 | 0 | 0 | 0 | 0 | 0
7531 | 314 | 11 | 10 | 1369.0476 | 714.2857 | 0 | 0 | 42.517 | 2125.8503 | 2112.7678 | 13.0825 | 1732 | 391.8038 | 2.0359 | 0 | 0 | 0 | 0 | 0 | 0
7532 | 314 | 11 | 10 | 1369.0476 | 714.2857 | 0 | 0 | 42.517 | 2125.8503 | 2112.7678 | 13.0825 | 1732 | 391.8038 | 2.0359 | 0 | 0 | 0 | 0 | 0 | 0
7533 | 314 | 11 | 10 | 1369.0476 | 714.2857 | 0 | 0 | 42.517 | 2125.8503 | 2112.7678 | 13.0825 | 1732 | 391.8038 | 2.0359 | 0 | 0 | 0 | 0 | 0 | 0
7534 | 314 | 11 | 10 | 1369.0476 | 357.1429 | 0 | 0 | 35.2284 | 1761.4189 | 1752.1139 | 9.3049 | 1732 | 29.266 | 0.15207 | 0 | 0 | 0 | 0 | 0 | 0
7535 | 314 | 11 | 11 | 1369.0476 | 0 | 0 | 0 | 27.9397 | 1396.9874 | 1389.6907 | 7.2967 | 1389.7282 | 7.2215 | 0.037525 | 0 | 0 | 0 | 0 | 0 | 0
7536 | 315 | 11 | 11 | 1369.0476 | 0 | 0 | 0 | 27.9397 | 1396.9874 | 1389.6907 | 7.2967 | 1389.7282 | 7.2215 | 0.037525 | 0 | 0 | 0 | 0 | 0 | 0
7537 | 315 | 11 | 11 | 1369.0476 | 0 | 0 | 0 | 27.9397 | 1396.9874 | 1389.6907 | 7.2967 | 1389.7282 | 7.2215 | 0.037525 | 0 | 0 | 0 | 0 | 0 | 0
7538 | 315 | 11 | 11 | 1369.0476 | 0 | 0 | 0 | 27.9397 | 1396.9874 | 1389.6907 | 7.2967 | 1389.7282 | 7.2215 | 0.037525 | 0 | 0 | 0 | 0 | 0 | 0
7539 | 315 | 11 | 11 | 1369.0476 | 0 | 0 | 0 | 27.9397 | 1396.9874 | 1389.6907 | 7.2967 | 1389.7282 | 7.2215 | 0.037525 | 0 | 0 | 0 | 0 | 0 | 0
7540 | 315 | 11 | 11 | 1369.0476 | 0 | 0 | 0 | 27.9397 | 1396.9874 | 1389.6907 | 7.2967 | 1389.7282 | 7.2215 | 0.037525 | 0 | 0 | 0 | 0 | 0 | 0
7541 | 315 | 11 | 11 | 1369.0476 | 428.5714 | 0 | 0 | 36.6861 | 1834.3052 | 1824.2447 | 10.0605 | 1732 | 101.7735 | 0.52885 | 0 | 0 | 0 | 0 | 0 | 0
7542 | 315 | 11 | 11 | 1369.0476 | 714.2857 | 0 | 0 | 42.517 | 2125.8503 | 2112.7678 | 13.0825 | 1732 | 391.8038 | 2.0359 | 0 | 0 | 0 | 0 | 0 | 0
7543 | 315 | 11 | 11 | 1369.0476 | 714.2857 | 0 | 142.8571 | 45.4325 | 2271.6229 | 2257.0294 | 14.5935 | 1732 | 536.8189 | 2.7895 | 0 | 0 | 0 | 0 | 0 | 0
7544 | 315 | 11 | 11 | 1369.0476 | 714.2857 | 0 | 142.8571 | 45.4325 | 2271.6229 | 2257.0294 | 14.5935 | 1732 | 536.8189 | 2.7895 | 0 | 0 | 0 | 0 | 0 | 0
7545 | 315 | 11 | 11 | 1369.0476 | 285.7143 | 0 | 142.8571 | 36.6861 | 1834.3052 | 1824.2447 | 10.0605 | 1732 | 101.7735 | 0.52885 | 0 | 0 | 0 | 0 | 0 | 0
7546 | 315 | 11 | 11 | 1369.0476 | 0 | 0 | 142.8571 | 30.8552 | 1542.76 | 1534.7019 | 8.0581 | 1534.7433 | 7.975 | 0.041441 | 0 | 0 | 0 | 0 | 0 | 0
7547 | 315 | 11 | 11 | 1369.0476 | 0 | 0 | 142.8571 | 30.8552 | 1542.76 | 1534.7019 | 8.0581 | 1534.7433 | 7.975 | 0.041441 | 0 | 0 | 0 | 0 | 0 | 0
7548 | 315 | 11 | 11 | 1369.0476 | 0 | 0 | 142.8571 | 30.8552 | 1542.76 | 1534.7019 | 8.0581 | 1534.7433 | 7.975 | 0.041441 | 0 | 0 | 0 | 0 | 0 | 0
7549 | 315 | 11 | 11 | 1369.0476 | 0 | 0 | 142.8571 | 30.8552 | 1542.76 | 1534.7019 | 8.0581 | 1534.7433 | 7.975 | 0.041441 | 0 | 0 | 0 | 0 | 0 | 0
7550 | 315 | 11 | 11 | 1369.0476 | 0 | 0 | 142.8571 | 30.8552 | 1542.76 | 1534.7019 | 8.0581 | 1534.7433 | 7.975 | 0.041441 | 0 | 0 | 0 | 0 | 0 | 0
7551 | 315 | 11 | 11 | 1369.0476 | 0 | 0 | 142.8571 | 30.8552 | 1542.76 | 1534.7019 | 8.0581 | 1534.7433 | 7.975 | 0.041441 | 0 | 0 | 0 | 0 | 0 | 0
7552 | 315 | 11 | 11 | 1369.0476 | 0 | 0 | 142.8571 | 30.8552 | 1542.76 | 1534.7019 | 8.0581 | 1534.7433 | 7.975 | 0.041441 | 0 | 0 | 0 | 0 | 0 | 0
7553 | 315 | 11 | 11 | 1369.0476 | 0 | 0 | 0 | 27.9397 | 1396.9874 | 1389.6907 | 7.2967 | 1389.7282 | 7.2215 | 0.037525 | 0 | 0 | 0 | 0 | 0 | 0
7554 | 315 | 11 | 11 | 1369.0476 | 357.1429 | 0 | 0 | 35.2284 | 1761.4189 | 1752.1139 | 9.3049 | 1732 | 29.266 | 0.15207 | 0 | 0 | 0 | 0 | 0 | 0
7555 | 315 | 11 | 11 | 1369.0476 | 714.2857 | 0 | 0 | 42.517 | 2125.8503 | 2112.7678 | 13.0825 | 1732 | 391.8038 | 2.0359 | 0 | 0 | 0 | 0 | 0 | 0
7556 | 315 | 11 | 11 | 1369.0476 | 714.2857 | 0 | 0 | 42.517 | 2125.8503 | 2112.7678 | 13.0825 | 1732 | 391.8038 | 2.0359 | 0 | 0 | 0 | 0 | 0 | 0
7557 | 315 | 11 | 11 | 1369.0476 | 714.2857 | 0 | 0 | 42.517 | 2125.8503 | 2112.7678 | 13.0825 | 1732 | 391.8038 | 2.0359 | 0 | 0 | 0 | 0 | 0 | 0
7558 | 315 | 11 | 11 | 1369.0476 | 357.1429 | 0 | 0 | 35.2284 | 1761.4189 | 1752.1139 | 9.3049 | 1732 | 29.266 | 0.15207 | 0 | 0 | 0 | 0 | 0 | 0
7559 | 315 | 11 | 12 | 1369.0476 | 0 | 0 | 0 | 27.9397 | 1396.9874 | 1389.6907 | 7.2967 | 1389.7282 | 7.2215 | 0.037525 | 0 | 0 | 0 | 0 | 0 | 0
7560 | 316 | 11 | 12 | 1369.0476 | 0 | 0 | 0 | 27.9397 | 1396.9874 | 1389.6907 | 7.2967 | 1389.7282 | 7.2215 | 0.037525 | 0 | 0 | 0 | 0 | 0 | 0
7561 | 316 | 11 | 12 | 1369.0476 | 0 | 0 | 0 | 27.9397 | 1396.9874 | 1389.6907 | 7.2967 | 1389.7282 | 7.2215 | 0.037525 | 0 | 0 | 0 | 0 | 0 | 0
7562 | 316 | 11 | 12 | 1369.0476 | 0 | 0 | 0 | 27.9397 | 1396.9874 | 1389.6907 | 7.2967 | 1389.7282 | 7.2215 | 0.037525 | 0 | 0 | 0 | 0 | 0 | 0
7563 | 316 | 11 | 12 | 1369.0476 | 0 | 0 | 0 | 27.9397 | 1396.9874 | 1389.6907 | 7.2967 | 1389.7282 | 7.2215 | 0.037525 | 0 | 0 | 0 | 0 | 0 | 0
7564 | 316 | 11 | 12 | 1369.0476 | 0 | 0 | 0 | 27.9397 | 1396.9874 | 1389.6907 | 7.2967 | 1389.7282 | 7.2215 | 0.037525 | 0 | 0 | 0 | 0 | 0 | 0
7565 | 316 | 11 | 12 | 1369.0476 | 428.5714 | 0 | 0 | 36.6861 | 1834.3052 | 1824.2447 | 10.0605 | 1732 | 101.7735 | 0.52885 | 0 | 0 | 0 | 0 | 0 | 0
7566 | 316 | 11 | 12 | 1369.0476 | 714.2857 | 0 | 0 | 42.517 | 2125.8503 | 2112.7678 | 13.0825 | 1732 | 391.8038 | 2.0359 | 0 | 0 | 0 | 0 | 0 | 0
7567 | 316 | 11 | 12 | 1369.0476 | 714.2857 | 0 | 142.8571 | 45.4325 | 2271.6229 | 2257.0294 | 14.5935 | 1732 | 536.8189 | 2.7895 | 0 | 0 | 0 | 0 | 0 | 0
7568 | 316 | 11 | 12 | 1369.0476 | 714.2857 | 0 | 142.8571 | 45.4325 | 2271.6229 | 2257.0294 | 14.5935 | 1732 | 536.8189 | 2.7895 | 0 | 0 | 0 | 0 | 0 | 0
7569 | 316 | 11 | 12 | 1369.0476 | 285.7143 | 0 | 142.8571 | 36.6861 | 1834.3052 | 1824.2447 | 10.0605 | 1732 | 101.7735 | 0.52885 | 0 | 0 | 0 | 0 | 0 | 0
7570 | 316 | 11 | 12 | 1369.0476 | 0 | 0 | 142.8571 | 30.8552 | 1542.76 | 1534.7019 | 8.0581 | 1534.7433 | 7.975 | 0.041441 | 0 | 0 | 0 | 0 | 0 | 0
7571 | 316 | 11 | 12 | 1369.0476 | 0 | 0 | 142.8571 | 30.8552 | 1542.76 | 1534.7019 | 8.0581 | 1534.7433 | 7.975 | 0.041441 | 0 | 0 | 0 | 0 | 0 | 0
7572 | 316 | 11 | 12 | 1369.0476 | 0 | 0 | 142.8571 | 30.8552 | 1542.76 | 1534.7019 | 8.0581 | 1534.7433 | 7.975 | 0.041441 | 0 | 0 | 0 | 0 | 0 | 0
7573 | 316 | 11 | 12 | 1369.0476 | 0 | 0 | 142.8571 | 30.8552 | 1542.76 | 1534.7019 | 8.0581 | 1534.7433 | 7.975 | 0.041441 | 0 | 0 | 0 | 0 | 0 | 0
7574 | 316 | 11 | 12 | 1369.0476 | 0 | 0 | 142.8571 | 30.8552 | 1542.76 | 1534.7019 | 8.0581 | 1534.7433 | 7.975 | 0.041441 | 0 | 0 | 0 | 0 | 0 | 0
7575 | 316 | 11 | 12 | 1369.0476 | 0 | 0 | 142.8571 | 30.8552 | 1542.76 | 1534.7019 | 8.0581 | 1534.7433 | 7.975 | 0.041441 | 0 | 0 | 0 | 0 | 0 | 0
7576 | 316 | 11 | 12 | 1369.0476 | 0 | 0 | 142.8571 | 30.8552 | 1542.76 | 1534.7019 | 8.0581 | 1534.7433 | 7.975 | 0.041441 | 0 | 0 | 0 | 0 | 0 | 0
7577 | 316 | 11 | 12 | 1369.0476 | 0 | 0 | 0 | 27.9397 | 1396.9874 | 1389.6907 | 7.2967 | 1389.7282 | 7.2215 | 0.037525 | 0 | 0 | 0 | 0 | 0 | 0
7578 | 316 | 11 | 12 | 1369.0476 | 357.1429 | 0 | 0 | 35.2284 | 1761.4189 | 1752.1139 | 9.3049 | 1732 | 29.266 | 0.15207 | 0 | 0 | 0 | 0 | 0 | 0
7579 | 316 | 11 | 12 | 1369.0476 | 714.2857 | 0 | 0 | 42.517 | 2125.8503 | 2112.7678 | 13.0825 | 1732 | 391.8038 | 2.0359 | 0 | 0 | 0 | 0 | 0 | 0
7580 | 316 | 11 | 12 | 1369.0476 | 714.2857 | 0 | 0 | 42.517 | 2125.8503 | 2112.7678 | 13.0825 | 1732 | 391.8038 | 2.0359 | 0 | 0 | 0 | 0 | 0 | 0
7581 | 316 | 11 | 12 | 1369.0476 | 714.2857 | 0 | 0 | 42.517 | 2125.8503 | 2112.7678 | 13.0825 | 1732 | 391.8038 | 2.0359 | 0 | 0 | 0 | 0 | 0 | 0
7582 | 316 | 11 | 12 | 1369.0476 | 357.1429 | 0 | 0 | 35.2284 | 1761.4189 | 1752.1139 | 9.3049 | 1732 | 29.266 | 0.15207 | 0 | 0 | 0 | 0 | 0 | 0
7583 | 316 | 11 | 13 | 1369.0476 | 0 | 0 | 0 | 27.9397 | 1396.9874 | 1389.6907 | 7.2967 | 1389.7282 | 7.2215 | 0.037525 | 0 | 0 | 0 | 0 | 0 | 0
7584 | 317 | 11 | 13 | 1369.0476 | 0 | 0 | 0 | 27.9397 | 1396.9874 | 1389.6907 | 7.2967 | 1389.7282 | 7.2215 | 0.037525 | 0 | 0 | 0 | 0 | 0 | 0
7585 | 317 | 11 | 13 | 1369.0476 | 0 | 0 | 0 | 27.9397 | 1396.9874 | 1389.6907 | 7.2967 | 1389.7282 | 7.2215 | 0.037525 | 0 | 0 | 0 | 0 | 0 | 0
7586 | 317 | 11 | 13 | 1369.0476 | 0 | 0 | 0 | 27.9397 | 1396.9874 | 1389.6907 | 7.2967 | 1389.7282 | 7.2215 | 0.037525 | 0 | 0 | 0 | 0 | 0 | 0
7587 | 317 | 11 | 13 | 1369.0476 | 0 | 0 | 0 | 27.9397 | 1396.9874 | 1389.6907 | 7.2967 | 1389.7282 | 7.2215 | 0.037525 | 0 | 0 | 0 | 0 | 0 | 0
7588 | 317 | 11 | 13 | 1369.0476 | 0 | 0 | 0 | 27.9397 | 1396.9874 | 1389.6907 | 7.2967 | 1389.7282 | 7.2215 | 0.037525 | 0 | 0 | 0 | 0 | 0 | 0
7589 | 317 | 11 | 13 | 1369.0476 | 428.5714 | 0 | 0 | 36.6861 | 1834.3052 | 1824.2447 | 10.0605 | 1732 | 101.7735 | 0.52885 | 0 | 0 | 0 | 0 | 0 | 0
7590 | 317 | 11 | 13 | 1369.0476 | 714.2857 | 0 | 0 | 42.517 | 2125.8503 | 2112.7678 | 13.0825 | 1732 | 391.8038 | 2.0359 | 0 | 0 | 0 | 0 | 0 | 0
7591 | 317 | 11 | 13 | 1369.0476 | 714.2857 | 0 | 142.8571 | 45.4325 | 2271.6229 | 2257.0294 | 14.5935 | 1732 | 536.8189 | 2.7895 | 0 | 0 | 0 | 0 | 0 | 0
7592 | 317 | 11 | 13 | 1369.0476 | 714.2857 | 0 | 142.8571 | 45.4325 | 2271.6229 | 2257.0294 | 14.5935 | 1732 | 536.8189 | 2.7895 | 0 | 0 | 0 | 0 | 0 | 0
7593 | 317 | 11 | 13 | 1369.0476 | 285.7143 | 0 | 142.8571 | 36.6861 | 1834.3052 | 1824.2447 | 10.0605 | 1732 | 101.7735 | 0.52885 | 0 | 0 | 0 | 0 | 0 | 0
7594 | 317 | 11 | 13 | 1369.0476 | 0 | 0 | 142.8571 | 30.8552 | 1542.76 | 1534.7019 | 8.0581 | 1534.7433 | 7.975 | 0.041441 | 0 | 0 | 0 | 0 | 0 | 0
7595 | 317 | 11 | 13 | 1369.0476 | 0 | 0 | 142.8571 | 30.8552 | 1542.76 | 1534.7019 | 8.0581 | 1534.7433 | 7.975 | 0.041441 | 0 | 0 | 0 | 0 | 0 | 0
7596 | 317 | 11 | 13 | 1369.0476 | 0 | 0 | 142.8571 | 30.8552 | 1542.76 | 1534.7019 | 8.0581 | 1534.7433 | 7.975 | 0.041441 | 0 | 0 | 0 | 0 | 0 | 0
7597 | 317 | 11 | 13 | 1369.0476 | 0 | 0 | 142.8571 | 30.8552 | 1542.76 | 1534.7019 | 8.0581 | 1534.7433 | 7.975 | 0.041441 | 0 | 0 | 0 | 0 | 0 | 0
7598 | 317 | 11 | 13 | 1369.0476 | 0 | 0 | 142.8571 | 30.8552 | 1542.76 | 1534.7019 | 8.0581 | 1534.7433 | 7.975 | 0.041441 | 0 | 0 | 0 | 0 | 0 | 0
7599 | 317 | 11 | 13 | 1369.0476 | 0 | 0 | 142.8571 | 30.8552 | 1542.76 | 1534.7019 | 8.0581 | 1534.7433 | 7.975 | 0.041441 | 0 | 0 | 0 | 0 | 0 | 0
7600 | 317 | 11 | 13 | 1369.0476 | 0 | 0 | 142.8571 | 30.8552 | 1542.76 | 1534.7019 | 8.0581 | 1534.7433 | 7.975 | 0.041441 | 0 | 0 | 0 | 0 | 0 | 0
7601 | 317 | 11 | 13 | 1369.0476 | 0 | 0 | 0 | 27.9397 | 1396.9874 | 1389.6907 | 7.2967 | 1389.7282 | 7.2215 | 0.037525 | 0 | 0 | 0 | 0 | 0 | 0
7602 | 317 | 11 | 13 | 1369.0476 | 357.1429 | 0 | 0 | 35.2284 | 1761.4189 | 1752.1139 | 9.3049 | 1732 | 29.266 | 0.15207 | 0 | 0 | 0 | 0 | 0 | 0
7603 | 317 | 11 | 13 | 1369.0476 | 714.2857 | 0 | 0 | 42.517 | 2125.8503 | 2112.7678 | 13.0825 | 1732 | 391.8038 | 2.0359 | 0 | 0 | 0 | 0 | 0 | 0
7604 | 317 | 11 | 13 | 1369.0476 | 714.2857 | 0 | 0 | 42.517 | 2125.8503 | 2112.7678 | 13.0825 | 1732 | 391.8038 | 2.0359 | 0 | 0 | 0 | 0 | 0 | 0
7605 | 317 | 11 | 13 | 1369.0476 | 714.2857 | 0 | 0 | 42.517 | 2125.8503 | 2112.7678 | 13.0825 | 1732 | 391.8038 | 2.0359 | 0 | 0 | 0 | 0 | 0 | 0
7606 | 317 | 11 | 13 | 1369.0476 | 357.1429 | 0 | 0 | 35.2284 | 1761.4189 | 1752.1139 | 9.3049 | 1732 | 29.266 | 0.15207 | 0 | 0 | 0 | 0 | 0 | 0
7607 | 317 | 11 | 14 | 1369.0476 | 0 | 0 | 0 | 27.9397 | 1396.9874 | 1389.6907 | 7.2967 | 1389.7282 | 7.2215 | 0.037525 | 0 | 0 | 0 | 0 | 0 | 0
7608 | 318 | 11 | 14 | 1369.0476 | 0 | 0 | 0 | 27.9397 | 1396.9874 | 1389.6907 | 7.2967 | 1389.7282 | 7.2215 | 0.037525 | 0 | 0 | 0 | 0 | 0 | 0
7609 | 318 | 11 | 14 | 1369.0476 | 0 | 0 | 0 | 27.9397 | 1396.9874 | 1389.6907 | 7.2967 | 1389.7282 | 7.2215 | 0.037525 | 0 | 0 | 0 | 0 | 0 | 0
7610 | 318 | 11 | 14 | 1369.0476 | 0 | 0 | 0 | 27.9397 | 1396.9874 | 1389.6907 | 7.2967 | 1389.7282 | 7.2215 | 0.037525 | 0 | 0 | 0 | 0 | 0 | 0
7611 | 318 | 11 | 14 | 1369.0476 | 0 | 0 | 0 | 27.9397 | 1396.9874 | 1389.6907 | 7.2967 | 1389.7282 | 7.2215 | 0.037525 | 0 | 0 | 0 | 0 | 0 | 0
7612 | 318 | 11 | 14 | 1369.0476 | 0 | 0 | 0 | 27.9397 | 1396.9874 | 1389.6907 | 7.2967 | 1389.7282 | 7.2215 | 0.037525 | 0 | 0 | 0 | 0 | 0 | 0
7613 | 318 | 11 | 14 | 1369.0476 | 428.5714 | 0 | 0 | 36.6861 | 1834.3052 | 1824.2447 | 10.0605 | 1732 | 101.7735 | 0.52885 | 0 | 0 | 0 | 0 | 0 | 0
7614 | 318 | 11 | 14 | 1369.0476 | 714.2857 | 0 | 0 | 42.517 | 2125.8503 | 2112.7678 | 13.0825 | 1732 | 391.8038 | 2.0359 | 0 | 0 | 0 | 0 | 0 | 0
7615 | 318 | 11 | 14 | 1369.0476 | 714.2857 | 0 | 142.8571 | 45.4325 | 2271.6229 | 2257.0294 | 14.5935 | 1732 | 536.8189 | 2.7895 | 0 | 0 | 0 | 0 | 0 | 0
7616 | 318 | 11 | 14 | 1369.0476 | 714.2857 | 0 | 142.8571 | 45.4325 | 2271.6229 | 2257.0294 | 14.5935 | 1732 | 536.8189 | 2.7895 | 0 | 0 | 0 | 0 | 0 | 0
7617 | 318 | 11 | 14 | 1369.0476 | 285.7143 | 0 | 142.8571 | 36.6861 | 1834.3052 | 1824.2447 | 10.0605 | 1732 | 101.7735 | 0.52885 | 0 | 0 | 0 | 0 | 0 | 0
7618 | 318 | 11 | 14 | 1369.0476 | 0 | 0 | 142.8571 | 30.8552 | 1542.76 | 1534.7019 | 8.0581 | 1534.7433 | 7.975 | 0.041441 | 0 | 0 | 0 | 0 | 0 | 0
7619 | 318 | 11 | 14 | 1369.0476 | 0 | 0 | 142.8571 | 30.8552 | 1542.76 | 1534.7019 | 8.0581 | 1534.7433 | 7.975 | 0.041441 | 0 | 0 | 0 | 0 | 0 | 0
7620 | 318 | 11 | 14 | 1369.0476 | 0 | 0 | 142.8571 | 30.8552 | 1542.76 | 1534.7019 | 8.0581 | 1534.7433 | 7.975 | 0.041441 | 0 | 0 | 0 | 0 | 0 | 0
7621 | 318 | 11 | 14 | 1369.0476 | 0 | 0 | 142.8571 | 30.8552 | 1542.76 | 1534.7019 | 8.0581 | 1534.7433 | 7.975 | 0.041441 | 0 | 0 | 0 | 0 | 0 | 0
7622 | 318 | 11 | 14 | 1369.0476 | 0 | 0 | 142.8571 | 30.8552 | 1542.76 | 1534.7019 | 8.0581 | 1534.7433 | 7.975 | 0.041441 | 0 | 0 | 0 | 0 | 0 | 0
7623 | 318 | 11 | 14 | 1369.0476 | 0 | 0 | 142.8571 | 30.8552 | 1542.76 | 1534.7019 | 8.0581 | 1534.7433 | 7.975 | 0.041441 | 0 | 0 | 0 | 0 | 0 | 0
7624 | 318 | 11 | 14 | 1369.0476 | 0 | 0 | 142.8571 | 30.8552 | 1542.76 | 1534.7019 | 8.0581 | 1534.7433 | 7.975 | 0.041441 | 0 | 0 | 0 | 0 | 0 | 0
7625 | 318 | 11 | 14 | 1369.0476 | 0 | 0 | 0 | 27.9397 | 1396.9874 | 1389.6907 | 7.2967 | 1389.7282 | 7.2215 | 0.037525 | 0 | 0 | 0 | 0 | 0 | 0
7626 | 318 | 11 | 14 | 1369.0476 | 357.1429 | 0 | 0 | 35.2284 | 1761.4189 | 1752.1139 | 9.3049 | 1732 | 29.266 | 0.15207 | 0 | 0 | 0 | 0 | 0 | 0
7627 | 318 | 11 | 14 | 1369.0476 | 714.2857 | 0 | 0 | 42.517 | 2125.8503 | 2112.7678 | 13.0825 | 1732 | 391.8038 | 2.0359 | 0 | 0 | 0 | 0 | 0 | 0
7628 | 318 | 11 | 14 | 1369.0476 | 714.2857 | 0 | 0 | 42.517 | 2125.8503 | 2112.7678 | 13.0825 | 1732 | 391.8038 | 2.0359 | 0 | 0 | 0 | 0 | 0 | 0
7629 | 318 | 11 | 14 | 1369.0476 | 714.2857 | 0 | 0 | 42.517 | 2125.8503 | 2112.7678 | 13.0825 | 1732 | 391.8038 | 2.0359 | 0 | 0 | 0 | 0 | 0 | 0
7630 | 318 | 11 | 14 | 1369.0476 | 357.1429 | 0 | 0 | 35.2284 | 1761.4189 | 1752.1139 | 9.3049 | 1732 | 29.266 | 0.15207 | 0 | 0 | 0 | 0 | 0 | 0
7631 | 318 | 11 | 15 | 1369.0476 | 0 | 0 | 0 | 27.9397 | 1396.9874 | 1389.6907 | 7.2967 | 1389.7282 | 7.2215 | 0.037525 | 0 | 0 | 0 | 0 | 0 | 0
7632 | 319 | 11 | 15 | 1369.0476 | 0 | 0 | 0 | 27.9397 | 1396.9874 | 1389.6907 | 7.2967 | 1389.7282 | 7.2215 | 0.037525 | 0 | 0 | 0 | 0 | 0 | 0
7633 | 319 | 11 | 15 | 1369.0476 | 0 | 0 | 0 | 27.9397 | 1396.9874 | 1389.6907 | 7.2967 | 1389.7282 | 7.2215 | 0.037525 | 0 | 0 | 0 | 0 | 0 | 0
7634 | 319 | 11 | 15 | 1369.0476 | 0 | 0 | 0 | 27.9397 | 1396.9874 | 1389.6907 | 7.2967 | 1389.7282 | 7.2215 | 0.037525 | 0 | 0 | 0 | 0 | 0 | 0
7635 | 319 | 11 | 15 | 1369.0476 | 0 | 0 | 0 | 27.9397 | 1396.9874 | 1389.6907 | 7.2967 | 1389.7282 | 7.2215 | 0.037525 | 0 | 0 | 0 | 0 | 0 | 0
7636 | 319 | 11 | 15 | 1369.0476 | 0 | 0 | 0 | 27.9397 | 1396.9874 | 1389.6907 | 7.2967 | 1389.7282 | 7.2215 | 0.037525 | 0 | 0 | 0 | 0 | 0 | 0
7637 | 319 | 11 | 15 | 1369.0476 | 428.5714 | 0 | 0 | 36.6861 | 1834.3052 | 1824.2447 | 10.0605 | 1732 | 101.7735 | 0.52885 | 0 | 0 | 0 | 0 | 0 | 0
7638 | 319 | 11 | 15 | 1369.0476 | 714.2857 | 0 | 0 | 42.517 | 2125.8503 | 2112.7678 | 13.0825 | 1732 | 391.8038 | 2.0359 | 0 | 0 | 0 | 0 | 0 | 0
7639 | 319 | 11 | 15 | 1369.0476 | 714.2857 | 0 | 142.8571 | 45.4325 | 2271.6229 | 2257.0294 | 14.5935 | 1732 | 536.8189 | 2.7895 | 0 | 0 | 0 | 0 | 0 | 0
7640 | 319 | 11 | 15 | 1369.0476 | 714.2857 | 0 | 142.8571 | 45.4325 | 2271.6229 | 2257.0294 | 14.5935 | 1732 | 536.8189 | 2.7895 | 0 | 0 | 0 | 0 | 0 | 0
7641 | 319 | 11 | 15 | 1369.0476 | 285.7143 | 0 | 142.8571 | 36.6861 | 1834.3052 | 1824.2447 | 10.0605 | 1732 | 101.7735 | 0.52885 | 0 | 0 | 0 | 0 | 0 | 0
7642 | 319 | 11 | 15 | 1369.0476 | 0 | 0 | 142.8571 | 30.8552 | 1542.76 | 1534.7019 | 8.0581 | 1534.7433 | 7.975 | 0.041441 | 0 | 0 | 0 | 0 | 0 | 0
7643 | 319 | 11 | 15 | 1369.0476 | 0 | 0 | 142.8571 | 30.8552 | 1542.76 | 1534.7019 | 8.0581 | 1534.7433 | 7.975 | 0.041441 | 0 | 0 | 0 | 0 | 0 | 0
7644 | 319 | 11 | 15 | 1369.0476 | 0 | 0 | 142.8571 | 30.8552 | 1542.76 | 1534.7019 | 8.0581 | 1534.7433 | 7.975 | 0.041441 | 0 | 0 | 0 | 0 | 0 | 0
7645 | 319 | 11 | 15 | 1369.0476 | 0 | 0 | 142.8571 | 30.8552 | 1542.76 | 1534.7019 | 8.0581 | 1534.7433 | 7.975 | 0.041441 | 0 | 0 | 0 | 0 | 0 | 0
7646 | 319 | 11 | 15 | 1369.0476 | 0 | 0 | 142.8571 | 30.8552 | 1542.76 | 1534.7019 | 8.0581 | 1534.7433 | 7.975 | 0.041441 | 0 | 0 | 0 | 0 | 0 | 0
7647 | 319 | 11 | 15 | 1369.0476 | 0 | 0 | 142.8571 | 30.8552 | 1542.76 | 1534.7019 | 8.0581 | 1534.7433 | 7.975 | 0.041441 | 0 | 0 | 0 | 0 | 0 | 0
7648 | 319 | 11 | 15 | 1369.0476 | 0 | 0 | 142.8571 | 30.8552 | 1542.76 | 1534.7019 | 8.0581 | 1534.7433 | 7.975 | 0.041441 | 0 | 0 | 0 | 0 | 0 | 0
7649 | 319 | 11 | 15 | 1369.0476 | 0 | 0 | 0 | 27.9397 | 1396.9874 | 1389.6907 | 7.2967 | 1389.7282 | 7.2215 | 0.037525 | 0 | 0 | 0 | 0 | 0 | 0
7650 | 319 | 11 | 15 | 1369.0476 | 357.1429 | 0 | 0 | 35.2284 | 1761.4189 | 1752.1139 | 9.3049 | 1732 | 29.266 | 0.15207 | 0 | 0 | 0 | 0 | 0 | 0
7651 | 319 | 11 | 15 | 1369.0476 | 714.2857 | 0 | 0 | 42.517 | 2125.8503 | 2112.7678 | 13.0825 | 1732 | 391.8038 | 2.0359 | 0 | 0 | 0 | 0 | 0 | 0
7652 | 319 | 11 | 15 | 1369.0476 | 714.2857 | 0 | 0 | 42.517 | 2125.8503 | 2112.7678 | 13.0825 | 1732 | 391.8038 | 2.0359 | 0 | 0 | 0 | 0 | 0 | 0
7653 | 319 | 11 | 15 | 1369.0476 | 714.2857 | 0 | 0 | 42.517 | 2125.8503 | 2112.7678 | 13.0825 | 1732 | 391.8038 | 2.0359 | 0 | 0 | 0 | 0 | 0 | 0
7654 | 319 | 11 | 15 | 1369.0476 | 357.1429 | 0 | 0 | 35.2284 | 1761.4189 | 1752.1139 | 9.3049 | 1732 | 29.266 | 0.15207 | 0 | 0 | 0 | 0 | 0 | 0
7655 | 319 | 11 | 16 | 1369.0476 | 0 | 0 | 0 | 27.9397 | 1396.9874 | 1389.6907 | 7.2967 | 1389.7282 | 7.2215 | 0.037525 | 0 | 0 | 0 | 0 | 0 | 0
7656 | 320 | 11 | 16 | 1369.0476 | 0 | 0 | 0 | 27.9397 | 1396.9874 | 1389.6907 | 7.2967 | 1389.7282 | 7.2215 | 0.037525 | 0 | 0 | 0 | 0 | 0 | 0
7657 | 320 | 11 | 16 | 1369.0476 | 0 | 0 | 0 | 27.9397 | 1396.9874 | 1389.6907 | 7.2967 | 1389.7282 | 7.2215 | 0.037525 | 0 | 0 | 0 | 0 | 0 | 0
7658 | 320 | 11 | 16 | 1369.0476 | 0 | 0 | 0 | 27.9397 | 1396.9874 | 1389.6907 | 7.2967 | 1389.7282 | 7.2215 | 0.037525 | 0 | 0 | 0 | 0 | 0 | 0
7659 | 320 | 11 | 16 | 1369.0476 | 0 | 0 | 0 | 27.9397 | 1396.9874 | 1389.6907 | 7.2967 | 1389.7282 | 7.2215 | 0.037525 | 0 | 0 | 0 | 0 | 0 | 0
7660 | 320 | 11 | 16 | 1369.0476 | 0 | 0 | 0 | 27.9397 | 1396.9874 | 1389.6907 | 7.2967 | 1389.7282 | 7.2215 | 0.037525 | 0 | 0 | 0 | 0 | 0 | 0
7661 | 320 | 11 | 16 | 1369.0476 | 428.5714 | 0 | 0 | 36.6861 | 1834.3052 | 1824.2447 | 10.0605 | 1732 | 101.7735 | 0.52885 | 0 | 0 | 0 | 0 | 0 | 0
7662 | 320 | 11 | 16 | 1369.0476 | 714.2857 | 0 | 0 | 42.517 | 2125.8503 | 2112.7678 | 13.0825 | 1732 | 391.8038 | 2.0359 | 0 | 0 | 0 | 0 | 0 | 0
7663 | 320 | 11 | 16 | 1369.0476 | 714.2857 | 0 | 142.8571 | 45.4325 | 2271.6229 | 2257.0294 | 14.5935 | 1732 | 536.8189 | 2.7895 | 0 | 0 | 0 | 0 | 0 | 0
7664 | 320 | 11 | 16 | 1369.0476 | 714.2857 | 0 | 142.8571 | 45.4325 | 2271.6229 | 2257.0294 | 14.5935 | 1732 | 536.8189 | 2.7895 | 0 | 0 | 0 | 0 | 0 | 0
7665 | 320 | 11 | 16 | 1369.0476 | 285.7143 | 0 | 142.8571 | 36.6861 | 1834.3052 | 1824.2447 | 10.0605 | 1732 | 101.7735 | 0.52885 | 0 | 0 | 0 | 0 | 0 | 0
7666 | 320 | 11 | 16 | 1369.0476 | 0 | 0 | 142.8571 | 30.8552 | 1542.76 | 1534.7019 | 8.0581 | 1534.7433 | 7.975 | 0.041441 | 0 | 0 | 0 | 0 | 0 | 0
7667 | 320 | 11 | 16 | 1369.0476 | 0 | 0 | 142.8571 | 30.8552 | 1542.76 | 1534.7019 | 8.0581 | 1534.7433 | 7.975 | 0.041441 | 0 | 0 | 0 | 0 | 0 | 0
7668 | 320 | 11 | 16 | 1369.0476 | 0 | 0 | 142.8571 | 30.8552 | 1542.76 | 1534.7019 | 8.0581 | 1534.7433 | 7.975 | 0.041441 | 0 | 0 | 0 | 0 | 0 | 0
7669 | 320 | 11 | 16 | 1369.0476 | 0 | 0 | 142.8571 | 30.8552 | 1542.76 | 1534.7019 | 8.0581 | 1534.7433 | 7.975 | 0.041441 | 0 | 0 | 0 | 0 | 0 | 0
7670 | 320 | 11 | 16 | 1369.0476 | 0 | 0 | 142.8571 | 30.8552 | 1542.76 | 1534.7019 | 8.0581 | 1534.7433 | 7.975 | 0.041441 | 0 | 0 | 0 | 0 | 0 | 0
7671 | 320 | 11 | 16 | 1369.0476 | 0 | 0 | 142.8571 | 30.8552 | 1542.76 | 1534.7019 | 8.0581 | 1534.7433 | 7.975 | 0.041441 | 0 | 0 | 0 | 0 | 0 | 0
7672 | 320 | 11 | 16 | 1369.0476 | 0 | 0 | 142.8571 | 30.8552 | 1542.76 | 1534.7019 | 8.0581 | 1534.7433 | 7.975 | 0.041441 | 0 | 0 | 0 | 0 | 0 | 0
7673 | 320 | 11 | 16 | 1369.0476 | 0 | 0 | 0 | 27.9397 | 1396.9874 | 1389.6907 | 7.2967 | 1389.7282 | 7.2215 | 0.037525 | 0 | 0 | 0 | 0 | 0 | 0
7674 | 320 | 11 | 16 | 1369.0476 | 357.1429 | 0 | 0 | 35.2284 | 1761.4189 | 1752.1139 | 9.3049 | 1732 | 29.266 | 0.15207 | 0 | 0 | 0 | 0 | 0 | 0
7675 | 320 | 11 | 16 | 1369.0476 | 714.2857 | 0 | 0 | 42.517 | 2125.8503 | 2112.7678 | 13.0825 | 1732 | 391.8038 | 2.0359 | 0 | 0 | 0 | 0 | 0 | 0
7676 | 320 | 11 | 16 | 1369.0476 | 714.2857 | 0 | 0 | 42.517 | 2125.8503 | 2112.7678 | 13.0825 | 1732 | 391.8038 | 2.0359 | 0 | 0 | 0 | 0 | 0 | 0
7677 | 320 | 11 | 16 | 1369.0476 | 714.2857 | 0 | 0 | 42.517 | 2125.8503 | 2112.7678 | 13.0825 | 1732 | 391.8038 | 2.0359 | 0 | 0 | 0 | 0 | 0 | 0
7678 | 320 | 11 | 16 | 1369.0476 | 357.1429 | 0 | 0 | 35.2284 | 1761.4189 | 1752.1139 | 9.3049 | 1732 | 29.266 | 0.15207 | 0 | 0 | 0 | 0 | 0 | 0
7679 | 320 | 11 | 17 | 1369.0476 | 0 | 0 | 0 | 27.9397 | 1396.9874 | 1389.6907 | 7.2967 | 1389.7282 | 7.2215 | 0.037525 | 0 | 0 | 0 | 0 | 0 | 0
7680 | 321 | 11 | 17 | 1369.0476 | 0 | 0 | 0 | 27.9397 | 1396.9874 | 1389.6907 | 7.2967 | 1389.7282 | 7.2215 | 0.037525 | 0 | 0 | 0 | 0 | 0 | 0
7681 | 321 | 11 | 17 | 1369.0476 | 0 | 0 | 0 | 27.9397 | 1396.9874 | 1389.6907 | 7.2967 | 1389.7282 | 7.2215 | 0.037525 | 0 | 0 | 0 | 0 | 0 | 0
7682 | 321 | 11 | 17 | 1369.0476 | 0 | 0 | 0 | 27.9397 | 1396.9874 | 1389.6907 | 7.2967 | 1389.7282 | 7.2215 | 0.037525 | 0 | 0 | 0 | 0 | 0 | 0
7683 | 321 | 11 | 17 | 1369.0476 | 0 | 0 | 0 | 27.9397 | 1396.9874 | 1389.6907 | 7.2967 | 1389.7282 | 7.2215 | 0.037525 | 0 | 0 | 0 | 0 | 0 | 0
7684 | 321 | 11 | 17 | 1369.0476 | 0 | 0 | 0 | 27.9397 | 1396.9874 | 1389.6907 | 7.2967 | 1389.7282 | 7.2215 | 0.037525 | 0 | 0 | 0 | 0 | 0 | 0
7685 | 321 | 11 | 17 | 1369.0476 | 428.5714 | 0 | 0 | 36.6861 | 1834.3052 | 1824.2447 | 10.0605 | 1732 | 101.7735 | 0.52885 | 0 | 0 | 0 | 0 | 0 | 0
7686 | 321 | 11 | 17 | 1369.0476 | 714.2857 | 0 | 0 | 42.517 | 2125.8503 | 2112.7678 | 13.0825 | 1732 | 391.8038 | 2.0359 | 0 | 0 | 0 | 0 | 0 | 0
7687 | 321 | 11 | 17 | 1369.0476 | 714.2857 | 0 | 142.8571 | 45.4325 | 2271.6229 | 2257.0294 | 14.5935 | 1732 | 536.8189 | 2.7895 | 0 | 0 | 0 | 0 | 0 | 0
7688 | 321 | 11 | 17 | 1369.0476 | 714.2857 | 0 | 142.8571 | 45.4325 | 2271.6229 | 2257.0294 | 14.5935 | 1732 | 536.8189 | 2.7895 | 0 | 0 | 0 | 0 | 0 | 0
7689 | 321 | 11 | 17 | 1369.0476 | 285.7143 | 0 | 142.8571 | 36.6861 | 1834.3052 | 1824.2447 | 10.0605 | 1732 | 101.7735 | 0.52885 | 0 | 0 | 0 | 0 | 0 | 0
7690 | 321 | 11 | 17 | 1369.0476 | 0 | 0 | 142.8571 | 30.8552 | 1542.76 | 1534.7019 | 8.0581 | 1534.7433 | 7.975 | 0.041441 | 0 | 0 | 0 | 0 | 0 | 0
7691 | 321 | 11 | 17 | 1369.0476 | 0 | 0 | 142.8571 | 30.8552 | 1542.76 | 1534.7019 | 8.0581 | 1534.7433 | 7.975 | 0.041441 | 0 | 0 | 0 | 0 | 0 | 0
7692 | 321 | 11 | 17 | 1369.0476 | 0 | 0 | 142.8571 | 30.8552 | 1542.76 | 1534.7019 | 8.0581 | 1534.7433 | 7.975 | 0.041441 | 0 | 0 | 0 | 0 | 0 | 0
7693 | 321 | 11 | 17 | 1369.0476 | 0 | 0 | 142.8571 | 30.8552 | 1542.76 | 1534.7019 | 8.0581 | 1534.7433 | 7.975 | 0.041441 | 0 | 0 | 0 | 0 | 0 | 0
7694 | 321 | 11 | 17 | 1369.0476 | 0 | 0 | 142.8571 | 30.8552 | 1542.76 | 1534.7019 | 8.0581 | 1534.7433 | 7.975 | 0.041441 | 0 | 0 | 0 | 0 | 0 | 0
7695 | 321 | 11 | 17 | 1369.0476 | 0 | 0 | 142.8571 | 30.8552 | 1542.76 | 1534.7019 | 8.0581 | 1534.7433 | 7.975 | 0.041441 | 0 | 0 | 0 | 0 | 0 | 0
7696 | 321 | 11 | 17 | 1369.0476 | 0 | 0 | 142.8571 | 30.8552 | 1542.76 | 1534.7019 | 8.0581 | 1534.7433 | 7.975 | 0.041441 | 0 | 0 | 0 | 0 | 0 | 0
7697 | 321 | 11 | 17 | 1369.0476 | 0 | 0 | 0 | 27.9397 | 1396.9874 | 1389.6907 | 7.2967 | 1389.7282 | 7.2215 | 0.037525 | 0 | 0 | 0 | 0 | 0 | 0
7698 | 321 | 11 | 17 | 1369.0476 | 357.1429 | 0 | 0 | 35.2284 | 1761.4189 | 1752.1139 | 9.3049 | 1732 | 29.266 | 0.15207 | 0 | 0 | 0 | 0 | 0 | 0
7699 | 321 | 11 | 17 | 1369.0476 | 714.2857 | 0 | 0 | 42.517 | 2125.8503 | 2112.7678 | 13.0825 | 1732 | 391.8038 | 2.0359 | 0 | 0 | 0 | 0 | 0 | 0
7700 | 321 | 11 | 17 | 1369.0476 | 714.2857 | 0 | 0 | 42.517 | 2125.8503 | 2112.7678 | 13.0825 | 1732 | 391.8038 | 2.0359 | 0 | 0 | 0 | 0 | 0 | 0
7701 | 321 | 11 | 17 | 1369.0476 | 714.2857 | 0 | 0 | 42.517 | 2125.8503 | 2112.7678 | 13.0825 | 1732 | 391.8038 | 2.0359 | 0 | 0 | 0 | 0 | 0 | 0
7702 | 321 | 11 | 17 | 1369.0476 | 357.1429 | 0 | 0 | 35.2284 | 1761.4189 | 1752.1139 | 9.3049 | 1732 | 29.266 | 0.15207 | 0 | 0 | 0 | 0 | 0 | 0
7703 | 321 | 11 | 18 | 1369.0476 | 0 | 0 | 0 | 27.9397 | 1396.9874 | 1389.6907 | 7.2967 | 1389.7282 | 7.2215 | 0.037525 | 0 | 0 | 0 | 0 | 0 | 0
7704 | 322 | 11 | 18 | 1369.0476 | 0 | 0 | 0 | 27.9397 | 1396.9874 | 1389.6907 | 7.2967 | 1389.7282 | 7.2215 | 0.037525 | 0 | 0 | 0 | 0 | 0 | 0
7705 | 322 | 11 | 18 | 1369.0476 | 0 | 0 | 0 | 27.9397 | 1396.9874 | 1389.6907 | 7.2967 | 1389.7282 | 7.2215 | 0.037525 | 0 | 0 | 0 | 0 | 0 | 0
7706 | 322 | 11 | 18 | 1369.0476 | 0 | 0 | 0 | 27.9397 | 1396.9874 | 1389.6907 | 7.2967 | 1389.7282 | 7.2215 | 0.037525 | 0 | 0 | 0 | 0 | 0 | 0
7707 | 322 | 11 | 18 | 1369.0476 | 0 | 0 | 0 | 27.9397 | 1396.9874 | 1389.6907 | 7.2967 | 1389.7282 | 7.2215 | 0.037525 | 0 | 0 | 0 | 0 | 0 | 0
7708 | 322 | 11 | 18 | 1369.0476 | 0 | 0 | 0 | 27.9397 | 1396.9874 | 1389.6907 | 7.2967 | 1389.7282 | 7.2215 | 0.037525 | 0 | 0 | 0 | 0 | 0 | 0
7709 | 322 | 11 | 18 | 1369.0476 | 428.5714 | 0 | 0 | 36.6861 | 1834.3052 | 1824.2447 | 10.0605 | 1732 | 101.7735 | 0.52885 | 0 | 0 | 0 | 0 | 0 | 0
7710 | 322 | 11 | 18 | 1369.0476 | 714.2857 | 0 | 0 | 42.517 | 2125.8503 | 2112.7678 | 13.0825 | 1732 | 391.8038 | 2.0359 | 0 | 0 | 0 | 0 | 0 | 0
7711 | 322 | 11 | 18 | 1369.0476 | 714.2857 | 0 | 142.8571 | 45.4325 | 2271.6229 | 2257.0294 | 14.5935 | 1732 | 536.8189 | 2.7895 | 0 | 0 | 0 | 0 | 0 | 0
7712 | 322 | 11 | 18 | 1369.0476 | 714.2857 | 0 | 142.8571 | 45.4325 | 2271.6229 | 2257.0294 | 14.5935 | 1732 | 536.8189 | 2.7895 | 0 | 0 | 0 | 0 | 0 | 0
7713 | 322 | 11 | 18 | 1369.0476 | 285.7143 | 0 | 142.8571 | 36.6861 | 1834.3052 | 1824.2447 | 10.0605 | 1732 | 101.7735 | 0.52885 | 0 | 0 | 0 | 0 | 0 | 0
7714 | 322 | 11 | 18 | 1369.0476 | 0 | 0 | 142.8571 | 30.8552 | 1542.76 | 1534.7019 | 8.0581 | 1534.7433 | 7.975 | 0.041441 | 0 | 0 | 0 | 0 | 0 | 0
7715 | 322 | 11 | 18 | 1369.0476 | 0 | 0 | 142.8571 | 30.8552 | 1542.76 | 1534.7019 | 8.0581 | 1534.7433 | 7.975 | 0.041441 | 0 | 0 | 0 | 0 | 0 | 0
7716 | 322 | 11 | 18 | 1369.0476 | 0 | 0 | 142.8571 | 30.8552 | 1542.76 | 1534.7019 | 8.0581 | 1534.7433 | 7.975 | 0.041441 | 0 | 0 | 0 | 0 | 0 | 0
7717 | 322 | 11 | 18 | 1369.0476 | 0 | 0 | 142.8571 | 30.8552 | 1542.76 | 1534.7019 | 8.0581 | 1534.7433 | 7.975 | 0.041441 | 0 | 0 | 0 | 0 | 0 | 0
7718 | 322 | 11 | 18 | 1369.0476 | 0 | 0 | 142.8571 | 30.8552 | 1542.76 | 1534.7019 | 8.0581 | 1534.7433 | 7.975 | 0.041441 | 0 | 0 | 0 | 0 | 0 | 0
7719 | 322 | 11 | 18 | 1369.0476 | 0 | 0 | 142.8571 | 30.8552 | 1542.76 | 1534.7019 | 8.0581 | 1534.7433 | 7.975 | 0.041441 | 0 | 0 | 0 | 0 | 0 | 0
7720 | 322 | 11 | 18 | 1369.0476 | 0 | 0 | 142.8571 | 30.8552 | 1542.76 | 1534.7019 | 8.0581 | 1534.7433 | 7.975 | 0.041441 | 0 | 0 | 0 | 0 | 0 | 0
7721 | 322 | 11 | 18 | 1369.0476 | 0 | 0 | 0 | 27.9397 | 1396.9874 | 1389.6907 | 7.2967 | 1389.7282 | 7.2215 | 0.037525 | 0 | 0 | 0 | 0 | 0 | 0
7722 | 322 | 11 | 18 | 1369.0476 | 357.1429 | 0 | 0 | 35.2284 | 1761.4189 | 1752.1139 | 9.3049 | 1732 | 29.266 | 0.15207 | 0 | 0 | 0 | 0 | 0 | 0
7723 | 322 | 11 | 18 | 1369.0476 | 714.2857 | 0 | 0 | 42.517 | 2125.8503 | 2112.7678 | 13.0825 | 1732 | 391.8038 | 2.0359 | 0 | 0 | 0 | 0 | 0 | 0
7724 | 322 | 11 | 18 | 1369.0476 | 714.2857 | 0 | 0 | 42.517 | 2125.8503 | 2112.7678 | 13.0825 | 1732 | 391.8038 | 2.0359 | 0 | 0 | 0 | 0 | 0 | 0
7725 | 322 | 11 | 18 | 1369.0476 | 714.2857 | 0 | 0 | 42.517 | 2125.8503 | 2112.7678 | 13.0825 | 1732 | 391.8038 | 2.0359 | 0 | 0 | 0 | 0 | 0 | 0
7726 | 322 | 11 | 18 | 1369.0476 | 357.1429 | 0 | 0 | 35.2284 | 1761.4189 | 1752.1139 | 9.3049 | 1732 | 29.266 | 0.15207 | 0 | 0 | 0 | 0 | 0 | 0
7727 | 322 | 11 | 19 | 1369.0476 | 0 | 0 | 0 | 27.9397 | 1396.9874 | 1389.6907 | 7.2967 | 1389.7282 | 7.2215 | 0.037525 | 0 | 0 | 0 | 0 | 0 | 0
7728 | 323 | 11 | 19 | 1369.0476 | 0 | 0 | 0 | 27.9397 | 1396.9874 | 1389.6907 | 7.2967 | 1389.7282 | 7.2215 | 0.037525 | 0 | 0 | 0 | 0 | 0 | 0
7729 | 323 | 11 | 19 | 1369.0476 | 0 | 0 | 0 | 27.9397 | 1396.9874 | 1389.6907 | 7.2967 | 1389.7282 | 7.2215 | 0.037525 | 0 | 0 | 0 | 0 | 0 | 0
7730 | 323 | 11 | 19 | 1369.0476 | 0 | 0 | 0 | 27.9397 | 1396.9874 | 1389.6907 | 7.2967 | 1389.7282 | 7.2215 | 0.037525 | 0 | 0 | 0 | 0 | 0 | 0
7731 | 323 | 11 | 19 | 1369.0476 | 0 | 0 | 0 | 27.9397 | 1396.9874 | 1389.6907 | 7.2967 | 1389.7282 | 7.2215 | 0.037525 | 0 | 0 | 0 | 0 | 0 | 0
7732 | 323 | 11 | 19 | 1369.0476 | 0 | 0 | 0 | 27.9397 | 1396.9874 | 1389.6907 | 7.2967 | 1389.7282 | 7.2215 | 0.037525 | 0 | 0 | 0 | 0 | 0 | 0
7733 | 323 | 11 | 19 | 1369.0476 | 428.5714 | 0 | 0 | 36.6861 | 1834.3052 | 1824.2447 | 10.0605 | 1732 | 101.7735 | 0.52885 | 0 | 0 | 0 | 0 | 0 | 0
7734 | 323 | 11 | 19 | 1369.0476 | 714.2857 | 0 | 0 | 42.517 | 2125.8503 | 2112.7678 | 13.0825 | 1732 | 391.8038 | 2.0359 | 0 | 0 | 0 | 0 | 0 | 0
7735 | 323 | 11 | 19 | 1369.0476 | 714.2857 | 0 | 142.8571 | 45.4325 | 2271.6229 | 2257.0294 | 14.5935 | 1732 | 536.8189 | 2.7895 | 0 | 0 | 0 | 0 | 0 | 0
7736 | 323 | 11 | 19 | 1369.0476 | 714.2857 | 0 | 142.8571 | 45.4325 | 2271.6229 | 2257.0294 | 14.5935 | 1732 | 536.8189 | 2.7895 | 0 | 0 | 0 | 0 | 0 | 0
7737 | 323 | 11 | 19 | 1369.0476 | 285.7143 | 0 | 142.8571 | 36.6861 | 1834.3052 | 1824.2447 | 10.0605 | 1732 | 101.7735 | 0.52885 | 0 | 0 | 0 | 0 | 0 | 0
7738 | 323 | 11 | 19 | 1369.0476 | 0 | 0 | 142.8571 | 30.8552 | 1542.76 | 1534.7019 | 8.0581 | 1534.7433 | 7.975 | 0.041441 | 0 | 0 | 0 | 0 | 0 | 0
7739 | 323 | 11 | 19 | 1369.0476 | 0 | 0 | 142.8571 | 30.8552 | 1542.76 | 1534.7019 | 8.0581 | 1534.7433 | 7.975 | 0.041441 | 0 | 0 | 0 | 0 | 0 | 0
7740 | 323 | 11 | 19 | 1369.0476 | 0 | 0 | 142.8571 | 30.8552 | 1542.76 | 1534.7019 | 8.0581 | 1534.7433 | 7.975 | 0.041441 | 0 | 0 | 0 | 0 | 0 | 0
7741 | 323 | 11 | 19 | 1369.0476 | 0 | 0 | 142.8571 | 30.8552 | 1542.76 | 1534.7019 | 8.0581 | 1534.7433 | 7.975 | 0.041441 | 0 | 0 | 0 | 0 | 0 | 0
7742 | 323 | 11 | 19 | 1369.0476 | 0 | 0 | 142.8571 | 30.8552 | 1542.76 | 1534.7019 | 8.0581 | 1534.7433 | 7.975 | 0.041441 | 0 | 0 | 0 | 0 | 0 | 0
7743 | 323 | 11 | 19 | 1369.0476 | 0 | 0 | 142.8571 | 30.8552 | 1542.76 | 1534.7019 | 8.0581 | 1534.7433 | 7.975 | 0.041441 | 0 | 0 | 0 | 0 | 0 | 0
7744 | 323 | 11 | 19 | 1369.0476 | 0 | 0 | 142.8571 | 30.8552 | 1542.76 | 1534.7019 | 8.0581 | 1534.7433 | 7.975 | 0.041441 | 0 | 0 | 0 | 0 | 0 | 0
7745 | 323 | 11 | 19 | 1369.0476 | 0 | 0 | 0 | 27.9397 | 1396.9874 | 1389.6907 | 7.2967 | 1389.7282 | 7.2215 | 0.037525 | 0 | 0 | 0 | 0 | 0 | 0
7746 | 323 | 11 | 19 | 1369.0476 | 357.1429 | 0 | 0 | 35.2284 | 1761.4189 | 1752.1139 | 9.3049 | 1732 | 29.266 | 0.15207 | 0 | 0 | 0 | 0 | 0 | 0
7747 | 323 | 11 | 19 | 1369.0476 | 714.2857 | 0 | 0 | 42.517 | 2125.8503 | 2112.7678 | 13.0825 | 1732 | 391.8038 | 2.0359 | 0 | 0 | 0 | 0 | 0 | 0
7748 | 323 | 11 | 19 | 1369.0476 | 714.2857 | 0 | 0 | 42.517 | 2125.8503 | 2112.7678 | 13.0825 | 1732 | 391.8038 | 2.0359 | 0 | 0 | 0 | 0 | 0 | 0
7749 | 323 | 11 | 19 | 1369.0476 | 714.2857 | 0 | 0 | 42.517 | 2125.8503 | 2112.7678 | 13.0825 | 1732 | 391.8038 | 2.0359 | 0 | 0 | 0 | 0 | 0 | 0
7750 | 323 | 11 | 19 | 1369.0476 | 357.1429 | 0 | 0 | 35.2284 | 1761.4189 | 1752.1139 | 9.3049 | 1732 | 29.266 | 0.15207 | 0 | 0 | 0 | 0 | 0 | 0
7751 | 323 | 11 | 20 | 1369.0476 | 0 | 0 | 0 | 27.9397 | 1396.9874 | 1389.6907 | 7.2967 | 1389.7282 | 7.2215 | 0.037525 | 0 | 0 | 0 | 0 | 0 | 0
7752 | 324 | 11 | 20 | 1369.0476 | 0 | 0 | 0 | 27.9397 | 1396.9874 | 1389.6907 | 7.2967 | 1389.7282 | 7.2215 | 0.037525 | 0 | 0 | 0 | 0 | 0 | 0
7753 | 324 | 11 | 20 | 1369.0476 | 0 | 0 | 0 | 27.9397 | 1396.9874 | 1389.6907 | 7.2967 | 1389.7282 | 7.2215 | 0.037525 | 0 | 0 | 0 | 0 | 0 | 0
7754 | 324 | 11 | 20 | 1369.0476 | 0 | 0 | 0 | 27.9397 | 1396.9874 | 1389.6907 | 7.2967 | 1389.7282 | 7.2215 | 0.037525 | 0 | 0 | 0 | 0 | 0 | 0
7755 | 324 | 11 | 20 | 1369.0476 | 0 | 0 | 0 | 27.9397 | 1396.9874 | 1389.6907 | 7.2967 | 1389.7282 | 7.2215 | 0.037525 | 0 | 0 | 0 | 0 | 0 | 0
7756 | 324 | 11 | 20 | 1369.0476 | 0 | 0 | 0 | 27.9397 | 1396.9874 | 1389.6907 | 7.2967 | 1389.7282 | 7.2215 | 0.037525 | 0 | 0 | 0 | 0 | 0 | 0
7757 | 324 | 11 | 20 | 1369.0476 | 428.5714 | 0 | 0 | 36.6861 | 1834.3052 | 1824.2447 | 10.0605 | 1732 | 101.7735 | 0.52885 | 0 | 0 | 0 | 0 | 0 | 0
7758 | 324 | 11 | 20 | 1369.0476 | 714.2857 | 0 | 0 | 42.517 | 2125.8503 | 2112.7678 | 13.0825 | 1732 | 391.8038 | 2.0359 | 0 | 0 | 0 | 0 | 0 | 0
7759 | 324 | 11 | 20 | 1369.0476 | 714.2857 | 0 | 142.8571 | 45.4325 | 2271.6229 | 2257.0294 | 14.5935 | 1732 | 536.8189 | 2.7895 | 0 | 0 | 0 | 0 | 0 | 0
7760 | 324 | 11 | 20 | 1369.0476 | 714.2857 | 0 | 142.8571 | 45.4325 | 2271.6229 | 2257.0294 | 14.5935 | 1732 | 536.8189 | 2.7895 | 0 | 0 | 0 | 0 | 0 | 0
7761 | 324 | 11 | 20 | 1369.0476 | 285.7143 | 0 | 142.8571 | 36.6861 | 1834.3052 | 1824.2447 | 10.0605 | 1732 | 101.7735 | 0.52885 | 0 | 0 | 0 | 0 | 0 | 0
7762 | 324 | 11 | 20 | 1369.0476 | 0 | 0 | 142.8571 | 30.8552 | 1542.76 | 1534.7019 | 8.0581 | 1534.7433 | 7.975 | 0.041441 | 0 | 0 | 0 | 0 | 0 | 0
7763 | 324 | 11 | 20 | 1369.0476 | 0 | 0 | 142.8571 | 30.8552 | 1542.76 | 1534.7019 | 8.0581 | 1534.7433 | 7.975 | 0.041441 | 0 | 0 | 0 | 0 | 0 | 0
7764 | 324 | 11 | 20 | 1369.0476 | 0 | 0 | 142.8571 | 30.8552 | 1542.76 | 1534.7019 | 8.0581 | 1534.7433 | 7.975 | 0.041441 | 0 | 0 | 0 | 0 | 0 | 0
7765 | 324 | 11 | 20 | 1369.0476 | 0 | 0 | 142.8571 | 30.8552 | 1542.76 | 1534.7019 | 8.0581 | 1534.7433 | 7.975 | 0.041441 | 0 | 0 | 0 | 0 | 0 | 0
7766 | 324 | 11 | 20 | 1369.0476 | 0 | 0 | 142.8571 | 30.8552 | 1542.76 | 1534.7019 | 8.0581 | 1534.7433 | 7.975 | 0.041441 | 0 | 0 | 0 | 0 | 0 | 0
7767 | 324 | 11 | 20 | 1369.0476 | 0 | 0 | 142.8571 | 30.8552 | 1542.76 | 1534.7019 | 8.0581 | 1534.7433 | 7.975 | 0.041441 | 0 | 0 | 0 | 0 | 0 | 0
7768 | 324 | 11 | 20 | 1369.0476 | 0 | 0 | 142.8571 | 30.8552 | 1542.76 | 1534.7019 | 8.0581 | 1534.7433 | 7.975 | 0.041441 | 0 | 0 | 0 | 0 | 0 | 0
7769 | 324 | 11 | 20 | 1369.0476 | 0 | 0 | 0 | 27.9397 | 1396.9874 | 1389.6907 | 7.2967 | 1389.7282 | 7.2215 | 0.037525 | 0 | 0 | 0 | 0 | 0 | 0
7770 | 324 | 11 | 20 | 1369.0476 | 357.1429 | 0 | 0 | 35.2284 | 1761.4189 | 1752.1139 | 9.3049 | 1732 | 29.266 | 0.15207 | 0 | 0 | 0 | 0 | 0 | 0
7771 | 324 | 11 | 20 | 1369.0476 | 714.2857 | 0 | 0 | 42.517 | 2125.8503 | 2112.7678 | 13.0825 | 1732 | 391.8038 | 2.0359 | 0 | 0 | 0 | 0 | 0 | 0
7772 | 324 | 11 | 20 | 1369.0476 | 714.2857 | 0 | 0 | 42.517 | 2125.8503 | 2112.7678 | 13.0825 | 1732 | 391.8038 | 2.0359 | 0 | 0 | 0 | 0 | 0 | 0
7773 | 324 | 11 | 20 | 1369.0476 | 714.2857 | 0 | 0 | 42.517 | 2125.8503 | 2112.7678 | 13.0825 | 1732 | 391.8038 | 2.0359 | 0 | 0 | 0 | 0 | 0 | 0
7774 | 324 | 11 | 20 | 1369.0476 | 357.1429 | 0 | 0 | 35.2284 | 1761.4189 | 1752.1139 | 9.3049 | 1732 | 29.266 | 0.15207 | 0 | 0 | 0 | 0 | 0 | 0
7775 | 324 | 11 | 21 | 1369.0476 | 0 | 0 | 0 | 27.9397 | 1396.9874 | 1389.6907 | 7.2967 | 1389.7282 | 7.2215 | 0.037525 | 0 | 0 | 0 | 0 | 0 | 0
7776 | 325 | 11 | 21 | 1369.0476 | 0 | 0 | 0 | 27.9397 | 1396.9874 | 1389.6907 | 7.2967 | 1389.7282 | 7.2215 | 0.037525 | 0 | 0 | 0 | 0 | 0 | 0
7777 | 325 | 11 | 21 | 1369.0476 | 0 | 0 | 0 | 27.9397 | 1396.9874 | 1389.6907 | 7.2967 | 1389.7282 | 7.2215 | 0.037525 | 0 | 0 | 0 | 0 | 0 | 0
7778 | 325 | 11 | 21 | 1369.0476 | 0 | 0 | 0 | 27.9397 | 1396.9874 | 1389.6907 | 7.2967 | 1389.7282 | 7.2215 | 0.037525 | 0 | 0 | 0 | 0 | 0 | 0
7779 | 325 | 11 | 21 | 1369.0476 | 0 | 0 | 0 | 27.9397 | 1396.9874 | 1389.6907 | 7.2967 | 1389.7282 | 7.2215 | 0.037525 | 0 | 0 | 0 | 0 | 0 | 0
7780 | 325 | 11 | 21 | 1369.0476 | 0 | 0 | 0 | 27.9397 | 1396.9874 | 1389.6907 | 7.2967 | 1389.7282 | 7.2215 | 0.037525 | 0 | 0 | 0 | 0 | 0 | 0
7781 | 325 | 11 | 21 | 1369.0476 | 428.5714 | 0 | 0 | 36.6861 | 1834.3052 | 1824.2447 | 10.0605 | 1732 | 101.7735 | 0.52885 | 0 | 0 | 0 | 0 | 0 | 0
7782 | 325 | 11 | 21 | 1369.0476 | 714.2857 | 0 | 0 | 42.517 | 2125.8503 | 2112.7678 | 13.0825 | 1732 | 391.8038 | 2.0359 | 0 | 0 | 0 | 0 | 0 | 0
7783 | 325 | 11 | 21 | 1369.0476 | 714.2857 | 0 | 142.8571 | 45.4325 | 2271.6229 | 2257.0294 | 14.5935 | 1732 | 536.8189 | 2.7895 | 0 | 0 | 0 | 0 | 0 | 0
7784 | 325 | 11 | 21 | 1369.0476 | 714.2857 | 0 | 142.8571 | 45.4325 | 2271.6229 | 2257.0294 | 14.5935 | 1732 | 536.8189 | 2.7895 | 0 | 0 | 0 | 0 | 0 | 0
7785 | 325 | 11 | 21 | 1369.0476 | 285.7143 | 0 | 142.8571 | 36.6861 | 1834.3052 | 1824.2447 | 10.0605 | 1732 | 101.7735 | 0.52885 | 0 | 0 | 0 | 0 | 0 | 0
7786 | 325 | 11 | 21 | 1369.0476 | 0 | 0 | 142.8571 | 30.8552 | 1542.76 | 1534.7019 | 8.0581 | 1534.7433 | 7.975 | 0.041441 | 0 | 0 | 0 | 0 | 0 | 0
7787 | 325 | 11 | 21 | 1369.0476 | 0 | 0 | 142.8571 | 30.8552 | 1542.76 | 1534.7019 | 8.0581 | 1534.7433 | 7.975 | 0.041441 | 0 | 0 | 0 | 0 | 0 | 0
7788 | 325 | 11 | 21 | 1369.0476 | 0 | 0 | 142.8571 | 30.8552 | 1542.76 | 1534.7019 | 8.0581 | 1534.7433 | 7.975 | 0.041441 | 0 | 0 | 0 | 0 | 0 | 0
7789 | 325 | 11 | 21 | 1369.0476 | 0 | 0 | 142.8571 | 30.8552 | 1542.76 | 1534.7019 | 8.0581 | 1534.7433 | 7.975 | 0.041441 | 0 | 0 | 0 | 0 | 0 | 0
7790 | 325 | 11 | 21 | 1369.0476 | 0 | 0 | 142.8571 | 30.8552 | 1542.76 | 1534.7019 | 8.0581 | 1534.7433 | 7.975 | 0.041441 | 0 | 0 | 0 | 0 | 0 | 0
7791 | 325 | 11 | 21 | 1369.0476 | 0 | 0 | 142.8571 | 30.8552 | 1542.76 | 1534.7019 | 8.0581 | 1534.7433 | 7.975 | 0.041441 | 0 | 0 | 0 | 0 | 0 | 0
7792 | 325 | 11 | 21 | 1369.0476 | 0 | 0 | 142.8571 | 30.8552 | 1542.76 | 1534.7019 | 8.0581 | 1534.7433 | 7.975 | 0.041441 | 0 | 0 | 0 | 0 | 0 | 0
7793 | 325 | 11 | 21 | 1369.0476 | 0 | 0 | 0 | 27.9397 | 1396.9874 | 1389.6907 | 7.2967 | 1389.7282 | 7.2215 | 0.037525 | 0 | 0 | 0 | 0 | 0 | 0
7794 | 325 | 11 | 21 | 1369.0476 | 357.1429 | 0 | 0 | 35.2284 | 1761.4189 | 1752.1139 | 9.3049 | 1732 | 29.266 | 0.15207 | 0 | 0 | 0 | 0 | 0 | 0
7795 | 325 | 11 | 21 | 1369.0476 | 714.2857 | 0 | 0 | 42.517 | 2125.8503 | 2112.7678 | 13.0825 | 1732 | 391.8038 | 2.0359 | 0 | 0 | 0 | 0 | 0 | 0
7796 | 325 | 11 | 21 | 1369.0476 | 714.2857 | 0 | 0 | 42.517 | 2125.8503 | 2112.7678 | 13.0825 | 1732 | 391.8038 | 2.0359 | 0 | 0 | 0 | 0 | 0 | 0
7797 | 325 | 11 | 21 | 1369.0476 | 714.2857 | 0 | 0 | 42.517 | 2125.8503 | 2112.7678 | 13.0825 | 1732 | 391.8038 | 2.0359 | 0 | 0 | 0 | 0 | 0 | 0
7798 | 325 | 11 | 21 | 1369.0476 | 357.1429 | 0 | 0 | 35.2284 | 1761.4189 | 1752.1139 | 9.3049 | 1732 | 29.266 | 0.15207 | 0 | 0 | 0 | 0 | 0 | 0
7799 | 325 | 11 | 22 | 1369.0476 | 0 | 0 | 0 | 27.9397 | 1396.9874 | 1389.6907 | 7.2967 | 1389.7282 | 7.2215 | 0.037525 | 0 | 0 | 0 | 0 | 0 | 0
7800 | 326 | 11 | 22 | 1369.0476 | 0 | 0 | 0 | 27.9397 | 1396.9874 | 1389.6907 | 7.2967 | 1389.7282 | 7.2215 | 0.037525 | 0 | 0 | 0 | 0 | 0 | 0
7801 | 326 | 11 | 22 | 1369.0476 | 0 | 0 | 0 | 27.9397 | 1396.9874 | 1389.6907 | 7.2967 | 1389.7282 | 7.2215 | 0.037525 | 0 | 0 | 0 | 0 | 0 | 0
7802 | 326 | 11 | 22 | 1369.0476 | 0 | 0 | 0 | 27.9397 | 1396.9874 | 1389.6907 | 7.2967 | 1389.7282 | 7.2215 | 0.037525 | 0 | 0 | 0 | 0 | 0 | 0
7803 | 326 | 11 | 22 | 1369.0476 | 0 | 0 | 0 | 27.9397 | 1396.9874 | 1389.6907 | 7.2967 | 1389.7282 | 7.2215 | 0.037525 | 0 | 0 | 0 | 0 | 0 | 0
7804 | 326 | 11 | 22 | 1369.0476 | 0 | 0 | 0 | 27.9397 | 1396.9874 | 1389.6907 | 7.2967 | 1389.7282 | 7.2215 | 0.037525 | 0 | 0 | 0 | 0 | 0 | 0
7805 | 326 | 11 | 22 | 1369.0476 | 428.5714 | 0 | 0 | 36.6861 | 1834.3052 | 1824.2447 | 10.0605 | 1732 | 101.7735 | 0.52885 | 0 | 0 | 0 | 0 | 0 | 0
7806 | 326 | 11 | 22 | 1369.0476 | 714.2857 | 0 | 0 | 42.517 | 2125.8503 | 2112.7678 | 13.0825 | 1732 | 391.8038 | 2.0359 | 0 | 0 | 0 | 0 | 0 | 0
7807 | 326 | 11 | 22 | 1369.0476 | 714.2857 | 0 | 142.8571 | 45.4325 | 2271.6229 | 2257.0294 | 14.5935 | 1732 | 536.8189 | 2.7895 | 0 | 0 | 0 | 0 | 0 | 0
7808 | 326 | 11 | 22 | 1369.0476 | 714.2857 | 0 | 142.8571 | 45.4325 | 2271.6229 | 2257.0294 | 14.5935 | 1732 | 536.8189 | 2.7895 | 0 | 0 | 0 | 0 | 0 | 0
7809 | 326 | 11 | 22 | 1369.0476 | 285.7143 | 0 | 142.8571 | 36.6861 | 1834.3052 | 1824.2447 | 10.0605 | 1732 | 101.7735 | 0.52885 | 0 | 0 | 0 | 0 | 0 | 0
7810 | 326 | 11 | 22 | 1369.0476 | 0 | 0 | 142.8571 | 30.8552 | 1542.76 | 1534.7019 | 8.0581 | 1534.7433 | 7.975 | 0.041441 | 0 | 0 | 0 | 0 | 0 | 0
7811 | 326 | 11 | 22 | 1369.0476 | 0 | 0 | 142.8571 | 30.8552 | 1542.76 | 1534.7019 | 8.0581 | 1534.7433 | 7.975 | 0.041441 | 0 | 0 | 0 | 0 | 0 | 0
7812 | 326 | 11 | 22 | 1369.0476 | 0 | 0 | 142.8571 | 30.8552 | 1542.76 | 1534.7019 | 8.0581 | 1534.7433 | 7.975 | 0.041441 | 0 | 0 | 0 | 0 | 0 | 0
7813 | 326 | 11 | 22 | 1369.0476 | 0 | 0 | 142.8571 | 30.8552 | 1542.76 | 1534.7019 | 8.0581 | 1534.7433 | 7.975 | 0.041441 | 0 | 0 | 0 | 0 | 0 | 0
7814 | 326 | 11 | 22 | 1369.0476 | 0 | 0 | 142.8571 | 30.8552 | 1542.76 | 1534.7019 | 8.0581 | 1534.7433 | 7.975 | 0.041441 | 0 | 0 | 0 | 0 | 0 | 0
7815 | 326 | 11 | 22 | 1369.0476 | 0 | 0 | 142.8571 | 30.8552 | 1542.76 | 1534.7019 | 8.0581 | 1534.7433 | 7.975 | 0.041441 | 0 | 0 | 0 | 0 | 0 | 0
7816 | 326 | 11 | 22 | 1369.0476 | 0 | 0 | 142.8571 | 30.8552 | 1542.76 | 1534.7019 | 8.0581 | 1534.7433 | 7.975 | 0.041441 | 0 | 0 | 0 | 0 | 0 | 0
7817 | 326 | 11 | 22 | 1369.0476 | 0 | 0 | 0 | 27.9397 | 1396.9874 | 1389.6907 | 7.2967 | 1389.7282 | 7.2215 | 0.037525 | 0 | 0 | 0 | 0 | 0 | 0
7818 | 326 | 11 | 22 | 1369.0476 | 357.1429 | 0 | 0 | 35.2284 | 1761.4189 | 1752.1139 | 9.3049 | 1732 | 29.266 | 0.15207 | 0 | 0 | 0 | 0 | 0 | 0
7819 | 326 | 11 | 22 | 1369.0476 | 714.2857 | 0 | 0 | 42.517 | 2125.8503 | 2112.7678 | 13.0825 | 1732 | 391.8038 | 2.0359 | 0 | 0 | 0 | 0 | 0 | 0
7820 | 326 | 11 | 22 | 1369.0476 | 714.2857 | 0 | 0 | 42.517 | 2125.8503 | 2112.7678 | 13.0825 | 1732 | 391.8038 | 2.0359 | 0 | 0 | 0 | 0 | 0 | 0
7821 | 326 | 11 | 22 | 1369.0476 | 714.2857 | 0 | 0 | 42.517 | 2125.8503 | 2112.7678 | 13.0825 | 1732 | 391.8038 | 2.0359 | 0 | 0 | 0 | 0 | 0 | 0
7822 | 326 | 11 | 22 | 1369.0476 | 357.1429 | 0 | 0 | 35.2284 | 1761.4189 | 1752.1139 | 9.3049 | 1732 | 29.266 | 0.15207 | 0 | 0 | 0 | 0 | 0 | 0
7823 | 326 | 11 | 23 | 1369.0476 | 0 | 0 | 0 | 27.9397 | 1396.9874 | 1389.6907 | 7.2967 | 1389.7282 | 7.2215 | 0.037525 | 0 | 0 | 0 | 0 | 0 | 0
7824 | 327 | 11 | 23 | 1369.0476 | 0 | 0 | 0 | 27.9397 | 1396.9874 | 1389.6907 | 7.2967 | 1389.7282 | 7.2215 | 0.037525 | 0 | 0 | 0 | 0 | 0 | 0
7825 | 327 | 11 | 23 | 1369.0476 | 0 | 0 | 0 | 27.9397 | 1396.9874 | 1389.6907 | 7.2967 | 1389.7282 | 7.2215 | 0.037525 | 0 | 0 | 0 | 0 | 0 | 0
7826 | 327 | 11 | 23 | 1369.0476 | 0 | 0 | 0 | 27.9397 | 1396.9874 | 1389.6907 | 7.2967 | 1389.7282 | 7.2215 | 0.037525 | 0 | 0 | 0 | 0 | 0 | 0
7827 | 327 | 11 | 23 | 1369.0476 | 0 | 0 | 0 | 27.9397 | 1396.9874 | 1389.6907 | 7.2967 | 1389.7282 | 7.2215 | 0.037525 | 0 | 0 | 0 | 0 | 0 | 0
7828 | 327 | 11 | 23 | 1369.0476 | 0 | 0 | 0 | 27.9397 | 1396.9874 | 1389.6907 | 7.2967 | 1389.7282 | 7.2215 | 0.037525 | 0 | 0 | 0 | 0 | 0 | 0
7829 | 327 | 11 | 23 | 1369.0476 | 428.5714 | 0 | 0 | 36.6861 | 1834.3052 | 1824.2447 | 10.0605 | 1732 | 101.7735 | 0.52885 | 0 | 0 | 0 | 0 | 0 | 0
7830 | 327 | 11 | 23 | 1369.0476 | 714.2857 | 0 | 0 | 42.517 | 2125.8503 | 2112.7678 | 13.0825 | 1732 | 391.8038 | 2.0359 | 0 | 0 | 0 | 0 | 0 | 0
7831 | 327 | 11 | 23 | 1369.0476 | 714.2857 | 0 | 142.8571 | 45.4325 | 2271.6229 | 2257.0294 | 14.5935 | 1732 | 536.8189 | 2.7895 | 0 | 0 | 0 | 0 | 0 | 0
7832 | 327 | 11 | 23 | 1369.0476 | 714.2857 | 0 | 142.8571 | 45.4325 | 2271.6229 | 2257.0294 | 14.5935 | 1732 | 536.8189 | 2.7895 | 0 | 0 | 0 | 0 | 0 | 0
7833 | 327 | 11 | 23 | 1369.0476 | 285.7143 | 0 | 142.8571 | 36.6861 | 1834.3052 | 1824.2447 | 10.0605 | 1732 | 101.7735 | 0.52885 | 0 | 0 | 0 | 0 | 0 | 0
7834 | 327 | 11 | 23 | 1369.0476 | 0 | 0 | 142.8571 | 30.8552 | 1542.76 | 1534.7019 | 8.0581 | 1534.7433 | 7.975 | 0.041441 | 0 | 0 | 0 | 0 | 0 | 0
7835 | 327 | 11 | 23 | 1369.0476 | 0 | 0 | 142.8571 | 30.8552 | 1542.76 | 1534.7019 | 8.0581 | 1534.7433 | 7.975 | 0.041441 | 0 | 0 | 0 | 0 | 0 | 0
7836 | 327 | 11 | 23 | 1369.0476 | 0 | 0 | 142.8571 | 30.8552 | 1542.76 | 1534.7019 | 8.0581 | 1534.7433 | 7.975 | 0.041441 | 0 | 0 | 0 | 0 | 0 | 0
7837 | 327 | 11 | 23 | 1369.0476 | 0 | 0 | 142.8571 | 30.8552 | 1542.76 | 1534.7019 | 8.0581 | 1534.7433 | 7.975 | 0.041441 | 0 | 0 | 0 | 0 | 0 | 0
7838 | 327 | 11 | 23 | 1369.0476 | 0 | 0 | 142.8571 | 30.8552 | 1542.76 | 1534.7019 | 8.0581 | 1534.7433 | 7.975 | 0.041441 | 0 | 0 | 0 | 0 | 0 | 0
7839 | 327 | 11 | 23 | 1369.0476 | 0 | 0 | 142.8571 | 30.8552 | 1542.76 | 1534.7019 | 8.0581 | 1534.7433 | 7.975 | 0.041441 | 0 | 0 | 0 | 0 | 0 | 0
7840 | 327 | 11 | 23 | 1369.0476 | 0 | 0 | 142.8571 | 30.8552 | 1542.76 | 1534.7019 | 8.0581 | 1534.7433 | 7.975 | 0.041441 | 0 | 0 | 0 | 0 | 0 | 0
7841 | 327 | 11 | 23 | 1369.0476 | 0 | 0 | 0 | 27.9397 | 1396.9874 | 1389.6907 | 7.2967 | 1389.7282 | 7.2215 | 0.037525 | 0 | 0 | 0 | 0 | 0 | 0
7842 | 327 | 11 | 23 | 1369.0476 | 357.1429 | 0 | 0 | 35.2284 | 1761.4189 | 1752.1139 | 9.3049 | 1732 | 29.266 | 0.15207 | 0 | 0 | 0 | 0 | 0 | 0
7843 | 327 | 11 | 23 | 1369.0476 | 714.2857 | 0 | 0 | 42.517 | 2125.8503 | 2112.7678 | 13.0825 | 1732 | 391.8038 | 2.0359 | 0 | 0 | 0 | 0 | 0 | 0
7844 | 327 | 11 | 23 | 1369.0476 | 714.2857 | 0 | 0 | 42.517 | 2125.8503 | 2112.7678 | 13.0825 | 1732 | 391.8038 | 2.0359 | 0 | 0 | 0 | 0 | 0 | 0
7845 | 327 | 11 | 23 | 1369.0476 | 714.2857 | 0 | 0 | 42.517 | 2125.8503 | 2112.7678 | 13.0825 | 1732 | 391.8038 | 2.0359 | 0 | 0 | 0 | 0 | 0 | 0
7846 | 327 | 11 | 23 | 1369.0476 | 357.1429 | 0 | 0 | 35.2284 | 1761.4189 | 1752.1139 | 9.3049 | 1732 | 29.266 | 0.15207 | 0 | 0 | 0 | 0 | 0 | 0
7847 | 327 | 11 | 24 | 1369.0476 | 0 | 0 | 0 | 27.9397 | 1396.9874 | 1389.6907 | 7.2967 | 1389.7282 | 7.2215 | 0.037525 | 0 | 0 | 0 | 0 | 0 | 0
7848 | 328 | 11 | 24 | 1369.0476 | 0 | 0 | 0 | 27.9397 | 1396.9874 | 1389.6907 | 7.2967 | 1389.7282 | 7.2215 | 0.037525 | 0 | 0 | 0 | 0 | 0 | 0
7849 | 328 | 11 | 24 | 1369.0476 | 0 | 0 | 0 | 27.9397 | 1396.9874 | 1389.6907 | 7.2967 | 1389.7282 | 7.2215 | 0.037525 | 0 | 0 | 0 | 0 | 0 | 0
7850 | 328 | 11 | 24 | 1369.0476 | 0 | 0 | 0 | 27.9397 | 1396.9874 | 1389.6907 | 7.2967 | 1389.7282 | 7.2215 | 0.037525 | 0 | 0 | 0 | 0 | 0 | 0
7851 | 328 | 11 | 24 | 1369.0476 | 0 | 0 | 0 | 27.9397 | 1396.9874 | 1389.6907 | 7.2967 | 1389.7282 | 7.2215 | 0.037525 | 0 | 0 | 0 | 0 | 0 | 0
7852 | 328 | 11 | 24 | 1369.0476 | 0 | 0 | 0 | 27.9397 | 1396.9874 | 1389.6907 | 7.2967 | 1389.7282 | 7.2215 | 0.037525 | 0 | 0 | 0 | 0 | 0 | 0
7853 | 328 | 11 | 24 | 1369.0476 | 428.5714 | 0 | 0 | 36.6861 | 1834.3052 | 1824.2447 | 10.0605 | 1732 | 101.7735 | 0.52885 | 0 | 0 | 0 | 0 | 0 | 0
7854 | 328 | 11 | 24 | 1369.0476 | 714.2857 | 0 | 0 | 42.517 | 2125.8503 | 2112.7678 | 13.0825 | 1732 | 391.8038 | 2.0359 | 0 | 0 | 0 | 0 | 0 | 0
7855 | 328 | 11 | 24 | 1369.0476 | 714.2857 | 0 | 142.8571 | 45.4325 | 2271.6229 | 2257.0294 | 14.5935 | 1732 | 536.8189 | 2.7895 | 0 | 0 | 0 | 0 | 0 | 0
7856 | 328 | 11 | 24 | 1369.0476 | 714.2857 | 0 | 142.8571 | 45.4325 | 2271.6229 | 2257.0294 | 14.5935 | 1732 | 536.8189 | 2.7895 | 0 | 0 | 0 | 0 | 0 | 0
7857 | 328 | 11 | 24 | 1369.0476 | 285.7143 | 0 | 142.8571 | 36.6861 | 1834.3052 | 1824.2447 | 10.0605 | 1732 | 101.7735 | 0.52885 | 0 | 0 | 0 | 0 | 0 | 0
7858 | 328 | 11 | 24 | 1369.0476 | 0 | 0 | 142.8571 | 30.8552 | 1542.76 | 1534.7019 | 8.0581 | 1534.7433 | 7.975 | 0.041441 | 0 | 0 | 0 | 0 | 0 | 0
7859 | 328 | 11 | 24 | 1369.0476 | 0 | 0 | 142.8571 | 30.8552 | 1542.76 | 1534.7019 | 8.0581 | 1534.7433 | 7.975 | 0.041441 | 0 | 0 | 0 | 0 | 0 | 0
7860 | 328 | 11 | 24 | 1369.0476 | 0 | 0 | 142.8571 | 30.8552 | 1542.76 | 1534.7019 | 8.0581 | 1534.7433 | 7.975 | 0.041441 | 0 | 0 | 0 | 0 | 0 | 0
7861 | 328 | 11 | 24 | 1369.0476 | 0 | 0 | 142.8571 | 30.8552 | 1542.76 | 1534.7019 | 8.0581 | 1534.7433 | 7.975 | 0.041441 | 0 | 0 | 0 | 0 | 0 | 0
7862 | 328 | 11 | 24 | 1369.0476 | 0 | 0 | 142.8571 | 30.8552 | 1542.76 | 1534.7019 | 8.0581 | 1534.7433 | 7.975 | 0.041441 | 0 | 0 | 0 | 0 | 0 | 0
7863 | 328 | 11 | 24 | 1369.0476 | 0 | 0 | 142.8571 | 30.8552 | 1542.76 | 1534.7019 | 8.0581 | 1534.7433 | 7.975 | 0.041441 | 0 | 0 | 0 | 0 | 0 | 0
7864 | 328 | 11 | 24 | 1369.0476 | 0 | 0 | 142.8571 | 30.8552 | 1542.76 | 1534.7019 | 8.0581 | 1534.7433 | 7.975 | 0.041441 | 0 | 0 | 0 | 0 | 0 | 0
7865 | 328 | 11 | 24 | 1369.0476 | 0 | 0 | 0 | 27.9397 | 1396.9874 | 1389.6907 | 7.2967 | 1389.7282 | 7.2215 | 0.037525 | 0 | 0 | 0 | 0 | 0 | 0
7866 | 328 | 11 | 24 | 1369.0476 | 357.1429 | 0 | 0 | 35.2284 | 1761.4189 | 1752.1139 | 9.3049 | 1732 | 29.266 | 0.15207 | 0 | 0 | 0 | 0 | 0 | 0
7867 | 328 | 11 | 24 | 1369.0476 | 714.2857 | 0 | 0 | 42.517 | 2125.8503 | 2112.7678 | 13.0825 | 1732 | 391.8038 | 2.0359 | 0 | 0 | 0 | 0 | 0 | 0
7868 | 328 | 11 | 24 | 1369.0476 | 714.2857 | 0 | 0 | 42.517 | 2125.8503 | 2112.7678 | 13.0825 | 1732 | 391.8038 | 2.0359 | 0 | 0 | 0 | 0 | 0 | 0
7869 | 328 | 11 | 24 | 1369.0476 | 714.2857 | 0 | 0 | 42.517 | 2125.8503 | 2112.7678 | 13.0825 | 1732 | 391.8038 | 2.0359 | 0 | 0 | 0 | 0 | 0 | 0
7870 | 328 | 11 | 24 | 1369.0476 | 357.1429 | 0 | 0 | 35.2284 | 1761.4189 | 1752.1139 | 9.3049 | 1732 | 29.266 | 0.15207 | 0 | 0 | 0 | 0 | 0 | 0
7871 | 328 | 11 | 25 | 1369.0476 | 0 | 0 | 0 | 27.9397 | 1396.9874 | 1389.6907 | 7.2967 | 1389.7282 | 7.2215 | 0.037525 | 0 | 0 | 0 | 0 | 0 | 0
7872 | 329 | 11 | 25 | 1369.0476 | 0 | 0 | 0 | 27.9397 | 1396.9874 | 1389.6907 | 7.2967 | 1389.7282 | 7.2215 | 0.037525 | 0 | 0 | 0 | 0 | 0 | 0
7873 | 329 | 11 | 25 | 1369.0476 | 0 | 0 | 0 | 27.9397 | 1396.9874 | 1389.6907 | 7.2967 | 1389.7282 | 7.2215 | 0.037525 | 0 | 0 | 0 | 0 | 0 | 0
7874 | 329 | 11 | 25 | 1369.0476 | 0 | 0 | 0 | 27.9397 | 1396.9874 | 1389.6907 | 7.2967 | 1389.7282 | 7.2215 | 0.037525 | 0 | 0 | 0 | 0 | 0 | 0
7875 | 329 | 11 | 25 | 1369.0476 | 0 | 0 | 0 | 27.9397 | 1396.9874 | 1389.6907 | 7.2967 | 1389.7282 | 7.2215 | 0.037525 | 0 | 0 | 0 | 0 | 0 | 0
7876 | 329 | 11 | 25 | 1369.0476 | 0 | 0 | 0 | 27.9397 | 1396.9874 | 1389.6907 | 7.2967 | 1389.7282 | 7.2215 | 0.037525 | 0 | 0 | 0 | 0 | 0 | 0
7877 | 329 | 11 | 25 | 1369.0476 | 428.5714 | 0 | 0 | 36.6861 | 1834.3052 | 1824.2447 | 10.0605 | 1732 | 101.7735 | 0.52885 | 0 | 0 | 0 | 0 | 0 | 0
7878 | 329 | 11 | 25 | 1369.0476 | 714.2857 | 0 | 0 | 42.517 | 2125.8503 | 2112.7678 | 13.0825 | 1732 | 391.8038 | 2.0359 | 0 | 0 | 0 | 0 | 0 | 0
7879 | 329 | 11 | 25 | 1369.0476 | 714.2857 | 0 | 142.8571 | 45.4325 | 2271.6229 | 2257.0294 | 14.5935 | 1732 | 536.8189 | 2.7895 | 0 | 0 | 0 | 0 | 0 | 0
7880 | 329 | 11 | 25 | 1369.0476 | 714.2857 | 0 | 142.8571 | 45.4325 | 2271.6229 | 2257.0294 | 14.5935 | 1732 | 536.8189 | 2.7895 | 0 | 0 | 0 | 0 | 0 | 0
7881 | 329 | 11 | 25 | 1369.0476 | 285.7143 | 0 | 142.8571 | 36.6861 | 1834.3052 | 1824.2447 | 10.0605 | 1732 | 101.7735 | 0.52885 | 0 | 0 | 0 | 0 | 0 | 0
7882 | 329 | 11 | 25 | 1369.0476 | 0 | 0 | 142.8571 | 30.8552 | 1542.76 | 1534.7019 | 8.0581 | 1534.7433 | 7.975 | 0.041441 | 0 | 0 | 0 | 0 | 0 | 0
7883 | 329 | 11 | 25 | 1369.0476 | 0 | 0 | 142.8571 | 30.8552 | 1542.76 | 1534.7019 | 8.0581 | 1534.7433 | 7.975 | 0.041441 | 0 | 0 | 0 | 0 | 0 | 0
7884 | 329 | 11 | 25 | 1369.0476 | 0 | 0 | 142.8571 | 30.8552 | 1542.76 | 1534.7019 | 8.0581 | 1534.7433 | 7.975 | 0.041441 | 0 | 0 | 0 | 0 | 0 | 0
7885 | 329 | 11 | 25 | 1369.0476 | 0 | 0 | 142.8571 | 30.8552 | 1542.76 | 1534.7019 | 8.0581 | 1534.7433 | 7.975 | 0.041441 | 0 | 0 | 0 | 0 | 0 | 0
7886 | 329 | 11 | 25 | 1369.0476 | 0 | 0 | 142.8571 | 30.8552 | 1542.76 | 1534.7019 | 8.0581 | 1534.7433 | 7.975 | 0.041441 | 0 | 0 | 0 | 0 | 0 | 0
7887 | 329 | 11 | 25 | 1369.0476 | 0 | 0 | 142.8571 | 30.8552 | 1542.76 | 1534.7019 | 8.0581 | 1534.7433 | 7.975 | 0.041441 | 0 | 0 | 0 | 0 | 0 | 0
7888 | 329 | 11 | 25 | 1369.0476 | 0 | 0 | 142.8571 | 30.8552 | 1542.76 | 1534.7019 | 8.0581 | 1534.7433 | 7.975 | 0.041441 | 0 | 0 | 0 | 0 | 0 | 0
7889 | 329 | 11 | 25 | 1369.0476 | 0 | 0 | 0 | 27.9397 | 1396.9874 | 1389.6907 | 7.2967 | 1389.7282 | 7.2215 | 0.037525 | 0 | 0 | 0 | 0 | 0 | 0
7890 | 329 | 11 | 25 | 1369.0476 | 357.1429 | 0 | 0 | 35.2284 | 1761.4189 | 1752.1139 | 9.3049 | 1732 | 29.266 | 0.15207 | 0 | 0 | 0 | 0 | 0 | 0
7891 | 329 | 11 | 25 | 1369.0476 | 714.2857 | 0 | 0 | 42.517 | 2125.8503 | 2112.7678 | 13.0825 | 1732 | 391.8038 | 2.0359 | 0 | 0 | 0 | 0 | 0 | 0
7892 | 329 | 11 | 25 | 1369.0476 | 714.2857 | 0 | 0 | 42.517 | 2125.8503 | 2112.7678 | 13.0825 | 1732 | 391.8038 | 2.0359 | 0 | 0 | 0 | 0 | 0 | 0
7893 | 329 | 11 | 25 | 1369.0476 | 714.2857 | 0 | 0 | 42.517 | 2125.8503 | 2112.7678 | 13.0825 | 1732 | 391.8038 | 2.0359 | 0 | 0 | 0 | 0 | 0 | 0
7894 | 329 | 11 | 25 | 1369.0476 | 357.1429 | 0 | 0 | 35.2284 | 1761.4189 | 1752.1139 | 9.3049 | 1732 | 29.266 | 0.15207 | 0 | 0 | 0 | 0 | 0 | 0
7895 | 329 | 11 | 26 | 1369.0476 | 0 | 0 | 0 | 27.9397 | 1396.9874 | 1389.6907 | 7.2967 | 1389.7282 | 7.2215 | 0.037525 | 0 | 0 | 0 | 0 | 0 | 0
7896 | 330 | 11 | 26 | 1369.0476 | 0 | 0 | 0 | 27.9397 | 1396.9874 | 1389.6907 | 7.2967 | 1389.7282 | 7.2215 | 0.037525 | 0 | 0 | 0 | 0 | 0 | 0
7897 | 330 | 11 | 26 | 1369.0476 | 0 | 0 | 0 | 27.9397 | 1396.9874 | 1389.6907 | 7.2967 | 1389.7282 | 7.2215 | 0.037525 | 0 | 0 | 0 | 0 | 0 | 0
7898 | 330 | 11 | 26 | 1369.0476 | 0 | 0 | 0 | 27.9397 | 1396.9874 | 1389.6907 | 7.2967 | 1389.7282 | 7.2215 | 0.037525 | 0 | 0 | 0 | 0 | 0 | 0
7899 | 330 | 11 | 26 | 1369.0476 | 0 | 0 | 0 | 27.9397 | 1396.9874 | 1389.6907 | 7.2967 | 1389.7282 | 7.2215 | 0.037525 | 0 | 0 | 0 | 0 | 0 | 0
7900 | 330 | 11 | 26 | 1369.0476 | 0 | 0 | 0 | 27.9397 | 1396.9874 | 1389.6907 | 7.2967 | 1389.7282 | 7.2215 | 0.037525 | 0 | 0 | 0 | 0 | 0 | 0
7901 | 330 | 11 | 26 | 1369.0476 | 428.5714 | 0 | 0 | 36.6861 | 1834.3052 | 1824.2447 | 10.0605 | 1732 | 101.7735 | 0.52885 | 0 | 0 | 0 | 0 | 0 | 0
7902 | 330 | 11 | 26 | 1369.0476 | 714.2857 | 0 | 0 | 42.517 | 2125.8503 | 2112.7678 | 13.0825 | 1732 | 391.8038 | 2.0359 | 0 | 0 | 0 | 0 | 0 | 0
7903 | 330 | 11 | 26 | 1369.0476 | 714.2857 | 0 | 142.8571 | 45.4325 | 2271.6229 | 2257.0294 | 14.5935 | 1732 | 536.8189 | 2.7895 | 0 | 0 | 0 | 0 | 0 | 0
7904 | 330 | 11 | 26 | 1369.0476 | 714.2857 | 0 | 142.8571 | 45.4325 | 2271.6229 | 2257.0294 | 14.5935 | 1732 | 536.8189 | 2.7895 | 0 | 0 | 0 | 0 | 0 | 0
7905 | 330 | 11 | 26 | 1369.0476 | 285.7143 | 0 | 142.8571 | 36.6861 | 1834.3052 | 1824.2447 | 10.0605 | 1732 | 101.7735 | 0.52885 | 0 | 0 | 0 | 0 | 0 | 0
7906 | 330 | 11 | 26 | 1369.0476 | 0 | 0 | 142.8571 | 30.8552 | 1542.76 | 1534.7019 | 8.0581 | 1534.7433 | 7.975 | 0.041441 | 0 | 0 | 0 | 0 | 0 | 0
7907 | 330 | 11 | 26 | 1369.0476 | 0 | 0 | 142.8571 | 30.8552 | 1542.76 | 1534.7019 | 8.0581 | 1534.7433 | 7.975 | 0.041441 | 0 | 0 | 0 | 0 | 0 | 0
7908 | 330 | 11 | 26 | 1369.0476 | 0 | 0 | 142.8571 | 30.8552 | 1542.76 | 1534.7019 | 8.0581 | 1534.7433 | 7.975 | 0.041441 | 0 | 0 | 0 | 0 | 0 | 0
7909 | 330 | 11 | 26 | 1369.0476 | 0 | 0 | 142.8571 | 30.8552 | 1542.76 | 1534.7019 | 8.0581 | 1534.7433 | 7.975 | 0.041441 | 0 | 0 | 0 | 0 | 0 | 0
7910 | 330 | 11 | 26 | 1369.0476 | 0 | 0 | 142.8571 | 30.8552 | 1542.76 | 1534.7019 | 8.0581 | 1534.7433 | 7.975 | 0.041441 | 0 | 0 | 0 | 0 | 0 | 0
7911 | 330 | 11 | 26 | 1369.0476 | 0 | 0 | 142.8571 | 30.8552 | 1542.76 | 1534.7019 | 8.0581 | 1534.7433 | 7.975 | 0.041441 | 0 | 0 | 0 | 0 | 0 | 0
7912 | 330 | 11 | 26 | 1369.0476 | 0 | 0 | 142.8571 | 30.8552 | 1542.76 | 1534.7019 | 8.0581 | 1534.7433 | 7.975 | 0.041441 | 0 | 0 | 0 | 0 | 0 | 0
7913 | 330 | 11 | 26 | 1369.0476 | 0 | 0 | 0 | 27.9397 | 1396.9874 | 1389.6907 | 7.2967 | 1389.7282 | 7.2215 | 0.037525 | 0 | 0 | 0 | 0 | 0 | 0
7914 | 330 | 11 | 26 | 1369.0476 | 357.1429 | 0 | 0 | 35.2284 | 1761.4189 | 1752.1139 | 9.3049 | 1732 | 29.266 | 0.15207 | 0 | 0 | 0 | 0 | 0 | 0
7915 | 330 | 11 | 26 | 1369.0476 | 714.2857 | 0 | 0 | 42.517 | 2125.8503 | 2112.7678 | 13.0825 | 1732 | 391.8038 | 2.0359 | 0 | 0 | 0 | 0 | 0 | 0
7916 | 330 | 11 | 26 | 1369.0476 | 714.2857 | 0 | 0 | 42.517 | 2125.8503 | 2112.7678 | 13.0825 | 1732 | 391.8038 | 2.0359 | 0 | 0 | 0 | 0 | 0 | 0
7917 | 330 | 11 | 26 | 1369.0476 | 714.2857 | 0 | 0 | 42.517 | 2125.8503 | 2112.7678 | 13.0825 | 1732 | 391.8038 | 2.0359 | 0 | 0 | 0 | 0 | 0 | 0
7918 | 330 | 11 | 26 | 1369.0476 | 357.1429 | 0 | 0 | 35.2284 | 1761.4189 | 1752.1139 | 9.3049 | 1732 | 29.266 | 0.15207 | 0 | 0 | 0 | 0 | 0 | 0
7919 | 330 | 11 | 27 | 1369.0476 | 0 | 0 | 0 | 27.9397 | 1396.9874 | 1389.6907 | 7.2967 | 1389.7282 | 7.2215 | 0.037525 | 0 | 0 | 0 | 0 | 0 | 0
7920 | 331 | 11 | 27 | 1369.0476 | 0 | 0 | 0 | 27.9397 | 1396.9874 | 1389.6907 | 7.2967 | 1389.7282 | 7.2215 | 0.037525 | 0 | 0 | 0 | 0 | 0 | 0
7921 | 331 | 11 | 27 | 1369.0476 | 0 | 0 | 0 | 27.9397 | 1396.9874 | 1389.6907 | 7.2967 | 1389.7282 | 7.2215 | 0.037525 | 0 | 0 | 0 | 0 | 0 | 0
7922 | 331 | 11 | 27 | 1369.0476 | 0 | 0 | 0 | 27.9397 | 1396.9874 | 1389.6907 | 7.2967 | 1389.7282 | 7.2215 | 0.037525 | 0 | 0 | 0 | 0 | 0 | 0
7923 | 331 | 11 | 27 | 1369.0476 | 0 | 0 | 0 | 27.9397 | 1396.9874 | 1389.6907 | 7.2967 | 1389.7282 | 7.2215 | 0.037525 | 0 | 0 | 0 | 0 | 0 | 0
7924 | 331 | 11 | 27 | 1369.0476 | 0 | 0 | 0 | 27.9397 | 1396.9874 | 1389.6907 | 7.2967 | 1389.7282 | 7.2215 | 0.037525 | 0 | 0 | 0 | 0 | 0 | 0
7925 | 331 | 11 | 27 | 1369.0476 | 428.5714 | 0 | 0 | 36.6861 | 1834.3052 | 1824.2447 | 10.0605 | 1732 | 101.7735 | 0.52885 | 0 | 0 | 0 | 0 | 0 | 0
7926 | 331 | 11 | 27 | 1369.0476 | 714.2857 | 0 | 0 | 42.517 | 2125.8503 | 2112.7678 | 13.0825 | 1732 | 391.8038 | 2.0359 | 0 | 0 | 0 | 0 | 0 | 0
7927 | 331 | 11 | 27 | 1369.0476 | 714.2857 | 0 | 142.8571 | 45.4325 | 2271.6229 | 2257.0294 | 14.5935 | 1732 | 536.8189 | 2.7895 | 0 | 0 | 0 | 0 | 0 | 0
7928 | 331 | 11 | 27 | 1369.0476 | 714.2857 | 0 | 142.8571 | 45.4325 | 2271.6229 | 2257.0294 | 14.5935 | 1732 | 536.8189 | 2.7895 | 0 | 0 | 0 | 0 | 0 | 0
7929 | 331 | 11 | 27 | 1369.0476 | 285.7143 | 0 | 142.8571 | 36.6861 | 1834.3052 | 1824.2447 | 10.0605 | 1732 | 101.7735 | 0.52885 | 0 | 0 | 0 | 0 | 0 | 0
7930 | 331 | 11 | 27 | 1369.0476 | 0 | 0 | 142.8571 | 30.8552 | 1542.76 | 1534.7019 | 8.0581 | 1534.7433 | 7.975 | 0.041441 | 0 | 0 | 0 | 0 | 0 | 0
7931 | 331 | 11 | 27 | 1369.0476 | 0 | 0 | 142.8571 | 30.8552 | 1542.76 | 1534.7019 | 8.0581 | 1534.7433 | 7.975 | 0.041441 | 0 | 0 | 0 | 0 | 0 | 0
7932 | 331 | 11 | 27 | 1369.0476 | 0 | 0 | 142.8571 | 30.8552 | 1542.76 | 1534.7019 | 8.0581 | 1534.7433 | 7.975 | 0.041441 | 0 | 0 | 0 | 0 | 0 | 0
7933 | 331 | 11 | 27 | 1369.0476 | 0 | 0 | 142.8571 | 30.8552 | 1542.76 | 1534.7019 | 8.0581 | 1534.7433 | 7.975 | 0.041441 | 0 | 0 | 0 | 0 | 0 | 0
7934 | 331 | 11 | 27 | 1369.0476 | 0 | 0 | 142.8571 | 30.8552 | 1542.76 | 1534.7019 | 8.0581 | 1534.7433 | 7.975 | 0.041441 | 0 | 0 | 0 | 0 | 0 | 0
7935 | 331 | 11 | 27 | 1369.0476 | 0 | 0 | 142.8571 | 30.8552 | 1542.76 | 1534.7019 | 8.0581 | 1534.7433 | 7.975 | 0.041441 | 0 | 0 | 0 | 0 | 0 | 0
7936 | 331 | 11 | 27 | 1369.0476 | 0 | 0 | 142.8571 | 30.8552 | 1542.76 | 1534.7019 | 8.0581 | 1534.7433 | 7.975 | 0.041441 | 0 | 0 | 0 | 0 | 0 | 0
7937 | 331 | 11 | 27 | 1369.0476 | 0 | 0 | 0 | 27.9397 | 1396.9874 | 1389.6907 | 7.2967 | 1389.7282 | 7.2215 | 0.037525 | 0 | 0 | 0 | 0 | 0 | 0
7938 | 331 | 11 | 27 | 1369.0476 | 357.1429 | 0 | 0 | 35.2284 | 1761.4189 | 1752.1139 | 9.3049 | 1732 | 29.266 | 0.15207 | 0 | 0 | 0 | 0 | 0 | 0
7939 | 331 | 11 | 27 | 1369.0476 | 714.2857 | 0 | 0 | 42.517 | 2125.8503 | 2112.7678 | 13.0825 | 1732 | 391.8038 | 2.0359 | 0 | 0 | 0 | 0 | 0 | 0
7940 | 331 | 11 | 27 | 1369.0476 | 714.2857 | 0 | 0 | 42.517 | 2125.8503 | 2112.7678 | 13.0825 | 1732 | 391.8038 | 2.0359 | 0 | 0 | 0 | 0 | 0 | 0
7941 | 331 | 11 | 27 | 1369.0476 | 714.2857 | 0 | 0 | 42.517 | 2125.8503 | 2112.7678 | 13.0825 | 1732 | 391.8038 | 2.0359 | 0 | 0 | 0 | 0 | 0 | 0
7942 | 331 | 11 | 27 | 1369.0476 | 357.1429 | 0 | 0 | 35.2284 | 1761.4189 | 1752.1139 | 9.3049 | 1732 | 29.266 | 0.15207 | 0 | 0 | 0 | 0 | 0 | 0
7943 | 331 | 11 | 28 | 1369.0476 | 0 | 0 | 0 | 27.9397 | 1396.9874 | 1389.6907 | 7.2967 | 1389.7282 | 7.2215 | 0.037525 | 0 | 0 | 0 | 0 | 0 | 0
7944 | 332 | 11 | 28 | 1369.0476 | 0 | 0 | 0 | 27.9397 | 1396.9874 | 1389.6907 | 7.2967 | 1389.7282 | 7.2215 | 0.037525 | 0 | 0 | 0 | 0 | 0 | 0
7945 | 332 | 11 | 28 | 1369.0476 | 0 | 0 | 0 | 27.9397 | 1396.9874 | 1389.6907 | 7.2967 | 1389.7282 | 7.2215 | 0.037525 | 0 | 0 | 0 | 0 | 0 | 0
7946 | 332 | 11 | 28 | 1369.0476 | 0 | 0 | 0 | 27.9397 | 1396.9874 | 1389.6907 | 7.2967 | 1389.7282 | 7.2215 | 0.037525 | 0 | 0 | 0 | 0 | 0 | 0
7947 | 332 | 11 | 28 | 1369.0476 | 0 | 0 | 0 | 27.9397 | 1396.9874 | 1389.6907 | 7.2967 | 1389.7282 | 7.2215 | 0.037525 | 0 | 0 | 0 | 0 | 0 | 0
7948 | 332 | 11 | 28 | 1369.0476 | 0 | 0 | 0 | 27.9397 | 1396.9874 | 1389.6907 | 7.2967 | 1389.7282 | 7.2215 | 0.037525 | 0 | 0 | 0 | 0 | 0 | 0
7949 | 332 | 11 | 28 | 1369.0476 | 428.5714 | 0 | 0 | 36.6861 | 1834.3052 | 1824.2447 | 10.0605 | 1732 | 101.7735 | 0.52885 | 0 | 0 | 0 | 0 | 0 | 0
7950 | 332 | 11 | 28 | 1369.0476 | 714.2857 | 0 | 0 | 42.517 | 2125.8503 | 2112.7678 | 13.0825 | 1732 | 391.8038 | 2.0359 | 0 | 0 | 0 | 0 | 0 | 0
7951 | 332 | 11 | 28 | 1369.0476 | 714.2857 | 0 | 142.8571 | 45.4325 | 2271.6229 | 2257.0294 | 14.5935 | 1732 | 536.8189 | 2.7895 | 0 | 0 | 0 | 0 | 0 | 0
7952 | 332 | 11 | 28 | 1369.0476 | 714.2857 | 0 | 142.8571 | 45.4325 | 2271.6229 | 2257.0294 | 14.5935 | 1732 | 536.8189 | 2.7895 | 0 | 0 | 0 | 0 | 0 | 0
7953 | 332 | 11 | 28 | 1369.0476 | 285.7143 | 0 | 142.8571 | 36.6861 | 1834.3052 | 1824.2447 | 10.0605 | 1732 | 101.7735 | 0.52885 | 0 | 0 | 0 | 0 | 0 | 0
7954 | 332 | 11 | 28 | 1369.0476 | 0 | 0 | 142.8571 | 30.8552 | 1542.76 | 1534.7019 | 8.0581 | 1534.7433 | 7.975 | 0.041441 | 0 | 0 | 0 | 0 | 0 | 0
7955 | 332 | 11 | 28 | 1369.0476 | 0 | 0 | 142.8571 | 30.8552 | 1542.76 | 1534.7019 | 8.0581 | 1534.7433 | 7.975 | 0.041441 | 0 | 0 | 0 | 0 | 0 | 0
7956 | 332 | 11 | 28 | 1369.0476 | 0 | 0 | 142.8571 | 30.8552 | 1542.76 | 1534.7019 | 8.0581 | 1534.7433 | 7.975 | 0.041441 | 0 | 0 | 0 | 0 | 0 | 0
7957 | 332 | 11 | 28 | 1369.0476 | 0 | 0 | 142.8571 | 30.8552 | 1542.76 | 1534.7019 | 8.0581 | 1534.7433 | 7.975 | 0.041441 | 0 | 0 | 0 | 0 | 0 | 0
7958 | 332 | 11 | 28 | 1369.0476 | 0 | 0 | 142.8571 | 30.8552 | 1542.76 | 1534.7019 | 8.0581 | 1534.7433 | 7.975 | 0.041441 | 0 | 0 | 0 | 0 | 0 | 0
7959 | 332 | 11 | 28 | 1369.0476 | 0 | 0 | 142.8571 | 30.8552 | 1542.76 | 1534.7019 | 8.0581 | 1534.7433 | 7.975 | 0.041441 | 0 | 0 | 0 | 0 | 0 | 0
7960 | 332 | 11 | 28 | 1369.0476 | 0 | 0 | 142.8571 | 30.8552 | 1542.76 | 1534.7019 | 8.0581 | 1534.7433 | 7.975 | 0.041441 | 0 | 0 | 0 | 0 | 0 | 0
7961 | 332 | 11 | 28 | 1369.0476 | 0 | 0 | 0 | 27.9397 | 1396.9874 | 1389.6907 | 7.2967 | 1389.7282 | 7.2215 | 0.037525 | 0 | 0 | 0 | 0 | 0 | 0
7962 | 332 | 11 | 28 | 1369.0476 | 357.1429 | 0 | 0 | 35.2284 | 1761.4189 | 1752.1139 | 9.3049 | 1732 | 29.266 | 0.15207 | 0 | 0 | 0 | 0 | 0 | 0
7963 | 332 | 11 | 28 | 1369.0476 | 714.2857 | 0 | 0 | 42.517 | 2125.8503 | 2112.7678 | 13.0825 | 1732 | 391.8038 | 2.0359 | 0 | 0 | 0 | 0 | 0 | 0
7964 | 332 | 11 | 28 | 1369.0476 | 714.2857 | 0 | 0 | 42.517 | 2125.8503 | 2112.7678 | 13.0825 | 1732 | 391.8038 | 2.0359 | 0 | 0 | 0 | 0 | 0 | 0
7965 | 332 | 11 | 28 | 1369.0476 | 714.2857 | 0 | 0 | 42.517 | 2125.8503 | 2112.7678 | 13.0825 | 1732 | 391.8038 | 2.0359 | 0 | 0 | 0 | 0 | 0 | 0
7966 | 332 | 11 | 28 | 1369.0476 | 357.1429 | 0 | 0 | 35.2284 | 1761.4189 | 1752.1139 | 9.3049 | 1732 | 29.266 | 0.15207 | 0 | 0 | 0 | 0 | 0 | 0
7967 | 332 | 11 | 29 | 1369.0476 | 0 | 0 | 0 | 27.9397 | 1396.9874 | 1389.6907 | 7.2967 | 1389.7282 | 7.2215 | 0.037525 | 0 | 0 | 0 | 0 | 0 | 0
7968 | 333 | 11 | 29 | 1369.0476 | 0 | 0 | 0 | 27.9397 | 1396.9874 | 1389.6907 | 7.2967 | 1389.7282 | 7.2215 | 0.037525 | 0 | 0 | 0 | 0 | 0 | 0
7969 | 333 | 11 | 29 | 1369.0476 | 0 | 0 | 0 | 27.9397 | 1396.9874 | 1389.6907 | 7.2967 | 1389.7282 | 7.2215 | 0.037525 | 0 | 0 | 0 | 0 | 0 | 0
7970 | 333 | 11 | 29 | 1369.0476 | 0 | 0 | 0 | 27.9397 | 1396.9874 | 1389.6907 | 7.2967 | 1389.7282 | 7.2215 | 0.037525 | 0 | 0 | 0 | 0 | 0 | 0
7971 | 333 | 11 | 29 | 1369.0476 | 0 | 0 | 0 | 27.9397 | 1396.9874 | 1389.6907 | 7.2967 | 1389.7282 | 7.2215 | 0.037525 | 0 | 0 | 0 | 0 | 0 | 0
7972 | 333 | 11 | 29 | 1369.0476 | 0 | 0 | 0 | 27.9397 | 1396.9874 | 1389.6907 | 7.2967 | 1389.7282 | 7.2215 | 0.037525 | 0 | 0 | 0 | 0 | 0 | 0
7973 | 333 | 11 | 29 | 1369.0476 | 428.5714 | 0 | 0 | 36.6861 | 1834.3052 | 1824.2447 | 10.0605 | 1732 | 101.7735 | 0.52885 | 0 | 0 | 0 | 0 | 0 | 0
7974 | 333 | 11 | 29 | 1369.0476 | 714.2857 | 0 | 0 | 42.517 | 2125.8503 | 2112.7678 | 13.0825 | 1732 | 391.8038 | 2.0359 | 0 | 0 | 0 | 0 | 0 | 0
7975 | 333 | 11 | 29 | 1369.0476 | 714.2857 | 0 | 142.8571 | 45.4325 | 2271.6229 | 2257.0294 | 14.5935 | 1732 | 536.8189 | 2.7895 | 0 | 0 | 0 | 0 | 0 | 0
7976 | 333 | 11 | 29 | 1369.0476 | 714.2857 | 0 | 142.8571 | 45.4325 | 2271.6229 | 2257.0294 | 14.5935 | 1732 | 536.8189 | 2.7895 | 0 | 0 | 0 | 0 | 0 | 0
7977 | 333 | 11 | 29 | 1369.0476 | 285.7143 | 0 | 142.8571 | 36.6861 | 1834.3052 | 1824.2447 | 10.0605 | 1732 | 101.7735 | 0.52885 | 0 | 0 | 0 | 0 | 0 | 0
7978 | 333 | 11 | 29 | 1369.0476 | 0 | 0 | 142.8571 | 30.8552 | 1542.76 | 1534.7019 | 8.0581 | 1534.7433 | 7.975 | 0.041441 | 0 | 0 | 0 | 0 | 0 | 0
7979 | 333 | 11 | 29 | 1369.0476 | 0 | 0 | 142.8571 | 30.8552 | 1542.76 | 1534.7019 | 8.0581 | 1534.7433 | 7.975 | 0.041441 | 0 | 0 | 0 | 0 | 0 | 0
7980 | 333 | 11 | 29 | 1369.0476 | 0 | 0 | 142.8571 | 30.8552 | 1542.76 | 1534.7019 | 8.0581 | 1534.7433 | 7.975 | 0.041441 | 0 | 0 | 0 | 0 | 0 | 0
7981 | 333 | 11 | 29 | 1369.0476 | 0 | 0 | 142.8571 | 30.8552 | 1542.76 | 1534.7019 | 8.0581 | 1534.7433 | 7.975 | 0.041441 | 0 | 0 | 0 | 0 | 0 | 0
7982 | 333 | 11 | 29 | 1369.0476 | 0 | 0 | 142.8571 | 30.8552 | 1542.76 | 1534.7019 | 8.0581 | 1534.7433 | 7.975 | 0.041441 | 0 | 0 | 0 | 0 | 0 | 0
7983 | 333 | 11 | 29 | 1369.0476 | 0 | 0 | 142.8571 | 30.8552 | 1542.76 | 1534.7019 | 8.0581 | 1534.7433 | 7.975 | 0.041441 | 0 | 0 | 0 | 0 | 0 | 0
7984 | 333 | 11 | 29 | 1369.0476 | 0 | 0 | 142.8571 | 30.8552 | 1542.76 | 1534.7019 | 8.0581 | 1534.7433 | 7.975 | 0.041441 | 0 | 0 | 0 | 0 | 0 | 0
7985 | 333 | 11 | 29 | 1369.0476 | 0 | 0 | 0 | 27.9397 | 1396.9874 | 1389.6907 | 7.2967 | 1389.7282 | 7.2215 | 0.037525 | 0 | 0 | 0 | 0 | 0 | 0
7986 | 333 | 11 | 29 | 1369.0476 | 357.1429 | 0 | 0 | 35.2284 | 1761.4189 | 1752.1139 | 9.3049 | 1732 | 29.266 | 0.15207 | 0 | 0 | 0 | 0 | 0 | 0
7987 | 333 | 11 | 29 | 1369.0476 | 714.2857 | 0 | 0 | 42.517 | 2125.8503 | 2112.7678 | 13.0825 | 1732 | 391.8038 | 2.0359 | 0 | 0 | 0 | 0 | 0 | 0
7988 | 333 | 11 | 29 | 1369.0476 | 714.2857 | 0 | 0 | 42.517 | 2125.8503 | 2112.7678 | 13.0825 | 1732 | 391.8038 | 2.0359 | 0 | 0 | 0 | 0 | 0 | 0
7989 | 333 | 11 | 29 | 1369.0476 | 714.2857 | 0 | 0 | 42.517 | 2125.8503 | 2112.7678 | 13.0825 | 1732 | 391.8038 | 2.0359 | 0 | 0 | 0 | 0 | 0 | 0
7990 | 333 | 11 | 29 | 1369.0476 | 357.1429 | 0 | 0 | 35.2284 | 1761.4189 | 1752.1139 | 9.3049 | 1732 | 29.266 | 0.15207 | 0 | 0 | 0 | 0 | 0 | 0
7991 | 333 | 11 | 30 | 1369.0476 | 0 | 0 | 0 | 27.9397 | 1396.9874 | 1389.6907 | 7.2967 | 1389.7282 | 7.2215 | 0.037525 | 0 | 0 | 0 | 0 | 0 | 0
7992 | 334 | 11 | 30 | 1369.0476 | 0 | 0 | 0 | 27.9397 | 1396.9874 | 1389.6907 | 7.2967 | 1389.7282 | 7.2215 | 0.037525 | 0 | 0 | 0 | 0 | 0 | 0
7993 | 334 | 11 | 30 | 1369.0476 | 0 | 0 | 0 | 27.9397 | 1396.9874 | 1389.6907 | 7.2967 | 1389.7282 | 7.2215 | 0.037525 | 0 | 0 | 0 | 0 | 0 | 0
7994 | 334 | 11 | 30 | 1369.0476 | 0 | 0 | 0 | 27.9397 | 1396.9874 | 1389.6907 | 7.2967 | 1389.7282 | 7.2215 | 0.037525 | 0 | 0 | 0 | 0 | 0 | 0
7995 | 334 | 11 | 30 | 1369.0476 | 0 | 0 | 0 | 27.9397 | 1396.9874 | 1389.6907 | 7.2967 | 1389.7282 | 7.2215 | 0.037525 | 0 | 0 | 0 | 0 | 0 | 0
7996 | 334 | 11 | 30 | 1369.0476 | 0 | 0 | 0 | 27.9397 | 1396.9874 | 1389.6907 | 7.2967 | 1389.7282 | 7.2215 | 0.037525 | 0 | 0 | 0 | 0 | 0 | 0
7997 | 334 | 11 | 30 | 1369.0476 | 428.5714 | 0 | 0 | 36.6861 | 1834.3052 | 1824.2447 | 10.0605 | 1732 | 101.7735 | 0.52885 | 0 | 0 | 0 | 0 | 0 | 0
7998 | 334 | 11 | 30 | 1369.0476 | 714.2857 | 0 | 0 | 42.517 | 2125.8503 | 2112.7678 | 13.0825 | 1732 | 391.8038 | 2.0359 | 0 | 0 | 0 | 0 | 0 | 0
7999 | 334 | 11 | 30 | 1369.0476 | 714.2857 | 0 | 142.8571 | 45.4325 | 2271.6229 | 2257.0294 | 14.5935 | 1732 | 536.8189 | 2.7895 | 0 | 0 | 0 | 0 | 0 | 0
8000 | 334 | 11 | 30 | 1369.0476 | 714.2857 | 0 | 142.8571 | 45.4325 | 2271.6229 | 2257.0294 | 14.5935 | 1732 | 536.8189 | 2.7895 | 0 | 0 | 0 | 0 | 0 | 0
8001 | 334 | 11 | 30 | 1369.0476 | 285.7143 | 0 | 142.8571 | 36.6861 | 1834.3052 | 1824.2447 | 10.0605 | 1732 | 101.7735 | 0.52885 | 0 | 0 | 0 | 0 | 0 | 0
8002 | 334 | 11 | 30 | 1369.0476 | 0 | 0 | 142.8571 | 30.8552 | 1542.76 | 1534.7019 | 8.0581 | 1534.7433 | 7.975 | 0.041441 | 0 | 0 | 0 | 0 | 0 | 0
8003 | 334 | 11 | 30 | 1369.0476 | 0 | 0 | 142.8571 | 30.8552 | 1542.76 | 1534.7019 | 8.0581 | 1534.7433 | 7.975 | 0.041441 | 0 | 0 | 0 | 0 | 0 | 0
8004 | 334 | 11 | 30 | 1369.0476 | 0 | 0 | 142.8571 | 30.8552 | 1542.76 | 1534.7019 | 8.0581 | 1534.7433 | 7.975 | 0.041441 | 0 | 0 | 0 | 0 | 0 | 0
8005 | 334 | 11 | 30 | 1369.0476 | 0 | 0 | 142.8571 | 30.8552 | 1542.76 | 1534.7019 | 8.0581 | 1534.7433 | 7.975 | 0.041441 | 0 | 0 | 0 | 0 | 0 | 0
8006 | 334 | 11 | 30 | 1369.0476 | 0 | 0 | 142.8571 | 30.8552 | 1542.76 | 1534.7019 | 8.0581 | 1534.7433 | 7.975 | 0.041441 | 0 | 0 | 0 | 0 | 0 | 0
8007 | 334 | 11 | 30 | 1369.0476 | 0 | 0 | 142.8571 | 30.8552 | 1542.76 | 1534.7019 | 8.0581 | 1534.7433 | 7.975 | 0.041441 | 0 | 0 | 0 | 0 | 0 | 0
8008 | 334 | 11 | 30 | 1369.0476 | 0 | 0 | 142.8571 | 30.8552 | 1542.76 | 1534.7019 | 8.0581 | 1534.7433 | 7.975 | 0.041441 | 0 | 0 | 0 | 0 | 0 | 0
8009 | 334 | 11 | 30 | 1369.0476 | 0 | 0 | 0 | 27.9397 | 1396.9874 | 1389.6907 | 7.2967 | 1389.7282 | 7.2215 | 0.037525 | 0 | 0 | 0 | 0 | 0 | 0
8010 | 334 | 11 | 30 | 1369.0476 | 357.1429 | 0 | 0 | 35.2284 | 1761.4189 | 1752.1139 | 9.3049 | 1732 | 29.266 | 0.15207 | 0 | 0 | 0 | 0 | 0 | 0
8011 | 334 | 11 | 30 | 1369.0476 | 714.2857 | 0 | 0 | 42.517 | 2125.8503 | 2112.7678 | 13.0825 | 1732 | 391.8038 | 2.0359 | 0 | 0 | 0 | 0 | 0 | 0
8012 | 334 | 11 | 30 | 1369.0476 | 714.2857 | 0 | 0 | 42.517 | 2125.8503 | 2112.7678 | 13.0825 | 1732 | 391.8038 | 2.0359 | 0 | 0 | 0 | 0 | 0 | 0
8013 | 334 | 11 | 30 | 1369.0476 | 714.2857 | 0 | 0 | 42.517 | 2125.8503 | 2112.7678 | 13.0825 | 1732 | 391.8038 | 2.0359 | 0 | 0 | 0 | 0 | 0 | 0
8014 | 334 | 11 | 30 | 1369.0476 | 357.1429 | 0 | 0 | 35.2284 | 1761.4189 | 1752.1139 | 9.3049 | 1732 | 29.266 | 0.15207 | 0 | 0 | 0 | 0 | 0 | 0
8015 | 334 | 11 | 31 | 1369.0476 | 0 | 0 | 0 | 27.9397 | 1396.9874 | 1389.6907 | 7.2967 | 1389.7282 | 7.2215 | 0.037525 | 0 | 0 | 0 | 0 | 0 | 0
8016 | 335 | 12 | 1 | 2857.1429 | 0 | 142.8571 | 0 | 61.2245 | 3061.2245 | 3038.4463 | 22.7782 | 1732 | 1322.3174 | 6.8712 | 0 | 0 | 0 | 0 | 0 | 0
8017 | 335 | 12 | 1 | 2857.1429 | 0 | 142.8571 | 0 | 61.2245 | 3061.2245 | 3038.4463 | 22.7782 | 1732 | 1322.3174 | 6.8712 | 0 | 0 | 0 | 0 | 0 | 0
8018 | 335 | 12 | 1 | 2857.1429 | 0 | 142.8571 | 0 | 61.2245 | 3061.2245 | 3038.4463 | 22.7782 | 1732 | 1322.3174 | 6.8712 | 0 | 0 | 0 | 0 | 0 | 0
8019 | 335 | 12 | 1 | 2857.1429 | 0 | 142.8571 | 0 | 61.2245 | 3061.2245 | 3038.4463 | 22.7782 | 1732 | 1322.3174 | 6.8712 | 0 | 0 | 0 | 0 | 0 | 0
8020 | 335 | 12 | 1 | 2857.1429 | 0 | 142.8571 | 0 | 61.2245 | 3061.2245 | 3038.4463 | 22.7782 | 1732 | 1322.3174 | 6.8712 | 0 | 0 | 0 | 0 | 0 | 0
8021 | 335 | 12 | 1 | 2857.1429 | 2250 | 142.8571 | 0 | 107.1429 | 5357.1429 | 3446 | 1911.1429 | 1732 | 1732 | 1732 | 0 | 0 | 0 | 0 | 0 | 0
8022 | 335 | 12 | 1 | 2857.1429 | 3750 | 142.8571 | 0 | 137.7551 | 6887.7551 | 3446 | 3441.7551 | 1732 | 1732 | 1732 | 0 | 0 | 0 | 0 | 0 | 0
8023 | 335 | 12 | 1 | 2857.1429 | 3750 | 142.8571 | 1142.8571 | 161.0787 | 8053.9359 | 3446 | 4607.9359 | 1732 | 1732 | 1732 | 0 | 0 | 0 | 0 | 0 | 0
8024 | 335 | 12 | 1 | 2857.1429 | 3750 | 142.8571 | 1142.8571 | 161.0787 | 8053.9359 | 3446 | 4607.9359 | 1732 | 1732 | 1732 | 0 | 0 | 0 | 0 | 0 | 0
8025 | 335 | 12 | 1 | 2857.1429 | 1500 | 142.8571 | 1142.8571 | 115.1603 | 5758.0175 | 3446 | 2312.0175 | 1732 | 1732 | 1732 | 0 | 0 | 0 | 0 | 0 | 0
8026 | 335 | 12 | 1 | 2857.1429 | 0 | 142.8571 | 1142.8571 | 84.5481 | 4227.4052 | 3446 | 781.4052 | 1732 | 1732 | 759.4384 | 0 | 0 | 0 | 0 | 0 | 0
8027 | 335 | 12 | 1 | 2857.1429 | 0 | 142.8571 | 1142.8571 | 84.5481 | 4227.4052 | 3446 | 781.4052 | 1732 | 1732 | 759.4384 | 0 | 0 | 0 | 0 | 0 | 0
8028 | 335 | 12 | 1 | 2857.1429 | 0 | 142.8571 | 1142.8571 | 84.5481 | 4227.4052 | 3446 | 781.4052 | 1732 | 1732 | 759.4384 | 0 | 0 | 0 | 0 | 0 | 0
8029 | 335 | 12 | 1 | 2857.1429 | 0 | 142.8571 | 1142.8571 | 84.5481 | 4227.4052 | 3446 | 781.4052 | 1732 | 1732 | 759.4384 | 0 | 0 | 0 | 0 | 0 | 0
8030 | 335 | 12 | 1 | 2857.1429 | 0 | 142.8571 | 1142.8571 | 84.5481 | 4227.4052 | 3446 | 781.4052 | 1732 | 1732 | 759.4384 | 0 | 0 | 0 | 0 | 0 | 0
8031 | 335 | 12 | 1 | 2857.1429 | 0 | 142.8571 | 1142.8571 | 84.5481 | 4227.4052 | 3446 | 781.4052 | 1732 | 1732 | 759.4384 | 0 | 0 | 0 | 0 | 0 | 0
8032 | 335 | 12 | 1 | 2857.1429 | 0 | 142.8571 | 1142.8571 | 84.5481 | 4227.4052 | 3446 | 781.4052 | 1732 | 1732 | 759.4384 | 0 | 0 | 0 | 0 | 0 | 0
8033 | 335 | 12 | 1 | 2857.1429 | 0 | 142.8571 | 0 | 61.2245 | 3061.2245 | 3038.4463 | 22.7782 | 1732 | 1322.3174 | 6.8712 | 0 | 0 | 0 | 0 | 0 | 0
8034 | 335 | 12 | 1 | 2857.1429 | 1875 | 142.8571 | 0 | 99.4898 | 4974.4898 | 3446 | 1528.4898 | 1732 | 1732 | 1502.6408 | 0 | 0 | 0 | 0 | 0 | 0
8035 | 335 | 12 | 1 | 2857.1429 | 3750 | 142.8571 | 0 | 137.7551 | 6887.7551 | 3446 | 3441.7551 | 1732 | 1732 | 1732 | 0 | 0 | 0 | 0 | 0 | 0
8036 | 335 | 12 | 1 | 2857.1429 | 3750 | 142.8571 | 0 | 137.7551 | 6887.7551 | 3446 | 3441.7551 | 1732 | 1732 | 1732 | 0 | 0 | 0 | 0 | 0 | 0
8037 | 335 | 12 | 1 | 2857.1429 | 3750 | 142.8571 | 0 | 137.7551 | 6887.7551 | 3446 | 3441.7551 | 1732 | 1732 | 1732 | 0 | 0 | 0 | 0 | 0 | 0
8038 | 335 | 12 | 1 | 2857.1429 | 1875 | 142.8571 | 0 | 99.4898 | 4974.4898 | 3446 | 1528.4898 | 1732 | 1732 | 1502.6408 | 0 | 0 | 0 | 0 | 0 | 0
8039 | 335 | 12 | 2 | 2857.1429 | 0 | 142.8571 | 0 | 61.2245 | 3061.2245 | 3038.4463 | 22.7782 | 1732 | 1322.3174 | 6.8712 | 0 | 0 | 0 | 0 | 0 | 0
8040 | 336 | 12 | 2 | 2857.1429 | 0 | 142.8571 | 0 | 61.2245 | 3061.2245 | 3038.4463 | 22.7782 | 1732 | 1322.3174 | 6.8712 | 0 | 0 | 0 | 0 | 0 | 0
8041 | 336 | 12 | 2 | 2857.1429 | 0 | 142.8571 | 0 | 61.2245 | 3061.2245 | 3038.4463 | 22.7782 | 1732 | 1322.3174 | 6.8712 | 0 | 0 | 0 | 0 | 0 | 0
8042 | 336 | 12 | 2 | 2857.1429 | 0 | 142.8571 | 0 | 61.2245 | 3061.2245 | 3038.4463 | 22.7782 | 1732 | 1322.3174 | 6.8712 | 0 | 0 | 0 | 0 | 0 | 0
8043 | 336 | 12 | 2 | 2857.1429 | 0 | 142.8571 | 0 | 61.2245 | 3061.2245 | 3038.4463 | 22.7782 | 1732 | 1322.3174 | 6.8712 | 0 | 0 | 0 | 0 | 0 | 0
8044 | 336 | 12 | 2 | 2857.1429 | 0 | 142.8571 | 0 | 61.2245 | 3061.2245 | 3038.4463 | 22.7782 | 1732 | 1322.3174 | 6.8712 | 0 | 0 | 0 | 0 | 0 | 0
8045 | 336 | 12 | 2 | 2857.1429 | 2250 | 142.8571 | 0 | 107.1429 | 5357.1429 | 3446 | 1911.1429 | 1732 | 1732 | 1732 | 0 | 0 | 0 | 0 | 0 | 0
8046 | 336 | 12 | 2 | 2857.1429 | 3750 | 142.8571 | 0 | 137.7551 | 6887.7551 | 3446 | 3441.7551 | 1732 | 1732 | 1732 | 0 | 0 | 0 | 0 | 0 | 0
8047 | 336 | 12 | 2 | 2857.1429 | 3750 | 142.8571 | 1142.8571 | 161.0787 | 8053.9359 | 3446 | 4607.9359 | 1732 | 1732 | 1732 | 0 | 0 | 0 | 0 | 0 | 0
8048 | 336 | 12 | 2 | 2857.1429 | 3750 | 142.8571 | 1142.8571 | 161.0787 | 8053.9359 | 3446 | 4607.9359 | 1732 | 1732 | 1732 | 0 | 0 | 0 | 0 | 0 | 0
8049 | 336 | 12 | 2 | 2857.1429 | 1500 | 142.8571 | 1142.8571 | 115.1603 | 5758.0175 | 3446 | 2312.0175 | 1732 | 1732 | 1732 | 0 | 0 | 0 | 0 | 0 | 0
8050 | 336 | 12 | 2 | 2857.1429 | 0 | 142.8571 | 1142.8571 | 84.5481 | 4227.4052 | 3446 | 781.4052 | 1732 | 1732 | 759.4384 | 0 | 0 | 0 | 0 | 0 | 0
8051 | 336 | 12 | 2 | 2857.1429 | 0 | 142.8571 | 1142.8571 | 84.5481 | 4227.4052 | 3446 | 781.4052 | 1732 | 1732 | 759.4384 | 0 | 0 | 0 | 0 | 0 | 0
8052 | 336 | 12 | 2 | 2857.1429 | 0 | 142.8571 | 1142.8571 | 84.5481 | 4227.4052 | 3446 | 781.4052 | 1732 | 1732 | 759.4384 | 0 | 0 | 0 | 0 | 0 | 0
8053 | 336 | 12 | 2 | 2857.1429 | 0 | 142.8571 | 1142.8571 | 84.5481 | 4227.4052 | 3446 | 781.4052 | 1732 | 1732 | 759.4384 | 0 | 0 | 0 | 0 | 0 | 0
8054 | 336 | 12 | 2 | 2857.1429 | 0 | 142.8571 | 1142.8571 | 84.5481 | 4227.4052 | 3446 | 781.4052 | 1732 | 1732 | 759.4384 | 0 | 0 | 0 | 0 | 0 | 0
8055 | 336 | 12 | 2 | 2857.1429 | 0 | 142.8571 | 1142.8571 | 84.5481 | 4227.4052 | 3446 | 781.4052 | 1732 | 1732 | 759.4384 | 0 | 0 | 0 | 0 | 0 | 0
8056 | 336 | 12 | 2 | 2857.1429 | 0 | 142.8571 | 1142.8571 | 84.5481 | 4227.4052 | 3446 | 781.4052 | 1732 | 1732 | 759.4384 | 0 | 0 | 0 | 0 | 0 | 0
8057 | 336 | 12 | 2 | 2857.1429 | 0 | 142.8571 | 0 | 61.2245 | 3061.2245 | 3038.4463 | 22.7782 | 1732 | 1322.3174 | 6.8712 | 0 | 0 | 0 | 0 | 0 | 0
8058 | 336 | 12 | 2 | 2857.1429 | 1875 | 142.8571 | 0 | 99.4898 | 4974.4898 | 3446 | 1528.4898 | 1732 | 1732 | 1502.6408 | 0 | 0 | 0 | 0 | 0 | 0
8059 | 336 | 12 | 2 | 2857.1429 | 3750 | 142.8571 | 0 | 137.7551 | 6887.7551 | 3446 | 3441.7551 | 1732 | 1732 | 1732 | 0 | 0 | 0 | 0 | 0 | 0
8060 | 336 | 12 | 2 | 2857.1429 | 3750 | 142.8571 | 0 | 137.7551 | 6887.7551 | 3446 | 3441.7551 | 1732 | 1732 | 1732 | 0 | 0 | 0 | 0 | 0 | 0
8061 | 336 | 12 | 2 | 2857.1429 | 3750 | 142.8571 | 0 | 137.7551 | 6887.7551 | 3446 | 3441.7551 | 1732 | 1732 | 1732 | 0 | 0 | 0 | 0 | 0 | 0
8062 | 336 | 12 | 2 | 2857.1429 | 1875 | 142.8571 | 0 | 99.4898 | 4974.4898 | 3446 | 1528.4898 | 1732 | 1732 | 1502.6408 | 0 | 0 | 0 | 0 | 0 | 0
8063 | 336 | 12 | 3 | 2857.1429 | 0 | 142.8571 | 0 | 61.2245 | 3061.2245 | 3038.4463 | 22.7782 | 1732 | 1322.3174 | 6.8712 | 0 | 0 | 0 | 0 | 0 | 0
8064 | 337 | 12 | 3 | 2857.1429 | 0 | 142.8571 | 0 | 61.2245 | 3061.2245 | 3038.4463 | 22.7782 | 1732 | 1322.3174 | 6.8712 | 0 | 0 | 0 | 0 | 0 | 0
8065 | 337 | 12 | 3 | 2857.1429 | 0 | 142.8571 | 0 | 61.2245 | 3061.2245 | 3038.4463 | 22.7782 | 1732 | 1322.3174 | 6.8712 | 0 | 0 | 0 | 0 | 0 | 0
8066 | 337 | 12 | 3 | 2857.1429 | 0 | 142.8571 | 0 | 61.2245 | 3061.2245 | 3038.4463 | 22.7782 | 1732 | 1322.3174 | 6.8712 | 0 | 0 | 0 | 0 | 0 | 0
8067 | 337 | 12 | 3 | 2857.1429 | 0 | 142.8571 | 0 | 61.2245 | 3061.2245 | 3038.4463 | 22.7782 | 1732 | 1322.3174 | 6.8712 | 0 | 0 | 0 | 0 | 0 | 0
8068 | 337 | 12 | 3 | 2857.1429 | 0 | 142.8571 | 0 | 61.2245 | 3061.2245 | 3038.4463 | 22.7782 | 1732 | 1322.3174 | 6.8712 | 0 | 0 | 0 | 0 | 0 | 0
8069 | 337 | 12 | 3 | 2857.1429 | 2250 | 142.8571 | 0 | 107.1429 | 5357.1429 | 3446 | 1911.1429 | 1732 | 1732 | 1732 | 0 | 0 | 0 | 0 | 0 | 0
8070 | 337 | 12 | 3 | 2857.1429 | 3750 | 142.8571 | 0 | 137.7551 | 6887.7551 | 3446 | 3441.7551 | 1732 | 1732 | 1732 | 0 | 0 | 0 | 0 | 0 | 0
8071 | 337 | 12 | 3 | 2857.1429 | 3750 | 142.8571 | 1142.8571 | 161.0787 | 8053.9359 | 3446 | 4607.9359 | 1732 | 1732 | 1732 | 0 | 0 | 0 | 0 | 0 | 0
8072 | 337 | 12 | 3 | 2857.1429 | 3750 | 142.8571 | 1142.8571 | 161.0787 | 8053.9359 | 3446 | 4607.9359 | 1732 | 1732 | 1732 | 0 | 0 | 0 | 0 | 0 | 0
8073 | 337 | 12 | 3 | 2857.1429 | 1500 | 142.8571 | 1142.8571 | 115.1603 | 5758.0175 | 3446 | 2312.0175 | 1732 | 1732 | 1732 | 0 | 0 | 0 | 0 | 0 | 0
8074 | 337 | 12 | 3 | 2857.1429 | 0 | 142.8571 | 1142.8571 | 84.5481 | 4227.4052 | 3446 | 781.4052 | 1732 | 1732 | 759.4384 | 0 | 0 | 0 | 0 | 0 | 0
8075 | 337 | 12 | 3 | 2857.1429 | 0 | 142.8571 | 1142.8571 | 84.5481 | 4227.4052 | 3446 | 781.4052 | 1732 | 1732 | 759.4384 | 0 | 0 | 0 | 0 | 0 | 0
8076 | 337 | 12 | 3 | 2857.1429 | 0 | 142.8571 | 1142.8571 | 84.5481 | 4227.4052 | 3446 | 781.4052 | 1732 | 1732 | 759.4384 | 0 | 0 | 0 | 0 | 0 | 0
8077 | 337 | 12 | 3 | 2857.1429 | 0 | 142.8571 | 1142.8571 | 84.5481 | 4227.4052 | 3446 | 781.4052 | 1732 | 1732 | 759.4384 | 0 | 0 | 0 | 0 | 0 | 0
8078 | 337 | 12 | 3 | 2857.1429 | 0 | 142.8571 | 1142.8571 | 84.5481 | 4227.4052 | 3446 | 781.4052 | 1732 | 1732 | 759.4384 | 0 | 0 | 0 | 0 | 0 | 0
8079 | 337 | 12 | 3 | 2857.1429 | 0 | 142.8571 | 1142.8571 | 84.5481 | 4227.4052 | 3446 | 781.4052 | 1732 | 1732 | 759.4384 | 0 | 0 | 0 | 0 | 0 | 0
8080 | 337 | 12 | 3 | 2857.1429 | 0 | 142.8571 | 1142.8571 | 84.5481 | 4227.4052 | 3446 | 781.4052 | 1732 | 1732 | 759.4384 | 0 | 0 | 0 | 0 | 0 | 0
8081 | 337 | 12 | 3 | 2857.1429 | 0 | 142.8571 | 0 | 61.2245 | 3061.2245 | 3038.4463 | 22.7782 | 1732 | 1322.3174 | 6.8712 | 0 | 0 | 0 | 0 | 0 | 0
8082 | 337 | 12 | 3 | 2857.1429 | 1875 | 142.8571 | 0 | 99.4898 | 4974.4898 | 3446 | 1528.4898 | 1732 | 1732 | 1502.6408 | 0 | 0 | 0 | 0 | 0 | 0
8083 | 337 | 12 | 3 | 2857.1429 | 3750 | 142.8571 | 0 | 137.7551 | 6887.7551 | 3446 | 3441.7551 | 1732 | 1732 | 1732 | 0 | 0 | 0 | 0 | 0 | 0
8084 | 337 | 12 | 3 | 2857.1429 | 3750 | 142.8571 | 0 | 137.7551 | 6887.7551 | 3446 | 3441.7551 | 1732 | 1732 | 1732 | 0 | 0 | 0 | 0 | 0 | 0
8085 | 337 | 12 | 3 | 2857.1429 | 3750 | 142.8571 | 0 | 137.7551 | 6887.7551 | 3446 | 3441.7551 | 1732 | 1732 | 1732 | 0 | 0 | 0 | 0 | 0 | 0
8086 | 337 | 12 | 3 | 2857.1429 | 1875 | 142.8571 | 0 | 99.4898 | 4974.4898 | 3446 | 1528.4898 | 1732 | 1732 | 1502.6408 | 0 | 0 | 0 | 0 | 0 | 0
8087 | 337 | 12 | 4 | 2857.1429 | 0 | 142.8571 | 0 | 61.2245 | 3061.2245 | 3038.4463 | 22.7782 | 1732 | 1322.3174 | 6.8712 | 0 | 0 | 0 | 0 | 0 | 0
8088 | 338 | 12 | 4 | 2857.1429 | 0 | 142.8571 | 0 | 61.2245 | 3061.2245 | 3038.4463 | 22.7782 | 1732 | 1322.3174 | 6.8712 | 0 | 0 | 0 | 0 | 0 | 0
8089 | 338 | 12 | 4 | 2857.1429 | 0 | 142.8571 | 0 | 61.2245 | 3061.2245 | 3038.4463 | 22.7782 | 1732 | 1322.3174 | 6.8712 | 0 | 0 | 0 | 0 | 0 | 0
8090 | 338 | 12 | 4 | 2857.1429 | 0 | 142.8571 | 0 | 61.2245 | 3061.2245 | 3038.4463 | 22.7782 | 1732 | 1322.3174 | 6.8712 | 0 | 0 | 0 | 0 | 0 | 0
8091 | 338 | 12 | 4 | 2857.1429 | 0 | 142.8571 | 0 | 61.2245 | 3061.2245 | 3038.4463 | 22.7782 | 1732 | 1322.3174 | 6.8712 | 0 | 0 | 0 | 0 | 0 | 0
8092 | 338 | 12 | 4 | 2857.1429 | 0 | 142.8571 | 0 | 61.2245 | 3061.2245 | 3038.4463 | 22.7782 | 1732 | 1322.3174 | 6.8712 | 0 | 0 | 0 | 0 | 0 | 0
8093 | 338 | 12 | 4 | 2857.1429 | 2250 | 142.8571 | 0 | 107.1429 | 5357.1429 | 3446 | 1911.1429 | 1732 | 1732 | 1732 | 0 | 0 | 0 | 0 | 0 | 0
8094 | 338 | 12 | 4 | 2857.1429 | 3750 | 142.8571 | 0 | 137.7551 | 6887.7551 | 3446 | 3441.7551 | 1732 | 1732 | 1732 | 0 | 0 | 0 | 0 | 0 | 0
8095 | 338 | 12 | 4 | 2857.1429 | 3750 | 142.8571 | 1142.8571 | 161.0787 | 8053.9359 | 3446 | 4607.9359 | 1732 | 1732 | 1732 | 0 | 0 | 0 | 0 | 0 | 0
8096 | 338 | 12 | 4 | 2857.1429 | 3750 | 142.8571 | 1142.8571 | 161.0787 | 8053.9359 | 3446 | 4607.9359 | 1732 | 1732 | 1732 | 0 | 0 | 0 | 0 | 0 | 0
8097 | 338 | 12 | 4 | 2857.1429 | 1500 | 142.8571 | 1142.8571 | 115.1603 | 5758.0175 | 3446 | 2312.0175 | 1732 | 1732 | 1732 | 0 | 0 | 0 | 0 | 0 | 0
8098 | 338 | 12 | 4 | 2857.1429 | 0 | 142.8571 | 1142.8571 | 84.5481 | 4227.4052 | 3446 | 781.4052 | 1732 | 1732 | 759.4384 | 0 | 0 | 0 | 0 | 0 | 0
8099 | 338 | 12 | 4 | 2857.1429 | 0 | 142.8571 | 1142.8571 | 84.5481 | 4227.4052 | 3446 | 781.4052 | 1732 | 1732 | 759.4384 | 0 | 0 | 0 | 0 | 0 | 0
8100 | 338 | 12 | 4 | 2857.1429 | 0 | 142.8571 | 1142.8571 | 84.5481 | 4227.4052 | 3446 | 781.4052 | 1732 | 1732 | 759.4384 | 0 | 0 | 0 | 0 | 0 | 0
8101 | 338 | 12 | 4 | 2857.1429 | 0 | 142.8571 | 1142.8571 | 84.5481 | 4227.4052 | 3446 | 781.4052 | 1732 | 1732 | 759.4384 | 0 | 0 | 0 | 0 | 0 | 0
8102 | 338 | 12 | 4 | 2857.1429 | 0 | 142.8571 | 1142.8571 | 84.5481 | 4227.4052 | 3446 | 781.4052 | 1732 | 1732 | 759.4384 | 0 | 0 | 0 | 0 | 0 | 0
8103 | 338 | 12 | 4 | 2857.1429 | 0 | 142.8571 | 1142.8571 | 84.5481 | 4227.4052 | 3446 | 781.4052 | 1732 | 1732 | 759.4384 | 0 | 0 | 0 | 0 | 0 | 0
8104 | 338 | 12 | 4 | 2857.1429 | 0 | 142.8571 | 1142.8571 | 84.5481 | 4227.4052 | 3446 | 781.4052 | 1732 | 1732 | 759.4384 | 0 | 0 | 0 | 0 | 0 | 0
8105 | 338 | 12 | 4 | 2857.1429 | 0 | 142.8571 | 0 | 61.2245 | 3061.2245 | 3038.4463 | 22.7782 | 1732 | 1322.3174 | 6.8712 | 0 | 0 | 0 | 0 | 0 | 0
8106 | 338 | 12 | 4 | 2857.1429 | 1875 | 142.8571 | 0 | 99.4898 | 4974.4898 | 3446 | 1528.4898 | 1732 | 1732 | 1502.6408 | 0 | 0 | 0 | 0 | 0 | 0
8107 | 338 | 12 | 4 | 2857.1429 | 3750 | 142.8571 | 0 | 137.7551 | 6887.7551 | 3446 | 3441.7551 | 1732 | 1732 | 1732 | 0 | 0 | 0 | 0 | 0 | 0
8108 | 338 | 12 | 4 | 2857.1429 | 3750 | 142.8571 | 0 | 137.7551 | 6887.7551 | 3446 | 3441.7551 | 1732 | 1732 | 1732 | 0 | 0 | 0 | 0 | 0 | 0
8109 | 338 | 12 | 4 | 2857.1429 | 3750 | 142.8571 | 0 | 137.7551 | 6887.7551 | 3446 | 3441.7551 | 1732 | 1732 | 1732 | 0 | 0 | 0 | 0 | 0 | 0
8110 | 338 | 12 | 4 | 2857.1429 | 1875 | 142.8571 | 0 | 99.4898 | 4974.4898 | 3446 | 1528.4898 | 1732 | 1732 | 1502.6408 | 0 | 0 | 0 | 0 | 0 | 0
8111 | 338 | 12 | 5 | 2857.1429 | 0 | 142.8571 | 0 | 61.2245 | 3061.2245 | 3038.4463 | 22.7782 | 1732 | 1322.3174 | 6.8712 | 0 | 0 | 0 | 0 | 0 | 0
8112 | 339 | 12 | 5 | 2857.1429 | 0 | 142.8571 | 0 | 61.2245 | 3061.2245 | 3038.4463 | 22.7782 | 1732 | 1322.3174 | 6.8712 | 0 | 0 | 0 | 0 | 0 | 0
8113 | 339 | 12 | 5 | 2857.1429 | 0 | 142.8571 | 0 | 61.2245 | 3061.2245 | 3038.4463 | 22.7782 | 1732 | 1322.3174 | 6.8712 | 0 | 0 | 0 | 0 | 0 | 0
8114 | 339 | 12 | 5 | 2857.1429 | 0 | 142.8571 | 0 | 61.2245 | 3061.2245 | 3038.4463 | 22.7782 | 1732 | 1322.3174 | 6.8712 | 0 | 0 | 0 | 0 | 0 | 0
8115 | 339 | 12 | 5 | 2857.1429 | 0 | 142.8571 | 0 | 61.2245 | 3061.2245 | 3038.4463 | 22.7782 | 1732 | 1322.3174 | 6.8712 | 0 | 0 | 0 | 0 | 0 | 0
8116 | 339 | 12 | 5 | 2857.1429 | 0 | 142.8571 | 0 | 61.2245 | 3061.2245 | 3038.4463 | 22.7782 | 1732 | 1322.3174 | 6.8712 | 0 | 0 | 0 | 0 | 0 | 0
8117 | 339 | 12 | 5 | 2857.1429 | 2250 | 142.8571 | 0 | 107.1429 | 5357.1429 | 3446 | 1911.1429 | 1732 | 1732 | 1732 | 0 | 0 | 0 | 0 | 0 | 0
8118 | 339 | 12 | 5 | 2857.1429 | 3750 | 142.8571 | 0 | 137.7551 | 6887.7551 | 3446 | 3441.7551 | 1732 | 1732 | 1732 | 0 | 0 | 0 | 0 | 0 | 0
8119 | 339 | 12 | 5 | 2857.1429 | 3750 | 142.8571 | 1142.8571 | 161.0787 | 8053.9359 | 3446 | 4607.9359 | 1732 | 1732 | 1732 | 0 | 0 | 0 | 0 | 0 | 0
8120 | 339 | 12 | 5 | 2857.1429 | 3750 | 142.8571 | 1142.8571 | 161.0787 | 8053.9359 | 3446 | 4607.9359 | 1732 | 1732 | 1732 | 0 | 0 | 0 | 0 | 0 | 0
8121 | 339 | 12 | 5 | 2857.1429 | 1500 | 142.8571 | 1142.8571 | 115.1603 | 5758.0175 | 3446 | 2312.0175 | 1732 | 1732 | 1732 | 0 | 0 | 0 | 0 | 0 | 0
8122 | 339 | 12 | 5 | 2857.1429 | 0 | 142.8571 | 1142.8571 | 84.5481 | 4227.4052 | 3446 | 781.4052 | 1732 | 1732 | 759.4384 | 0 | 0 | 0 | 0 | 0 | 0
8123 | 339 | 12 | 5 | 2857.1429 | 0 | 142.8571 | 1142.8571 | 84.5481 | 4227.4052 | 3446 | 781.4052 | 1732 | 1732 | 759.4384 | 0 | 0 | 0 | 0 | 0 | 0
8124 | 339 | 12 | 5 | 2857.1429 | 0 | 142.8571 | 1142.8571 | 84.5481 | 4227.4052 | 3446 | 781.4052 | 1732 | 1732 | 759.4384 | 0 | 0 | 0 | 0 | 0 | 0
8125 | 339 | 12 | 5 | 2857.1429 | 0 | 142.8571 | 1142.8571 | 84.5481 | 4227.4052 | 3446 | 781.4052 | 1732 | 1732 | 759.4384 | 0 | 0 | 0 | 0 | 0 | 0
8126 | 339 | 12 | 5 | 2857.1429 | 0 | 142.8571 | 1142.8571 | 84.5481 | 4227.4052 | 3446 | 781.4052 | 1732 | 1732 | 759.4384 | 0 | 0 | 0 | 0 | 0 | 0
8127 | 339 | 12 | 5 | 2857.1429 | 0 | 142.8571 | 1142.8571 | 84.5481 | 4227.4052 | 3446 | 781.4052 | 1732 | 1732 | 759.4384 | 0 | 0 | 0 | 0 | 0 | 0
8128 | 339 | 12 | 5 | 2857.1429 | 0 | 142.8571 | 1142.8571 | 84.5481 | 4227.4052 | 3446 | 781.4052 | 1732 | 1732 | 759.4384 | 0 | 0 | 0 | 0 | 0 | 0
8129 | 339 | 12 | 5 | 2857.1429 | 0 | 142.8571 | 0 | 61.2245 | 3061.2245 | 3038.4463 | 22.7782 | 1732 | 1322.3174 | 6.8712 | 0 | 0 | 0 | 0 | 0 | 0
8130 | 339 | 12 | 5 | 2857.1429 | 1875 | 142.8571 | 0 | 99.4898 | 4974.4898 | 3446 | 1528.4898 | 1732 | 1732 | 1502.6408 | 0 | 0 | 0 | 0 | 0 | 0
8131 | 339 | 12 | 5 | 2857.1429 | 3750 | 142.8571 | 0 | 137.7551 | 6887.7551 | 3446 | 3441.7551 | 1732 | 1732 | 1732 | 0 | 0 | 0 | 0 | 0 | 0
8132 | 339 | 12 | 5 | 2857.1429 | 3750 | 142.8571 | 0 | 137.7551 | 6887.7551 | 3446 | 3441.7551 | 1732 | 1732 | 1732 | 0 | 0 | 0 | 0 | 0 | 0
8133 | 339 | 12 | 5 | 2857.1429 | 3750 | 142.8571 | 0 | 137.7551 | 6887.7551 | 3446 | 3441.7551 | 1732 | 1732 | 1732 | 0 | 0 | 0 | 0 | 0 | 0
8134 | 339 | 12 | 5 | 2857.1429 | 1875 | 142.8571 | 0 | 99.4898 | 4974.4898 | 3446 | 1528.4898 | 1732 | 1732 | 1502.6408 | 0 | 0 | 0 | 0 | 0 | 0
8135 | 339 | 12 | 6 | 2857.1429 | 0 | 142.8571 | 0 | 61.2245 | 3061.2245 | 3038.4463 | 22.7782 | 1732 | 1322.3174 | 6.8712 | 0 | 0 | 0 | 0 | 0 | 0
8136 | 340 | 12 | 6 | 2857.1429 | 0 | 142.8571 | 0 | 61.2245 | 3061.2245 | 3038.4463 | 22.7782 | 1732 | 1322.3174 | 6.8712 | 0 | 0 | 0 | 0 | 0 | 0
8137 | 340 | 12 | 6 | 2857.1429 | 0 | 142.8571 | 0 | 61.2245 | 3061.2245 | 3038.4463 | 22.7782 | 1732 | 1322.3174 | 6.8712 | 0 | 0 | 0 | 0 | 0 | 0
8138 | 340 | 12 | 6 | 2857.1429 | 0 | 142.8571 | 0 | 61.2245 | 3061.2245 | 3038.4463 | 22.7782 | 1732 | 1322.3174 | 6.8712 | 0 | 0 | 0 | 0 | 0 | 0
8139 | 340 | 12 | 6 | 2857.1429 | 0 | 142.8571 | 0 | 61.2245 | 3061.2245 | 3038.4463 | 22.7782 | 1732 | 1322.3174 | 6.8712 | 0 | 0 | 0 | 0 | 0 | 0
8140 | 340 | 12 | 6 | 2857.1429 | 0 | 142.8571 | 0 | 61.2245 | 3061.2245 | 3038.4463 | 22.7782 | 1732 | 1322.3174 | 6.8712 | 0 | 0 | 0 | 0 | 0 | 0
8141 | 340 | 12 | 6 | 2857.1429 | 2250 | 142.8571 | 0 | 107.1429 | 5357.1429 | 3446 | 1911.1429 | 1732 | 1732 | 1732 | 0 | 0 | 0 | 0 | 0 | 0
8142 | 340 | 12 | 6 | 2857.1429 | 3750 | 142.8571 | 0 | 137.7551 | 6887.7551 | 3446 | 3441.7551 | 1732 | 1732 | 1732 | 0 | 0 | 0 | 0 | 0 | 0
8143 | 340 | 12 | 6 | 2857.1429 | 3750 | 142.8571 | 1142.8571 | 161.0787 | 8053.9359 | 3446 | 4607.9359 | 1732 | 1732 | 1732 | 0 | 0 | 0 | 0 | 0 | 0
8144 | 340 | 12 | 6 | 2857.1429 | 3750 | 142.8571 | 1142.8571 | 161.0787 | 8053.9359 | 3446 | 4607.9359 | 1732 | 1732 | 1732 | 0 | 0 | 0 | 0 | 0 | 0
8145 | 340 | 12 | 6 | 2857.1429 | 1500 | 142.8571 | 1142.8571 | 115.1603 | 5758.0175 | 3446 | 2312.0175 | 1732 | 1732 | 1732 | 0 | 0 | 0 | 0 | 0 | 0
8146 | 340 | 12 | 6 | 2857.1429 | 0 | 142.8571 | 1142.8571 | 84.5481 | 4227.4052 | 3446 | 781.4052 | 1732 | 1732 | 759.4384 | 0 | 0 | 0 | 0 | 0 | 0
8147 | 340 | 12 | 6 | 2857.1429 | 0 | 142.8571 | 1142.8571 | 84.5481 | 4227.4052 | 3446 | 781.4052 | 1732 | 1732 | 759.4384 | 0 | 0 | 0 | 0 | 0 | 0
8148 | 340 | 12 | 6 | 2857.1429 | 0 | 142.8571 | 1142.8571 | 84.5481 | 4227.4052 | 3446 | 781.4052 | 1732 | 1732 | 759.4384 | 0 | 0 | 0 | 0 | 0 | 0
8149 | 340 | 12 | 6 | 2857.1429 | 0 | 142.8571 | 1142.8571 | 84.5481 | 4227.4052 | 3446 | 781.4052 | 1732 | 1732 | 759.4384 | 0 | 0 | 0 | 0 | 0 | 0
8150 | 340 | 12 | 6 | 2857.1429 | 0 | 142.8571 | 1142.8571 | 84.5481 | 4227.4052 | 3446 | 781.4052 | 1732 | 1732 | 759.4384 | 0 | 0 | 0 | 0 | 0 | 0
8151 | 340 | 12 | 6 | 2857.1429 | 0 | 142.8571 | 1142.8571 | 84.5481 | 4227.4052 | 3446 | 781.4052 | 1732 | 1732 | 759.4384 | 0 | 0 | 0 | 0 | 0 | 0
8152 | 340 | 12 | 6 | 2857.1429 | 0 | 142.8571 | 1142.8571 | 84.5481 | 4227.4052 | 3446 | 781.4052 | 1732 | 1732 | 759.4384 | 0 | 0 | 0 | 0 | 0 | 0
8153 | 340 | 12 | 6 | 2857.1429 | 0 | 142.8571 | 0 | 61.2245 | 3061.2245 | 3038.4463 | 22.7782 | 1732 | 1322.3174 | 6.8712 | 0 | 0 | 0 | 0 | 0 | 0
8154 | 340 | 12 | 6 | 2857.1429 | 1875 | 142.8571 | 0 | 99.4898 | 4974.4898 | 3446 | 1528.4898 | 1732 | 1732 | 1502.6408 | 0 | 0 | 0 | 0 | 0 | 0
8155 | 340 | 12 | 6 | 2857.1429 | 3750 | 142.8571 | 0 | 137.7551 | 6887.7551 | 3446 | 3441.7551 | 1732 | 1732 | 1732 | 0 | 0 | 0 | 0 | 0 | 0
8156 | 340 | 12 | 6 | 2857.1429 | 3750 | 142.8571 | 0 | 137.7551 | 6887.7551 | 3446 | 3441.7551 | 1732 | 1732 | 1732 | 0 | 0 | 0 | 0 | 0 | 0
8157 | 340 | 12 | 6 | 2857.1429 | 3750 | 142.8571 | 0 | 137.7551 | 6887.7551 | 3446 | 3441.7551 | 1732 | 1732 | 1732 | 0 | 0 | 0 | 0 | 0 | 0
8158 | 340 | 12 | 6 | 2857.1429 | 1875 | 142.8571 | 0 | 99.4898 | 4974.4898 | 3446 | 1528.4898 | 1732 | 1732 | 1502.6408 | 0 | 0 | 0 | 0 | 0 | 0
8159 | 340 | 12 | 7 | 2857.1429 | 0 | 142.8571 | 0 | 61.2245 | 3061.2245 | 3038.4463 | 22.7782 | 1732 | 1322.3174 | 6.8712 | 0 | 0 | 0 | 0 | 0 | 0
8160 | 341 | 12 | 7 | 2857.1429 | 0 | 142.8571 | 0 | 61.2245 | 3061.2245 | 3038.4463 | 22.7782 | 1732 | 1322.3174 | 6.8712 | 0 | 0 | 0 | 0 | 0 | 0
8161 | 341 | 12 | 7 | 2857.1429 | 0 | 142.8571 | 0 | 61.2245 | 3061.2245 | 3038.4463 | 22.7782 | 1732 | 1322.3174 | 6.8712 | 0 | 0 | 0 | 0 | 0 | 0
8162 | 341 | 12 | 7 | 2857.1429 | 0 | 142.8571 | 0 | 61.2245 | 3061.2245 | 3038.4463 | 22.7782 | 1732 | 1322.3174 | 6.8712 | 0 | 0 | 0 | 0 | 0 | 0
8163 | 341 | 12 | 7 | 2857.1429 | 0 | 142.8571 | 0 | 61.2245 | 3061.2245 | 3038.4463 | 22.7782 | 1732 | 1322.3174 | 6.8712 | 0 | 0 | 0 | 0 | 0 | 0
8164 | 341 | 12 | 7 | 2857.1429 | 0 | 142.8571 | 0 | 61.2245 | 3061.2245 | 3038.4463 | 22.7782 | 1732 | 1322.3174 | 6.8712 | 0 | 0 | 0 | 0 | 0 | 0
8165 | 341 | 12 | 7 | 2857.1429 | 2250 | 142.8571 | 0 | 107.1429 | 5357.1429 | 3446 | 1911.1429 | 1732 | 1732 | 1732 | 0 | 0 | 0 | 0 | 0 | 0
8166 | 341 | 12 | 7 | 2857.1429 | 3750 | 142.8571 | 0 | 137.7551 | 6887.7551 | 3446 | 3441.7551 | 1732 | 1732 | 1732 | 0 | 0 | 0 | 0 | 0 | 0
8167 | 341 | 12 | 7 | 2857.1429 | 3750 | 142.8571 | 1142.8571 | 161.0787 | 8053.9359 | 3446 | 4607.9359 | 1732 | 1732 | 1732 | 0 | 0 | 0 | 0 | 0 | 0
8168 | 341 | 12 | 7 | 2857.1429 | 3750 | 142.8571 | 1142.8571 | 161.0787 | 8053.9359 | 3446 | 4607.9359 | 1732 | 1732 | 1732 | 0 | 0 | 0 | 0 | 0 | 0
8169 | 341 | 12 | 7 | 2857.1429 | 1500 | 142.8571 | 1142.8571 | 115.1603 | 5758.0175 | 3446 | 2312.0175 | 1732 | 1732 | 1732 | 0 | 0 | 0 | 0 | 0 | 0
8170 | 341 | 12 | 7 | 2857.1429 | 0 | 142.8571 | 1142.8571 | 84.5481 | 4227.4052 | 3446 | 781.4052 | 1732 | 1732 | 759.4384 | 0 | 0 | 0 | 0 | 0 | 0
8171 | 341 | 12 | 7 | 2857.1429 | 0 | 142.8571 | 1142.8571 | 84.5481 | 4227.4052 | 3446 | 781.4052 | 1732 | 1732 | 759.4384 | 0 | 0 | 0 | 0 | 0 | 0
8172 | 341 | 12 | 7 | 2857.1429 | 0 | 142.8571 | 1142.8571 | 84.5481 | 4227.4052 | 3446 | 781.4052 | 1732 | 1732 | 759.4384 | 0 | 0 | 0 | 0 | 0 | 0
8173 | 341 | 12 | 7 | 2857.1429 | 0 | 142.8571 | 1142.8571 | 84.5481 | 4227.4052 | 3446 | 781.4052 | 1732 | 1732 | 759.4384 | 0 | 0 | 0 | 0 | 0 | 0
8174 | 341 | 12 | 7 | 2857.1429 | 0 | 142.8571 | 1142.8571 | 84.5481 | 4227.4052 | 3446 | 781.4052 | 1732 | 1732 | 759.4384 | 0 | 0 | 0 | 0 | 0 | 0
8175 | 341 | 12 | 7 | 2857.1429 | 0 | 142.8571 | 1142.8571 | 84.5481 | 4227.4052 | 3446 | 781.4052 | 1732 | 1732 | 759.4384 | 0 | 0 | 0 | 0 | 0 | 0
8176 | 341 | 12 | 7 | 2857.1429 | 0 | 142.8571 | 1142.8571 | 84.5481 | 4227.4052 | 3446 | 781.4052 | 1732 | 1732 | 759.4384 | 0 | 0 | 0 | 0 | 0 | 0
8177 | 341 | 12 | 7 | 2857.1429 | 0 | 142.8571 | 0 | 61.2245 | 3061.2245 | 3038.4463 | 22.7782 | 1732 | 1322.3174 | 6.8712 | 0 | 0 | 0 | 0 | 0 | 0
8178 | 341 | 12 | 7 | 2857.1429 | 1875 | 142.8571 | 0 | 99.4898 | 4974.4898 | 3446 | 1528.4898 | 1732 | 1732 | 1502.6408 | 0 | 0 | 0 | 0 | 0 | 0
8179 | 341 | 12 | 7 | 2857.1429 | 3750 | 142.8571 | 0 | 137.7551 | 6887.7551 | 3446 | 3441.7551 | 1732 | 1732 | 1732 | 0 | 0 | 0 | 0 | 0 | 0
8180 | 341 | 12 | 7 | 2857.1429 | 3750 | 142.8571 | 0 | 137.7551 | 6887.7551 | 3446 | 3441.7551 | 1732 | 1732 | 1732 | 0 | 0 | 0 | 0 | 0 | 0
8181 | 341 | 12 | 7 | 2857.1429 | 3750 | 142.8571 | 0 | 137.7551 | 6887.7551 | 3446 | 3441.7551 | 1732 | 1732 | 1732 | 0 | 0 | 0 | 0 | 0 | 0
8182 | 341 | 12 | 7 | 2857.1429 | 1875 | 142.8571 | 0 | 99.4898 | 4974.4898 | 3446 | 1528.4898 | 1732 | 1732 | 1502.6408 | 0 | 0 | 0 | 0 | 0 | 0
8183 | 341 | 12 | 8 | 2857.1429 | 0 | 142.8571 | 0 | 61.2245 | 3061.2245 | 3038.4463 | 22.7782 | 1732 | 1322.3174 | 6.8712 | 0 | 0 | 0 | 0 | 0 | 0
8184 | 342 | 12 | 8 | 2857.1429 | 0 | 142.8571 | 0 | 61.2245 | 3061.2245 | 3038.4463 | 22.7782 | 1732 | 1322.3174 | 6.8712 | 0 | 0 | 0 | 0 | 0 | 0
8185 | 342 | 12 | 8 | 2857.1429 | 0 | 142.8571 | 0 | 61.2245 | 3061.2245 | 3038.4463 | 22.7782 | 1732 | 1322.3174 | 6.8712 | 0 | 0 | 0 | 0 | 0 | 0
8186 | 342 | 12 | 8 | 2857.1429 | 0 | 142.8571 | 0 | 61.2245 | 3061.2245 | 3038.4463 | 22.7782 | 1732 | 1322.3174 | 6.8712 | 0 | 0 | 0 | 0 | 0 | 0
8187 | 342 | 12 | 8 | 2857.1429 | 0 | 142.8571 | 0 | 61.2245 | 3061.2245 | 3038.4463 | 22.7782 | 1732 | 1322.3174 | 6.8712 | 0 | 0 | 0 | 0 | 0 | 0
8188 | 342 | 12 | 8 | 2857.1429 | 0 | 142.8571 | 0 | 61.2245 | 3061.2245 | 3038.4463 | 22.7782 | 1732 | 1322.3174 | 6.8712 | 0 | 0 | 0 | 0 | 0 | 0
8189 | 342 | 12 | 8 | 2857.1429 | 2250 | 142.8571 | 0 | 107.1429 | 5357.1429 | 3446 | 1911.1429 | 1732 | 1732 | 1732 | 0 | 0 | 0 | 0 | 0 | 0
8190 | 342 | 12 | 8 | 2857.1429 | 3750 | 142.8571 | 0 | 137.7551 | 6887.7551 | 3446 | 3441.7551 | 1732 | 1732 | 1732 | 0 | 0 | 0 | 0 | 0 | 0
8191 | 342 | 12 | 8 | 2857.1429 | 3750 | 142.8571 | 1142.8571 | 161.0787 | 8053.9359 | 3446 | 4607.9359 | 1732 | 1732 | 1732 | 0 | 0 | 0 | 0 | 0 | 0
8192 | 342 | 12 | 8 | 2857.1429 | 3750 | 142.8571 | 1142.8571 | 161.0787 | 8053.9359 | 3446 | 4607.9359 | 1732 | 1732 | 1732 | 0 | 0 | 0 | 0 | 0 | 0
8193 | 342 | 12 | 8 | 2857.1429 | 1500 | 142.8571 | 1142.8571 | 115.1603 | 5758.0175 | 3446 | 2312.0175 | 1732 | 1732 | 1732 | 0 | 0 | 0 | 0 | 0 | 0
8194 | 342 | 12 | 8 | 2857.1429 | 0 | 142.8571 | 1142.8571 | 84.5481 | 4227.4052 | 3446 | 781.4052 | 1732 | 1732 | 759.4384 | 0 | 0 | 0 | 0 | 0 | 0
8195 | 342 | 12 | 8 | 2857.1429 | 0 | 142.8571 | 1142.8571 | 84.5481 | 4227.4052 | 3446 | 781.4052 | 1732 | 1732 | 759.4384 | 0 | 0 | 0 | 0 | 0 | 0
8196 | 342 | 12 | 8 | 2857.1429 | 0 | 142.8571 | 1142.8571 | 84.5481 | 4227.4052 | 3446 | 781.4052 | 1732 | 1732 | 759.4384 | 0 | 0 | 0 | 0 | 0 | 0
8197 | 342 | 12 | 8 | 2857.1429 | 0 | 142.8571 | 1142.8571 | 84.5481 | 4227.4052 | 3446 | 781.4052 | 1732 | 1732 | 759.4384 | 0 | 0 | 0 | 0 | 0 | 0
8198 | 342 | 12 | 8 | 2857.1429 | 0 | 142.8571 | 1142.8571 | 84.5481 | 4227.4052 | 3446 | 781.4052 | 1732 | 1732 | 759.4384 | 0 | 0 | 0 | 0 | 0 | 0
8199 | 342 | 12 | 8 | 2857.1429 | 0 | 142.8571 | 1142.8571 | 84.5481 | 4227.4052 | 3446 | 781.4052 | 1732 | 1732 | 759.4384 | 0 | 0 | 0 | 0 | 0 | 0
8200 | 342 | 12 | 8 | 2857.1429 | 0 | 142.8571 | 1142.8571 | 84.5481 | 4227.4052 | 3446 | 781.4052 | 1732 | 1732 | 759.4384 | 0 | 0 | 0 | 0 | 0 | 0
8201 | 342 | 12 | 8 | 2857.1429 | 0 | 142.8571 | 0 | 61.2245 | 3061.2245 | 3038.4463 | 22.7782 | 1732 | 1322.3174 | 6.8712 | 0 | 0 | 0 | 0 | 0 | 0
8202 | 342 | 12 | 8 | 2857.1429 | 1875 | 142.8571 | 0 | 99.4898 | 4974.4898 | 3446 | 1528.4898 | 1732 | 1732 | 1502.6408 | 0 | 0 | 0 | 0 | 0 | 0
8203 | 342 | 12 | 8 | 2857.1429 | 3750 | 142.8571 | 0 | 137.7551 | 6887.7551 | 3446 | 3441.7551 | 1732 | 1732 | 1732 | 0 | 0 | 0 | 0 | 0 | 0
8204 | 342 | 12 | 8 | 2857.1429 | 3750 | 142.8571 | 0 | 137.7551 | 6887.7551 | 3446 | 3441.7551 | 1732 | 1732 | 1732 | 0 | 0 | 0 | 0 | 0 | 0
8205 | 342 | 12 | 8 | 2857.1429 | 3750 | 142.8571 | 0 | 137.7551 | 6887.7551 | 3446 | 3441.7551 | 1732 | 1732 | 1732 | 0 | 0 | 0 | 0 | 0 | 0
8206 | 342 | 12 | 8 | 2857.1429 | 1875 | 142.8571 | 0 | 99.4898 | 4974.4898 | 3446 | 1528.4898 | 1732 | 1732 | 1502.6408 | 0 | 0 | 0 | 0 | 0 | 0
8207 | 342 | 12 | 9 | 2857.1429 | 0 | 142.8571 | 0 | 61.2245 | 3061.2245 | 3038.4463 | 22.7782 | 1732 | 1322.3174 | 6.8712 | 0 | 0 | 0 | 0 | 0 | 0
8208 | 343 | 12 | 9 | 2857.1429 | 0 | 142.8571 | 0 | 61.2245 | 3061.2245 | 3038.4463 | 22.7782 | 1732 | 1322.3174 | 6.8712 | 0 | 0 | 0 | 0 | 0 | 0
8209 | 343 | 12 | 9 | 2857.1429 | 0 | 142.8571 | 0 | 61.2245 | 3061.2245 | 3038.4463 | 22.7782 | 1732 | 1322.3174 | 6.8712 | 0 | 0 | 0 | 0 | 0 | 0
8210 | 343 | 12 | 9 | 2857.1429 | 0 | 142.8571 | 0 | 61.2245 | 3061.2245 | 3038.4463 | 22.7782 | 1732 | 1322.3174 | 6.8712 | 0 | 0 | 0 | 0 | 0 | 0
8211 | 343 | 12 | 9 | 2857.1429 | 0 | 142.8571 | 0 | 61.2245 | 3061.2245 | 3038.4463 | 22.7782 | 1732 | 1322.3174 | 6.8712 | 0 | 0 | 0 | 0 | 0 | 0
8212 | 343 | 12 | 9 | 2857.1429 | 0 | 142.8571 | 0 | 61.2245 | 3061.2245 | 3038.4463 | 22.7782 | 1732 | 1322.3174 | 6.8712 | 0 | 0 | 0 | 0 | 0 | 0
8213 | 343 | 12 | 9 | 2857.1429 | 2250 | 142.8571 | 0 | 107.1429 | 5357.1429 | 3446 | 1911.1429 | 1732 | 1732 | 1732 | 0 | 0 | 0 | 0 | 0 | 0
8214 | 343 | 12 | 9 | 2857.1429 | 3750 | 142.8571 | 0 | 137.7551 | 6887.7551 | 3446 | 3441.7551 | 1732 | 1732 | 1732 | 0 | 0 | 0 | 0 | 0 | 0
8215 | 343 | 12 | 9 | 2857.1429 | 3750 | 142.8571 | 1142.8571 | 161.0787 | 8053.9359 | 3446 | 4607.9359 | 1732 | 1732 | 1732 | 0 | 0 | 0 | 0 | 0 | 0
8216 | 343 | 12 | 9 | 2857.1429 | 3750 | 142.8571 | 1142.8571 | 161.0787 | 8053.9359 | 3446 | 4607.9359 | 1732 | 1732 | 1732 | 0 | 0 | 0 | 0 | 0 | 0
8217 | 343 | 12 | 9 | 2857.1429 | 1500 | 142.8571 | 1142.8571 | 115.1603 | 5758.0175 | 3446 | 2312.0175 | 1732 | 1732 | 1732 | 0 | 0 | 0 | 0 | 0 | 0
8218 | 343 | 12 | 9 | 2857.1429 | 0 | 142.8571 | 1142.8571 | 84.5481 | 4227.4052 | 3446 | 781.4052 | 1732 | 1732 | 759.4384 | 0 | 0 | 0 | 0 | 0 | 0
8219 | 343 | 12 | 9 | 2857.1429 | 0 | 142.8571 | 1142.8571 | 84.5481 | 4227.4052 | 3446 | 781.4052 | 1732 | 1732 | 759.4384 | 0 | 0 | 0 | 0 | 0 | 0
8220 | 343 | 12 | 9 | 2857.1429 | 0 | 142.8571 | 1142.8571 | 84.5481 | 4227.4052 | 3446 | 781.4052 | 1732 | 1732 | 759.4384 | 0 | 0 | 0 | 0 | 0 | 0
8221 | 343 | 12 | 9 | 2857.1429 | 0 | 142.8571 | 1142.8571 | 84.5481 | 4227.4052 | 3446 | 781.4052 | 1732 | 1732 | 759.4384 | 0 | 0 | 0 | 0 | 0 | 0
8222 | 343 | 12 | 9 | 2857.1429 | 0 | 142.8571 | 1142.8571 | 84.5481 | 4227.4052 | 3446 | 781.4052 | 1732 | 1732 | 759.4384 | 0 | 0 | 0 | 0 | 0 | 0
8223 | 343 | 12 | 9 | 2857.1429 | 0 | 142.8571 | 1142.8571 | 84.5481 | 4227.4052 | 3446 | 781.4052 | 1732 | 1732 | 759.4384 | 0 | 0 | 0 | 0 | 0 | 0
8224 | 343 | 12 | 9 | 2857.1429 | 0 | 142.8571 | 1142.8571 | 84.5481 | 4227.4052 | 3446 | 781.4052 | 1732 | 1732 | 759.4384 | 0 | 0 | 0 | 0 | 0 | 0
8225 | 343 | 12 | 9 | 2857.1429 | 0 | 142.8571 | 0 | 61.2245 | 3061.2245 | 3038.4463 | 22.7782 | 1732 | 1322.3174 | 6.8712 | 0 | 0 | 0 | 0 | 0 | 0
8226 | 343 | 12 | 9 | 2857.1429 | 1875 | 142.8571 | 0 | 99.4898 | 4974.4898 | 3446 | 1528.4898 | 1732 | 1732 | 1502.6408 | 0 | 0 | 0 | 0 | 0 | 0
8227 | 343 | 12 | 9 | 2857.1429 | 3750 | 142.8571 | 0 | 137.7551 | 6887.7551 | 3446 | 3441.7551 | 1732 | 1732 | 1732 | 0 | 0 | 0 | 0 | 0 | 0
8228 | 343 | 12 | 9 | 2857.1429 | 3750 | 142.8571 | 0 | 137.7551 | 6887.7551 | 3446 | 3441.7551 | 1732 | 1732 | 1732 | 0 | 0 | 0 | 0 | 0 | 0
8229 | 343 | 12 | 9 | 2857.1429 | 3750 | 142.8571 | 0 | 137.7551 | 6887.7551 | 3446 | 3441.7551 | 1732 | 1732 | 1732 | 0 | 0 | 0 | 0 | 0 | 0
8230 | 343 | 12 | 9 | 2857.1429 | 1875 | 142.8571 | 0 | 99.4898 | 4974.4898 | 3446 | 1528.4898 | 1732 | 1732 | 1502.6408 | 0 | 0 | 0 | 0 | 0 | 0
8231 | 343 | 12 | 10 | 2857.1429 | 0 | 142.8571 | 0 | 61.2245 | 3061.2245 | 3038.4463 | 22.7782 | 1732 | 1322.3174 | 6.8712 | 0 | 0 | 0 | 0 | 0 | 0
8232 | 344 | 12 | 10 | 2857.1429 | 0 | 142.8571 | 0 | 61.2245 | 3061.2245 | 3038.4463 | 22.7782 | 1732 | 1322.3174 | 6.8712 | 0 | 0 | 0 | 0 | 0 | 0
8233 | 344 | 12 | 10 | 2857.1429 | 0 | 142.8571 | 0 | 61.2245 | 3061.2245 | 3038.4463 | 22.7782 | 1732 | 1322.3174 | 6.8712 | 0 | 0 | 0 | 0 | 0 | 0
8234 | 344 | 12 | 10 | 2857.1429 | 0 | 142.8571 | 0 | 61.2245 | 3061.2245 | 3038.4463 | 22.7782 | 1732 | 1322.3174 | 6.8712 | 0 | 0 | 0 | 0 | 0 | 0
8235 | 344 | 12 | 10 | 2857.1429 | 0 | 142.8571 | 0 | 61.2245 | 3061.2245 | 3038.4463 | 22.7782 | 1732 | 1322.3174 | 6.8712 | 0 | 0 | 0 | 0 | 0 | 0
8236 | 344 | 12 | 10 | 2857.1429 | 0 | 142.8571 | 0 | 61.2245 | 3061.2245 | 3038.4463 | 22.7782 | 1732 | 1322.3174 | 6.8712 | 0 | 0 | 0 | 0 | 0 | 0
8237 | 344 | 12 | 10 | 2857.1429 | 2250 | 142.8571 | 0 | 107.1429 | 5357.1429 | 3446 | 1911.1429 | 1732 | 1732 | 1732 | 0 | 0 | 0 | 0 | 0 | 0
8238 | 344 | 12 | 10 | 2857.1429 | 3750 | 142.8571 | 0 | 137.7551 | 6887.7551 | 3446 | 3441.7551 | 1732 | 1732 | 1732 | 0 | 0 | 0 | 0 | 0 | 0
8239 | 344 | 12 | 10 | 2857.1429 | 3750 | 142.8571 | 1142.8571 | 161.0787 | 8053.9359 | 3446 | 4607.9359 | 1732 | 1732 | 1732 | 0 | 0 | 0 | 0 | 0 | 0
8240 | 344 | 12 | 10 | 2857.1429 | 3750 | 142.8571 | 1142.8571 | 161.0787 | 8053.9359 | 3446 | 4607.9359 | 1732 | 1732 | 1732 | 0 | 0 | 0 | 0 | 0 | 0
8241 | 344 | 12 | 10 | 2857.1429 | 1500 | 142.8571 | 1142.8571 | 115.1603 | 5758.0175 | 3446 | 2312.0175 | 1732 | 1732 | 1732 | 0 | 0 | 0 | 0 | 0 | 0
8242 | 344 | 12 | 10 | 2857.1429 | 0 | 142.8571 | 1142.8571 | 84.5481 | 4227.4052 | 3446 | 781.4052 | 1732 | 1732 | 759.4384 | 0 | 0 | 0 | 0 | 0 | 0
8243 | 344 | 12 | 10 | 2857.1429 | 0 | 142.8571 | 1142.8571 | 84.5481 | 4227.4052 | 3446 | 781.4052 | 1732 | 1732 | 759.4384 | 0 | 0 | 0 | 0 | 0 | 0
8244 | 344 | 12 | 10 | 2857.1429 | 0 | 142.8571 | 1142.8571 | 84.5481 | 4227.4052 | 3446 | 781.4052 | 1732 | 1732 | 759.4384 | 0 | 0 | 0 | 0 | 0 | 0
8245 | 344 | 12 | 10 | 2857.1429 | 0 | 142.8571 | 1142.8571 | 84.5481 | 4227.4052 | 3446 | 781.4052 | 1732 | 1732 | 759.4384 | 0 | 0 | 0 | 0 | 0 | 0
8246 | 344 | 12 | 10 | 2857.1429 | 0 | 142.8571 | 1142.8571 | 84.5481 | 4227.4052 | 3446 | 781.4052 | 1732 | 1732 | 759.4384 | 0 | 0 | 0 | 0 | 0 | 0
8247 | 344 | 12 | 10 | 2857.1429 | 0 | 142.8571 | 1142.8571 | 84.5481 | 4227.4052 | 3446 | 781.4052 | 1732 | 1732 | 759.4384 | 0 | 0 | 0 | 0 | 0 | 0
8248 | 344 | 12 | 10 | 2857.1429 | 0 | 142.8571 | 1142.8571 | 84.5481 | 4227.4052 | 3446 | 781.4052 | 1732 | 1732 | 759.4384 | 0 | 0 | 0 | 0 | 0 | 0
8249 | 344 | 12 | 10 | 2857.1429 | 0 | 142.8571 | 0 | 61.2245 | 3061.2245 | 3038.4463 | 22.7782 | 1732 | 1322.3174 | 6.8712 | 0 | 0 | 0 | 0 | 0 | 0
8250 | 344 | 12 | 10 | 2857.1429 | 1875 | 142.8571 | 0 | 99.4898 | 4974.4898 | 3446 | 1528.4898 | 1732 | 1732 | 1502.6408 | 0 | 0 | 0 | 0 | 0 | 0
8251 | 344 | 12 | 10 | 2857.1429 | 3750 | 142.8571 | 0 | 137.7551 | 6887.7551 | 3446 | 3441.7551 | 1732 | 1732 | 1732 | 0 | 0 | 0 | 0 | 0 | 0
8252 | 344 | 12 | 10 | 2857.1429 | 3750 | 142.8571 | 0 | 137.7551 | 6887.7551 | 3446 | 3441.7551 | 1732 | 1732 | 1732 | 0 | 0 | 0 | 0 | 0 | 0
8253 | 344 | 12 | 10 | 2857.1429 | 3750 | 142.8571 | 0 | 137.7551 | 6887.7551 | 3446 | 3441.7551 | 1732 | 1732 | 1732 | 0 | 0 | 0 | 0 | 0 | 0
8254 | 344 | 12 | 10 | 2857.1429 | 1875 | 142.8571 | 0 | 99.4898 | 4974.4898 | 3446 | 1528.4898 | 1732 | 1732 | 1502.6408 | 0 | 0 | 0 | 0 | 0 | 0
8255 | 344 | 12 | 11 | 2857.1429 | 0 | 142.8571 | 0 | 61.2245 | 3061.2245 | 3038.4463 | 22.7782 | 1732 | 1322.3174 | 6.8712 | 0 | 0 | 0 | 0 | 0 | 0
8256 | 345 | 12 | 11 | 2857.1429 | 0 | 142.8571 | 0 | 61.2245 | 3061.2245 | 3038.4463 | 22.7782 | 1732 | 1322.3174 | 6.8712 | 0 | 0 | 0 | 0 | 0 | 0
8257 | 345 | 12 | 11 | 2857.1429 | 0 | 142.8571 | 0 | 61.2245 | 3061.2245 | 3038.4463 | 22.7782 | 1732 | 1322.3174 | 6.8712 | 0 | 0 | 0 | 0 | 0 | 0
8258 | 345 | 12 | 11 | 2857.1429 | 0 | 142.8571 | 0 | 61.2245 | 3061.2245 | 3038.4463 | 22.7782 | 1732 | 1322.3174 | 6.8712 | 0 | 0 | 0 | 0 | 0 | 0
8259 | 345 | 12 | 11 | 2857.1429 | 0 | 142.8571 | 0 | 61.2245 | 3061.2245 | 3038.4463 | 22.7782 | 1732 | 1322.3174 | 6.8712 | 0 | 0 | 0 | 0 | 0 | 0
8260 | 345 | 12 | 11 | 2857.1429 | 0 | 142.8571 | 0 | 61.2245 | 3061.2245 | 3038.4463 | 22.7782 | 1732 | 1322.3174 | 6.8712 | 0 | 0 | 0 | 0 | 0 | 0
8261 | 345 | 12 | 11 | 2857.1429 | 2250 | 142.8571 | 0 | 107.1429 | 5357.1429 | 3446 | 1911.1429 | 1732 | 1732 | 1732 | 0 | 0 | 0 | 0 | 0 | 0
8262 | 345 | 12 | 11 | 2857.1429 | 3750 | 142.8571 | 0 | 137.7551 | 6887.7551 | 3446 | 3441.7551 | 1732 | 1732 | 1732 | 0 | 0 | 0 | 0 | 0 | 0
8263 | 345 | 12 | 11 | 2857.1429 | 3750 | 142.8571 | 1142.8571 | 161.0787 | 8053.9359 | 3446 | 4607.9359 | 1732 | 1732 | 1732 | 0 | 0 | 0 | 0 | 0 | 0
8264 | 345 | 12 | 11 | 2857.1429 | 3750 | 142.8571 | 1142.8571 | 161.0787 | 8053.9359 | 3446 | 4607.9359 | 1732 | 1732 | 1732 | 0 | 0 | 0 | 0 | 0 | 0
8265 | 345 | 12 | 11 | 2857.1429 | 1500 | 142.8571 | 1142.8571 | 115.1603 | 5758.0175 | 3446 | 2312.0175 | 1732 | 1732 | 1732 | 0 | 0 | 0 | 0 | 0 | 0
8266 | 345 | 12 | 11 | 2857.1429 | 0 | 142.8571 | 1142.8571 | 84.5481 | 4227.4052 | 3446 | 781.4052 | 1732 | 1732 | 759.4384 | 0 | 0 | 0 | 0 | 0 | 0
8267 | 345 | 12 | 11 | 2857.1429 | 0 | 142.8571 | 1142.8571 | 84.5481 | 4227.4052 | 3446 | 781.4052 | 1732 | 1732 | 759.4384 | 0 | 0 | 0 | 0 | 0 | 0
8268 | 345 | 12 | 11 | 2857.1429 | 0 | 142.8571 | 1142.8571 | 84.5481 | 4227.4052 | 3446 | 781.4052 | 1732 | 1732 | 759.4384 | 0 | 0 | 0 | 0 | 0 | 0
8269 | 345 | 12 | 11 | 2857.1429 | 0 | 142.8571 | 1142.8571 | 84.5481 | 4227.4052 | 3446 | 781.4052 | 1732 | 1732 | 759.4384 | 0 | 0 | 0 | 0 | 0 | 0
8270 | 345 | 12 | 11 | 2857.1429 | 0 | 142.8571 | 1142.8571 | 84.5481 | 4227.4052 | 3446 | 781.4052 | 1732 | 1732 | 759.4384 | 0 | 0 | 0 | 0 | 0 | 0
8271 | 345 | 12 | 11 | 2857.1429 | 0 | 142.8571 | 1142.8571 | 84.5481 | 4227.4052 | 3446 | 781.4052 | 1732 | 1732 | 759.4384 | 0 | 0 | 0 | 0 | 0 | 0
8272 | 345 | 12 | 11 | 2857.1429 | 0 | 142.8571 | 1142.8571 | 84.5481 | 4227.4052 | 3446 | 781.4052 | 1732 | 1732 | 759.4384 | 0 | 0 | 0 | 0 | 0 | 0
8273 | 345 | 12 | 11 | 2857.1429 | 0 | 142.8571 | 0 | 61.2245 | 3061.2245 | 3038.4463 | 22.7782 | 1732 | 1322.3174 | 6.8712 | 0 | 0 | 0 | 0 | 0 | 0
8274 | 345 | 12 | 11 | 2857.1429 | 1875 | 142.8571 | 0 | 99.4898 | 4974.4898 | 3446 | 1528.4898 | 1732 | 1732 | 1502.6408 | 0 | 0 | 0 | 0 | 0 | 0
8275 | 345 | 12 | 11 | 2857.1429 | 3750 | 142.8571 | 0 | 137.7551 | 6887.7551 | 3446 | 3441.7551 | 1732 | 1732 | 1732 | 0 | 0 | 0 | 0 | 0 | 0
8276 | 345 | 12 | 11 | 2857.1429 | 3750 | 142.8571 | 0 | 137.7551 | 6887.7551 | 3446 | 3441.7551 | 1732 | 1732 | 1732 | 0 | 0 | 0 | 0 | 0 | 0
8277 | 345 | 12 | 11 | 2857.1429 | 3750 | 142.8571 | 0 | 137.7551 | 6887.7551 | 3446 | 3441.7551 | 1732 | 1732 | 1732 | 0 | 0 | 0 | 0 | 0 | 0
8278 | 345 | 12 | 11 | 2857.1429 | 1875 | 142.8571 | 0 | 99.4898 | 4974.4898 | 3446 | 1528.4898 | 1732 | 1732 | 1502.6408 | 0 | 0 | 0 | 0 | 0 | 0
8279 | 345 | 12 | 12 | 2857.1429 | 0 | 142.8571 | 0 | 61.2245 | 3061.2245 | 3038.4463 | 22.7782 | 1732 | 1322.3174 | 6.8712 | 0 | 0 | 0 | 0 | 0 | 0
8280 | 346 | 12 | 12 | 2857.1429 | 0 | 142.8571 | 0 | 61.2245 | 3061.2245 | 3038.4463 | 22.7782 | 1732 | 1322.3174 | 6.8712 | 0 | 0 | 0 | 0 | 0 | 0
8281 | 346 | 12 | 12 | 2857.1429 | 0 | 142.8571 | 0 | 61.2245 | 3061.2245 | 3038.4463 | 22.7782 | 1732 | 1322.3174 | 6.8712 | 0 | 0 | 0 | 0 | 0 | 0
8282 | 346 | 12 | 12 | 2857.1429 | 0 | 142.8571 | 0 | 61.2245 | 3061.2245 | 3038.4463 | 22.7782 | 1732 | 1322.3174 | 6.8712 | 0 | 0 | 0 | 0 | 0 | 0
8283 | 346 | 12 | 12 | 2857.1429 | 0 | 142.8571 | 0 | 61.2245 | 3061.2245 | 3038.4463 | 22.7782 | 1732 | 1322.3174 | 6.8712 | 0 | 0 | 0 | 0 | 0 | 0
8284 | 346 | 12 | 12 | 2857.1429 | 0 | 142.8571 | 0 | 61.2245 | 3061.2245 | 3038.4463 | 22.7782 | 1732 | 1322.3174 | 6.8712 | 0 | 0 | 0 | 0 | 0 | 0
8285 | 346 | 12 | 12 | 2857.1429 | 2250 | 142.8571 | 0 | 107.1429 | 5357.1429 | 3446 | 1911.1429 | 1732 | 1732 | 1732 | 0 | 0 | 0 | 0 | 0 | 0
8286 | 346 | 12 | 12 | 2857.1429 | 3750 | 142.8571 | 0 | 137.7551 | 6887.7551 | 3446 | 3441.7551 | 1732 | 1732 | 1732 | 0 | 0 | 0 | 0 | 0 | 0
8287 | 346 | 12 | 12 | 2857.1429 | 3750 | 142.8571 | 1142.8571 | 161.0787 | 8053.9359 | 3446 | 4607.9359 | 1732 | 1732 | 1732 | 0 | 0 | 0 | 0 | 0 | 0
8288 | 346 | 12 | 12 | 2857.1429 | 3750 | 142.8571 | 1142.8571 | 161.0787 | 8053.9359 | 3446 | 4607.9359 | 1732 | 1732 | 1732 | 0 | 0 | 0 | 0 | 0 | 0
8289 | 346 | 12 | 12 | 2857.1429 | 1500 | 142.8571 | 1142.8571 | 115.1603 | 5758.0175 | 3446 | 2312.0175 | 1732 | 1732 | 1732 | 0 | 0 | 0 | 0 | 0 | 0
8290 | 346 | 12 | 12 | 2857.1429 | 0 | 142.8571 | 1142.8571 | 84.5481 | 4227.4052 | 3446 | 781.4052 | 1732 | 1732 | 759.4384 | 0 | 0 | 0 | 0 | 0 | 0
8291 | 346 | 12 | 12 | 2857.1429 | 0 | 142.8571 | 1142.8571 | 84.5481 | 4227.4052 | 3446 | 781.4052 | 1732 | 1732 | 759.4384 | 0 | 0 | 0 | 0 | 0 | 0
8292 | 346 | 12 | 12 | 2857.1429 | 0 | 142.8571 | 1142.8571 | 84.5481 | 4227.4052 | 3446 | 781.4052 | 1732 | 1732 | 759.4384 | 0 | 0 | 0 | 0 | 0 | 0
8293 | 346 | 12 | 12 | 2857.1429 | 0 | 142.8571 | 1142.8571 | 84.5481 | 4227.4052 | 3446 | 781.4052 | 1732 | 1732 | 759.4384 | 0 | 0 | 0 | 0 | 0 | 0
8294 | 346 | 12 | 12 | 2857.1429 | 0 | 142.8571 | 1142.8571 | 84.5481 | 4227.4052 | 3446 | 781.4052 | 1732 | 1732 | 759.4384 | 0 | 0 | 0 | 0 | 0 | 0
8295 | 346 | 12 | 12 | 2857.1429 | 0 | 142.8571 | 1142.8571 | 84.5481 | 4227.4052 | 3446 | 781.4052 | 1732 | 1732 | 759.4384 | 0 | 0 | 0 | 0 | 0 | 0
8296 | 346 | 12 | 12 | 2857.1429 | 0 | 142.8571 | 1142.8571 | 84.5481 | 4227.4052 | 3446 | 781.4052 | 1732 | 1732 | 759.4384 | 0 | 0 | 0 | 0 | 0 | 0
8297 | 346 | 12 | 12 | 2857.1429 | 0 | 142.8571 | 0 | 61.2245 | 3061.2245 | 3038.4463 | 22.7782 | 1732 | 1322.3174 | 6.8712 | 0 | 0 | 0 | 0 | 0 | 0
8298 | 346 | 12 | 12 | 2857.1429 | 1875 | 142.8571 | 0 | 99.4898 | 4974.4898 | 3446 | 1528.4898 | 1732 | 1732 | 1502.6408 | 0 | 0 | 0 | 0 | 0 | 0
8299 | 346 | 12 | 12 | 2857.1429 | 3750 | 142.8571 | 0 | 137.7551 | 6887.7551 | 3446 | 3441.7551 | 1732 | 1732 | 1732 | 0 | 0 | 0 | 0 | 0 | 0
8300 | 346 | 12 | 12 | 2857.1429 | 3750 | 142.8571 | 0 | 137.7551 | 6887.7551 | 3446 | 3441.7551 | 1732 | 1732 | 1732 | 0 | 0 | 0 | 0 | 0 | 0
8301 | 346 | 12 | 12 | 2857.1429 | 3750 | 142.8571 | 0 | 137.7551 | 6887.7551 | 3446 | 3441.7551 | 1732 | 1732 | 1732 | 0 | 0 | 0 | 0 | 0 | 0
8302 | 346 | 12 | 12 | 2857.1429 | 1875 | 142.8571 | 0 | 99.4898 | 4974.4898 | 3446 | 1528.4898 | 1732 | 1732 | 1502.6408 | 0 | 0 | 0 | 0 | 0 | 0
8303 | 346 | 12 | 13 | 2857.1429 | 0 | 142.8571 | 0 | 61.2245 | 3061.2245 | 3038.4463 | 22.7782 | 1732 | 1322.3174 | 6.8712 | 0 | 0 | 0 | 0 | 0 | 0
8304 | 347 | 12 | 13 | 2857.1429 | 0 | 142.8571 | 0 | 61.2245 | 3061.2245 | 3038.4463 | 22.7782 | 1732 | 1322.3174 | 6.8712 | 0 | 0 | 0 | 0 | 0 | 0
8305 | 347 | 12 | 13 | 2857.1429 | 0 | 142.8571 | 0 | 61.2245 | 3061.2245 | 3038.4463 | 22.7782 | 1732 | 1322.3174 | 6.8712 | 0 | 0 | 0 | 0 | 0 | 0
8306 | 347 | 12 | 13 | 2857.1429 | 0 | 142.8571 | 0 | 61.2245 | 3061.2245 | 3038.4463 | 22.7782 | 1732 | 1322.3174 | 6.8712 | 0 | 0 | 0 | 0 | 0 | 0
8307 | 347 | 12 | 13 | 2857.1429 | 0 | 142.8571 | 0 | 61.2245 | 3061.2245 | 3038.4463 | 22.7782 | 1732 | 1322.3174 | 6.8712 | 0 | 0 | 0 | 0 | 0 | 0
8308 | 347 | 12 | 13 | 2857.1429 | 0 | 142.8571 | 0 | 61.2245 | 3061.2245 | 3038.4463 | 22.7782 | 1732 | 1322.3174 | 6.8712 | 0 | 0 | 0 | 0 | 0 | 0
8309 | 347 | 12 | 13 | 2857.1429 | 2250 | 142.8571 | 0 | 107.1429 | 5357.1429 | 3446 | 1911.1429 | 1732 | 1732 | 1732 | 0 | 0 | 0 | 0 | 0 | 0
8310 | 347 | 12 | 13 | 2857.1429 | 3750 | 142.8571 | 0 | 137.7551 | 6887.7551 | 3446 | 3441.7551 | 1732 | 1732 | 1732 | 0 | 0 | 0 | 0 | 0 | 0
8311 | 347 | 12 | 13 | 2857.1429 | 3750 | 142.8571 | 1142.8571 | 161.0787 | 8053.9359 | 3446 | 4607.9359 | 1732 | 1732 | 1732 | 0 | 0 | 0 | 0 | 0 | 0
8312 | 347 | 12 | 13 | 2857.1429 | 3750 | 142.8571 | 1142.8571 | 161.0787 | 8053.9359 | 3446 | 4607.9359 | 1732 | 1732 | 1732 | 0 | 0 | 0 | 0 | 0 | 0
8313 | 347 | 12 | 13 | 2857.1429 | 1500 | 142.8571 | 1142.8571 | 115.1603 | 5758.0175 | 3446 | 2312.0175 | 1732 | 1732 | 1732 | 0 | 0 | 0 | 0 | 0 | 0
8314 | 347 | 12 | 13 | 2857.1429 | 0 | 142.8571 | 1142.8571 | 84.5481 | 4227.4052 | 3446 | 781.4052 | 1732 | 1732 | 759.4384 | 0 | 0 | 0 | 0 | 0 | 0
8315 | 347 | 12 | 13 | 2857.1429 | 0 | 142.8571 | 1142.8571 | 84.5481 | 4227.4052 | 3446 | 781.4052 | 1732 | 1732 | 759.4384 | 0 | 0 | 0 | 0 | 0 | 0
8316 | 347 | 12 | 13 | 2857.1429 | 0 | 142.8571 | 1142.8571 | 84.5481 | 4227.4052 | 3446 | 781.4052 | 1732 | 1732 | 759.4384 | 0 | 0 | 0 | 0 | 0 | 0
8317 | 347 | 12 | 13 | 2857.1429 | 0 | 142.8571 | 1142.8571 | 84.5481 | 4227.4052 | 3446 | 781.4052 | 1732 | 1732 | 759.4384 | 0 | 0 | 0 | 0 | 0 | 0
8318 | 347 | 12 | 13 | 2857.1429 | 0 | 142.8571 | 1142.8571 | 84.5481 | 4227.4052 | 3446 | 781.4052 | 1732 | 1732 | 759.4384 | 0 | 0 | 0 | 0 | 0 | 0
8319 | 347 | 12 | 13 | 2857.1429 | 0 | 142.8571 | 1142.8571 | 84.5481 | 4227.4052 | 3446 | 781.4052 | 1732 | 1732 | 759.4384 | 0 | 0 | 0 | 0 | 0 | 0
8320 | 347 | 12 | 13 | 2857.1429 | 0 | 142.8571 | 1142.8571 | 84.5481 | 4227.4052 | 3446 | 781.4052 | 1732 | 1732 | 759.4384 | 0 | 0 | 0 | 0 | 0 | 0
8321 | 347 | 12 | 13 | 2857.1429 | 0 | 142.8571 | 0 | 61.2245 | 3061.2245 | 3038.4463 | 22.7782 | 1732 | 1322.3174 | 6.8712 | 0 | 0 | 0 | 0 | 0 | 0
8322 | 347 | 12 | 13 | 2857.1429 | 1875 | 142.8571 | 0 | 99.4898 | 4974.4898 | 3446 | 1528.4898 | 1732 | 1732 | 1502.6408 | 0 | 0 | 0 | 0 | 0 | 0
8323 | 347 | 12 | 13 | 2857.1429 | 3750 | 142.8571 | 0 | 137.7551 | 6887.7551 | 3446 | 3441.7551 | 1732 | 1732 | 1732 | 0 | 0 | 0 | 0 | 0 | 0
8324 | 347 | 12 | 13 | 2857.1429 | 3750 | 142.8571 | 0 | 137.7551 | 6887.7551 | 3446 | 3441.7551 | 1732 | 1732 | 1732 | 0 | 0 | 0 | 0 | 0 | 0
8325 | 347 | 12 | 13 | 2857.1429 | 3750 | 142.8571 | 0 | 137.7551 | 6887.7551 | 3446 | 3441.7551 | 1732 | 1732 | 1732 | 0 | 0 | 0 | 0 | 0 | 0
8326 | 347 | 12 | 13 | 2857.1429 | 1875 | 142.8571 | 0 | 99.4898 | 4974.4898 | 3446 | 1528.4898 | 1732 | 1732 | 1502.6408 | 0 | 0 | 0 | 0 | 0 | 0
8327 | 347 | 12 | 14 | 2857.1429 | 0 | 142.8571 | 0 | 61.2245 | 3061.2245 | 3038.4463 | 22.7782 | 1732 | 1322.3174 | 6.8712 | 0 | 0 | 0 | 0 | 0 | 0
8328 | 348 | 12 | 14 | 2857.1429 | 0 | 142.8571 | 0 | 61.2245 | 3061.2245 | 3038.4463 | 22.7782 | 1732 | 1322.3174 | 6.8712 | 0 | 0 | 0 | 0 | 0 | 0
8329 | 348 | 12 | 14 | 2857.1429 | 0 | 142.8571 | 0 | 61.2245 | 3061.2245 | 3038.4463 | 22.7782 | 1732 | 1322.3174 | 6.8712 | 0 | 0 | 0 | 0 | 0 | 0
8330 | 348 | 12 | 14 | 2857.1429 | 0 | 142.8571 | 0 | 61.2245 | 3061.2245 | 3038.4463 | 22.7782 | 1732 | 1322.3174 | 6.8712 | 0 | 0 | 0 | 0 | 0 | 0
8331 | 348 | 12 | 14 | 2857.1429 | 0 | 142.8571 | 0 | 61.2245 | 3061.2245 | 3038.4463 | 22.7782 | 1732 | 1322.3174 | 6.8712 | 0 | 0 | 0 | 0 | 0 | 0
8332 | 348 | 12 | 14 | 2857.1429 | 0 | 142.8571 | 0 | 61.2245 | 3061.2245 | 3038.4463 | 22.7782 | 1732 | 1322.3174 | 6.8712 | 0 | 0 | 0 | 0 | 0 | 0
8333 | 348 | 12 | 14 | 2857.1429 | 2250 | 142.8571 | 0 | 107.1429 | 5357.1429 | 3446 | 1911.1429 | 1732 | 1732 | 1732 | 0 | 0 | 0 | 0 | 0 | 0
8334 | 348 | 12 | 14 | 2857.1429 | 3750 | 142.8571 | 0 | 137.7551 | 6887.7551 | 3446 | 3441.7551 | 1732 | 1732 | 1732 | 0 | 0 | 0 | 0 | 0 | 0
8335 | 348 | 12 | 14 | 2857.1429 | 3750 | 142.8571 | 1142.8571 | 161.0787 | 8053.9359 | 3446 | 4607.9359 | 1732 | 1732 | 1732 | 0 | 0 | 0 | 0 | 0 | 0
8336 | 348 | 12 | 14 | 2857.1429 | 3750 | 142.8571 | 1142.8571 | 161.0787 | 8053.9359 | 3446 | 4607.9359 | 1732 | 1732 | 1732 | 0 | 0 | 0 | 0 | 0 | 0
8337 | 348 | 12 | 14 | 2857.1429 | 1500 | 142.8571 | 1142.8571 | 115.1603 | 5758.0175 | 3446 | 2312.0175 | 1732 | 1732 | 1732 | 0 | 0 | 0 | 0 | 0 | 0
8338 | 348 | 12 | 14 | 2857.1429 | 0 | 142.8571 | 1142.8571 | 84.5481 | 4227.4052 | 3446 | 781.4052 | 1732 | 1732 | 759.4384 | 0 | 0 | 0 | 0 | 0 | 0
8339 | 348 | 12 | 14 | 2857.1429 | 0 | 142.8571 | 1142.8571 | 84.5481 | 4227.4052 | 3446 | 781.4052 | 1732 | 1732 | 759.4384 | 0 | 0 | 0 | 0 | 0 | 0
8340 | 348 | 12 | 14 | 2857.1429 | 0 | 142.8571 | 1142.8571 | 84.5481 | 4227.4052 | 3446 | 781.4052 | 1732 | 1732 | 759.4384 | 0 | 0 | 0 | 0 | 0 | 0
8341 | 348 | 12 | 14 | 2857.1429 | 0 | 142.8571 | 1142.8571 | 84.5481 | 4227.4052 | 3446 | 781.4052 | 1732 | 1732 | 759.4384 | 0 | 0 | 0 | 0 | 0 | 0
8342 | 348 | 12 | 14 | 2857.1429 | 0 | 142.8571 | 1142.8571 | 84.5481 | 4227.4052 | 3446 | 781.4052 | 1732 | 1732 | 759.4384 | 0 | 0 | 0 | 0 | 0 | 0
8343 | 348 | 12 | 14 | 2857.1429 | 0 | 142.8571 | 1142.8571 | 84.5481 | 4227.4052 | 3446 | 781.4052 | 1732 | 1732 | 759.4384 | 0 | 0 | 0 | 0 | 0 | 0
8344 | 348 | 12 | 14 | 2857.1429 | 0 | 142.8571 | 1142.8571 | 84.5481 | 4227.4052 | 3446 | 781.4052 | 1732 | 1732 | 759.4384 | 0 | 0 | 0 | 0 | 0 | 0
8345 | 348 | 12 | 14 | 2857.1429 | 0 | 142.8571 | 0 | 61.2245 | 3061.2245 | 3038.4463 | 22.7782 | 1732 | 1322.3174 | 6.8712 | 0 | 0 | 0 | 0 | 0 | 0
8346 | 348 | 12 | 14 | 2857.1429 | 1875 | 142.8571 | 0 | 99.4898 | 4974.4898 | 3446 | 1528.4898 | 1732 | 1732 | 1502.6408 | 0 | 0 | 0 | 0 | 0 | 0
8347 | 348 | 12 | 14 | 2857.1429 | 3750 | 142.8571 | 0 | 137.7551 | 6887.7551 | 3446 | 3441.7551 | 1732 | 1732 | 1732 | 0 | 0 | 0 | 0 | 0 | 0
8348 | 348 | 12 | 14 | 2857.1429 | 3750 | 142.8571 | 0 | 137.7551 | 6887.7551 | 3446 | 3441.7551 | 1732 | 1732 | 1732 | 0 | 0 | 0 | 0 | 0 | 0
8349 | 348 | 12 | 14 | 2857.1429 | 3750 | 142.8571 | 0 | 137.7551 | 6887.7551 | 3446 | 3441.7551 | 1732 | 1732 | 1732 | 0 | 0 | 0 | 0 | 0 | 0
8350 | 348 | 12 | 14 | 2857.1429 | 1875 | 142.8571 | 0 | 99.4898 | 4974.4898 | 3446 | 1528.4898 | 1732 | 1732 | 1502.6408 | 0 | 0 | 0 | 0 | 0 | 0
8351 | 348 | 12 | 15 | 2857.1429 | 0 | 142.8571 | 0 | 61.2245 | 3061.2245 | 3038.4463 | 22.7782 | 1732 | 1322.3174 | 6.8712 | 0 | 0 | 0 | 0 | 0 | 0
8352 | 349 | 12 | 15 | 2857.1429 | 0 | 142.8571 | 0 | 61.2245 | 3061.2245 | 3038.4463 | 22.7782 | 1732 | 1322.3174 | 6.8712 | 0 | 0 | 0 | 0 | 0 | 0
8353 | 349 | 12 | 15 | 2857.1429 | 0 | 142.8571 | 0 | 61.2245 | 3061.2245 | 3038.4463 | 22.7782 | 1732 | 1322.3174 | 6.8712 | 0 | 0 | 0 | 0 | 0 | 0
8354 | 349 | 12 | 15 | 2857.1429 | 0 | 142.8571 | 0 | 61.2245 | 3061.2245 | 3038.4463 | 22.7782 | 1732 | 1322.3174 | 6.8712 | 0 | 0 | 0 | 0 | 0 | 0
8355 | 349 | 12 | 15 | 2857.1429 | 0 | 142.8571 | 0 | 61.2245 | 3061.2245 | 3038.4463 | 22.7782 | 1732 | 1322.3174 | 6.8712 | 0 | 0 | 0 | 0 | 0 | 0
8356 | 349 | 12 | 15 | 2857.1429 | 0 | 142.8571 | 0 | 61.2245 | 3061.2245 | 3038.4463 | 22.7782 | 1732 | 1322.3174 | 6.8712 | 0 | 0 | 0 | 0 | 0 | 0
8357 | 349 | 12 | 15 | 2857.1429 | 2250 | 142.8571 | 0 | 107.1429 | 5357.1429 | 3446 | 1911.1429 | 1732 | 1732 | 1732 | 0 | 0 | 0 | 0 | 0 | 0
8358 | 349 | 12 | 15 | 2857.1429 | 3750 | 142.8571 | 0 | 137.7551 | 6887.7551 | 3446 | 3441.7551 | 1732 | 1732 | 1732 | 0 | 0 | 0 | 0 | 0 | 0
8359 | 349 | 12 | 15 | 2857.1429 | 3750 | 142.8571 | 1142.8571 | 161.0787 | 8053.9359 | 3446 | 4607.9359 | 1732 | 1732 | 1732 | 0 | 0 | 0 | 0 | 0 | 0
8360 | 349 | 12 | 15 | 2857.1429 | 3750 | 142.8571 | 1142.8571 | 161.0787 | 8053.9359 | 3446 | 4607.9359 | 1732 | 1732 | 1732 | 0 | 0 | 0 | 0 | 0 | 0
8361 | 349 | 12 | 15 | 2857.1429 | 1500 | 142.8571 | 1142.8571 | 115.1603 | 5758.0175 | 3446 | 2312.0175 | 1732 | 1732 | 1732 | 0 | 0 | 0 | 0 | 0 | 0
8362 | 349 | 12 | 15 | 2857.1429 | 0 | 142.8571 | 1142.8571 | 84.5481 | 4227.4052 | 3446 | 781.4052 | 1732 | 1732 | 759.4384 | 0 | 0 | 0 | 0 | 0 | 0
8363 | 349 | 12 | 15 | 2857.1429 | 0 | 142.8571 | 1142.8571 | 84.5481 | 4227.4052 | 3446 | 781.4052 | 1732 | 1732 | 759.4384 | 0 | 0 | 0 | 0 | 0 | 0
8364 | 349 | 12 | 15 | 2857.1429 | 0 | 142.8571 | 1142.8571 | 84.5481 | 4227.4052 | 3446 | 781.4052 | 1732 | 1732 | 759.4384 | 0 | 0 | 0 | 0 | 0 | 0
8365 | 349 | 12 | 15 | 2857.1429 | 0 | 142.8571 | 1142.8571 | 84.5481 | 4227.4052 | 3446 | 781.4052 | 1732 | 1732 | 759.4384 | 0 | 0 | 0 | 0 | 0 | 0
8366 | 349 | 12 | 15 | 2857.1429 | 0 | 142.8571 | 1142.8571 | 84.5481 | 4227.4052 | 3446 | 781.4052 | 1732 | 1732 | 759.4384 | 0 | 0 | 0 | 0 | 0 | 0
8367 | 349 | 12 | 15 | 2857.1429 | 0 | 142.8571 | 1142.8571 | 84.5481 | 4227.4052 | 3446 | 781.4052 | 1732 | 1732 | 759.4384 | 0 | 0 | 0 | 0 | 0 | 0
8368 | 349 | 12 | 15 | 2857.1429 | 0 | 142.8571 | 1142.8571 | 84.5481 | 4227.4052 | 3446 | 781.4052 | 1732 | 1732 | 759.4384 | 0 | 0 | 0 | 0 | 0 | 0
8369 | 349 | 12 | 15 | 2857.1429 | 0 | 142.8571 | 0 | 61.2245 | 3061.2245 | 3038.4463 | 22.7782 | 1732 | 1322.3174 | 6.8712 | 0 | 0 | 0 | 0 | 0 | 0
8370 | 349 | 12 | 15 | 2857.1429 | 1875 | 142.8571 | 0 | 99.4898 | 4974.4898 | 3446 | 1528.4898 | 1732 | 1732 | 1502.6408 | 0 | 0 | 0 | 0 | 0 | 0
8371 | 349 | 12 | 15 | 2857.1429 | 3750 | 142.8571 | 0 | 137.7551 | 6887.7551 | 3446 | 3441.7551 | 1732 | 1732 | 1732 | 0 | 0 | 0 | 0 | 0 | 0
8372 | 349 | 12 | 15 | 2857.1429 | 3750 | 142.8571 | 0 | 137.7551 | 6887.7551 | 3446 | 3441.7551 | 1732 | 1732 | 1732 | 0 | 0 | 0 | 0 | 0 | 0
8373 | 349 | 12 | 15 | 2857.1429 | 3750 | 142.8571 | 0 | 137.7551 | 6887.7551 | 3446 | 3441.7551 | 1732 | 1732 | 1732 | 0 | 0 | 0 | 0 | 0 | 0
8374 | 349 | 12 | 15 | 2857.1429 | 1875 | 142.8571 | 0 | 99.4898 | 4974.4898 | 3446 | 1528.4898 | 1732 | 1732 | 1502.6408 | 0 | 0 | 0 | 0 | 0 | 0
8375 | 349 | 12 | 16 | 2857.1429 | 0 | 142.8571 | 0 | 61.2245 | 3061.2245 | 3038.4463 | 22.7782 | 1732 | 1322.3174 | 6.8712 | 0 | 0 | 0 | 0 | 0 | 0
8376 | 350 | 12 | 16 | 2857.1429 | 0 | 142.8571 | 0 | 61.2245 | 3061.2245 | 3038.4463 | 22.7782 | 1732 | 1322.3174 | 6.8712 | 0 | 0 | 0 | 0 | 0 | 0
8377 | 350 | 12 | 16 | 2857.1429 | 0 | 142.8571 | 0 | 61.2245 | 3061.2245 | 3038.4463 | 22.7782 | 1732 | 1322.3174 | 6.8712 | 0 | 0 | 0 | 0 | 0 | 0
8378 | 350 | 12 | 16 | 2857.1429 | 0 | 142.8571 | 0 | 61.2245 | 3061.2245 | 3038.4463 | 22.7782 | 1732 | 1322.3174 | 6.8712 | 0 | 0 | 0 | 0 | 0 | 0
8379 | 350 | 12 | 16 | 2857.1429 | 0 | 142.8571 | 0 | 61.2245 | 3061.2245 | 3038.4463 | 22.7782 | 1732 | 1322.3174 | 6.8712 | 0 | 0 | 0 | 0 | 0 | 0
8380 | 350 | 12 | 16 | 2857.1429 | 0 | 142.8571 | 0 | 61.2245 | 3061.2245 | 3038.4463 | 22.7782 | 1732 | 1322.3174 | 6.8712 | 0 | 0 | 0 | 0 | 0 | 0
8381 | 350 | 12 | 16 | 2857.1429 | 2250 | 142.8571 | 0 | 107.1429 | 5357.1429 | 3446 | 1911.1429 | 1732 | 1732 | 1732 | 0 | 0 | 0 | 0 | 0 | 0
8382 | 350 | 12 | 16 | 2857.1429 | 3750 | 142.8571 | 0 | 137.7551 | 6887.7551 | 3446 | 3441.7551 | 1732 | 1732 | 1732 | 0 | 0 | 0 | 0 | 0 | 0
8383 | 350 | 12 | 16 | 2857.1429 | 3750 | 142.8571 | 1142.8571 | 161.0787 | 8053.9359 | 3446 | 4607.9359 | 1732 | 1732 | 1732 | 0 | 0 | 0 | 0 | 0 | 0
8384 | 350 | 12 | 16 | 2857.1429 | 3750 | 142.8571 | 1142.8571 | 161.0787 | 8053.9359 | 3446 | 4607.9359 | 1732 | 1732 | 1732 | 0 | 0 | 0 | 0 | 0 | 0
8385 | 350 | 12 | 16 | 2857.1429 | 1500 | 142.8571 | 1142.8571 | 115.1603 | 5758.0175 | 3446 | 2312.0175 | 1732 | 1732 | 1732 | 0 | 0 | 0 | 0 | 0 | 0
8386 | 350 | 12 | 16 | 2857.1429 | 0 | 142.8571 | 1142.8571 | 84.5481 | 4227.4052 | 3446 | 781.4052 | 1732 | 1732 | 759.4384 | 0 | 0 | 0 | 0 | 0 | 0
8387 | 350 | 12 | 16 | 2857.1429 | 0 | 142.8571 | 1142.8571 | 84.5481 | 4227.4052 | 3446 | 781.4052 | 1732 | 1732 | 759.4384 | 0 | 0 | 0 | 0 | 0 | 0
8388 | 350 | 12 | 16 | 2857.1429 | 0 | 142.8571 | 1142.8571 | 84.5481 | 4227.4052 | 3446 | 781.4052 | 1732 | 1732 | 759.4384 | 0 | 0 | 0 | 0 | 0 | 0
8389 | 350 | 12 | 16 | 2857.1429 | 0 | 142.8571 | 1142.8571 | 84.5481 | 4227.4052 | 3446 | 781.4052 | 1732 | 1732 | 759.4384 | 0 | 0 | 0 | 0 | 0 | 0
8390 | 350 | 12 | 16 | 2857.1429 | 0 | 142.8571 | 1142.8571 | 84.5481 | 4227.4052 | 3446 | 781.4052 | 1732 | 1732 | 759.4384 | 0 | 0 | 0 | 0 | 0 | 0
8391 | 350 | 12 | 16 | 2857.1429 | 0 | 142.8571 | 1142.8571 | 84.5481 | 4227.4052 | 3446 | 781.4052 | 1732 | 1732 | 759.4384 | 0 | 0 | 0 | 0 | 0 | 0
8392 | 350 | 12 | 16 | 2857.1429 | 0 | 142.8571 | 1142.8571 | 84.5481 | 4227.4052 | 3446 | 781.4052 | 1732 | 1732 | 759.4384 | 0 | 0 | 0 | 0 | 0 | 0
8393 | 350 | 12 | 16 | 2857.1429 | 0 | 142.8571 | 0 | 61.2245 | 3061.2245 | 3038.4463 | 22.7782 | 1732 | 1322.3174 | 6.8712 | 0 | 0 | 0 | 0 | 0 | 0
8394 | 350 | 12 | 16 | 2857.1429 | 1875 | 142.8571 | 0 | 99.4898 | 4974.4898 | 3446 | 1528.4898 | 1732 | 1732 | 1502.6408 | 0 | 0 | 0 | 0 | 0 | 0
8395 | 350 | 12 | 16 | 2857.1429 | 3750 | 142.8571 | 0 | 137.7551 | 6887.7551 | 3446 | 3441.7551 | 1732 | 1732 | 1732 | 0 | 0 | 0 | 0 | 0 | 0
8396 | 350 | 12 | 16 | 2857.1429 | 3750 | 142.8571 | 0 | 137.7551 | 6887.7551 | 3446 | 3441.7551 | 1732 | 1732 | 1732 | 0 | 0 | 0 | 0 | 0 | 0
8397 | 350 | 12 | 16 | 2857.1429 | 3750 | 142.8571 | 0 | 137.7551 | 6887.7551 | 3446 | 3441.7551 | 1732 | 1732 | 1732 | 0 | 0 | 0 | 0 | 0 | 0
8398 | 350 | 12 | 16 | 2857.1429 | 1875 | 142.8571 | 0 | 99.4898 | 4974.4898 | 3446 | 1528.4898 | 1732 | 1732 | 1502.6408 | 0 | 0 | 0 | 0 | 0 | 0
8399 | 350 | 12 | 17 | 2857.1429 | 0 | 142.8571 | 0 | 61.2245 | 3061.2245 | 3038.4463 | 22.7782 | 1732 | 1322.3174 | 6.8712 | 0 | 0 | 0 | 0 | 0 | 0
8400 | 351 | 12 | 17 | 2857.1429 | 0 | 142.8571 | 0 | 61.2245 | 3061.2245 | 3038.4463 | 22.7782 | 1732 | 1322.3174 | 6.8712 | 0 | 0 | 0 | 0 | 0 | 0
8401 | 351 | 12 | 17 | 2857.1429 | 0 | 142.8571 | 0 | 61.2245 | 3061.2245 | 3038.4463 | 22.7782 | 1732 | 1322.3174 | 6.8712 | 0 | 0 | 0 | 0 | 0 | 0
8402 | 351 | 12 | 17 | 2857.1429 | 0 | 142.8571 | 0 | 61.2245 | 3061.2245 | 3038.4463 | 22.7782 | 1732 | 1322.3174 | 6.8712 | 0 | 0 | 0 | 0 | 0 | 0
8403 | 351 | 12 | 17 | 2857.1429 | 0 | 142.8571 | 0 | 61.2245 | 3061.2245 | 3038.4463 | 22.7782 | 1732 | 1322.3174 | 6.8712 | 0 | 0 | 0 | 0 | 0 | 0
8404 | 351 | 12 | 17 | 2857.1429 | 0 | 142.8571 | 0 | 61.2245 | 3061.2245 | 3038.4463 | 22.7782 | 1732 | 1322.3174 | 6.8712 | 0 | 0 | 0 | 0 | 0 | 0
8405 | 351 | 12 | 17 | 2857.1429 | 2250 | 142.8571 | 0 | 107.1429 | 5357.1429 | 3446 | 1911.1429 | 1732 | 1732 | 1732 | 0 | 0 | 0 | 0 | 0 | 0
8406 | 351 | 12 | 17 | 2857.1429 | 3750 | 142.8571 | 0 | 137.7551 | 6887.7551 | 3446 | 3441.7551 | 1732 | 1732 | 1732 | 0 | 0 | 0 | 0 | 0 | 0
8407 | 351 | 12 | 17 | 2857.1429 | 3750 | 142.8571 | 1142.8571 | 161.0787 | 8053.9359 | 3446 | 4607.9359 | 1732 | 1732 | 1732 | 0 | 0 | 0 | 0 | 0 | 0
8408 | 351 | 12 | 17 | 2857.1429 | 3750 | 142.8571 | 1142.8571 | 161.0787 | 8053.9359 | 3446 | 4607.9359 | 1732 | 1732 | 1732 | 0 | 0 | 0 | 0 | 0 | 0
8409 | 351 | 12 | 17 | 2857.1429 | 1500 | 142.8571 | 1142.8571 | 115.1603 | 5758.0175 | 3446 | 2312.0175 | 1732 | 1732 | 1732 | 0 | 0 | 0 | 0 | 0 | 0
8410 | 351 | 12 | 17 | 2857.1429 | 0 | 142.8571 | 1142.8571 | 84.5481 | 4227.4052 | 3446 | 781.4052 | 1732 | 1732 | 759.4384 | 0 | 0 | 0 | 0 | 0 | 0
8411 | 351 | 12 | 17 | 2857.1429 | 0 | 142.8571 | 1142.8571 | 84.5481 | 4227.4052 | 3446 | 781.4052 | 1732 | 1732 | 759.4384 | 0 | 0 | 0 | 0 | 0 | 0
8412 | 351 | 12 | 17 | 2857.1429 | 0 | 142.8571 | 1142.8571 | 84.5481 | 4227.4052 | 3446 | 781.4052 | 1732 | 1732 | 759.4384 | 0 | 0 | 0 | 0 | 0 | 0
8413 | 351 | 12 | 17 | 2857.1429 | 0 | 142.8571 | 1142.8571 | 84.5481 | 4227.4052 | 3446 | 781.4052 | 1732 | 1732 | 759.4384 | 0 | 0 | 0 | 0 | 0 | 0
8414 | 351 | 12 | 17 | 2857.1429 | 0 | 142.8571 | 1142.8571 | 84.5481 | 4227.4052 | 3446 | 781.4052 | 1732 | 1732 | 759.4384 | 0 | 0 | 0 | 0 | 0 | 0
8415 | 351 | 12 | 17 | 2857.1429 | 0 | 142.8571 | 1142.8571 | 84.5481 | 4227.4052 | 3446 | 781.4052 | 1732 | 1732 | 759.4384 | 0 | 0 | 0 | 0 | 0 | 0
8416 | 351 | 12 | 17 | 2857.1429 | 0 | 142.8571 | 1142.8571 | 84.5481 | 4227.4052 | 3446 | 781.4052 | 1732 | 1732 | 759.4384 | 0 | 0 | 0 | 0 | 0 | 0
8417 | 351 | 12 | 17 | 2857.1429 | 0 | 142.8571 | 0 | 61.2245 | 3061.2245 | 3038.4463 | 22.7782 | 1732 | 1322.3174 | 6.8712 | 0 | 0 | 0 | 0 | 0 | 0
8418 | 351 | 12 | 17 | 2857.1429 | 1875 | 142.8571 | 0 | 99.4898 | 4974.4898 | 3446 | 1528.4898 | 1732 | 1732 | 1502.6408 | 0 | 0 | 0 | 0 | 0 | 0
8419 | 351 | 12 | 17 | 2857.1429 | 3750 | 142.8571 | 0 | 137.7551 | 6887.7551 | 3446 | 3441.7551 | 1732 | 1732 | 1732 | 0 | 0 | 0 | 0 | 0 | 0
8420 | 351 | 12 | 17 | 2857.1429 | 3750 | 142.8571 | 0 | 137.7551 | 6887.7551 | 3446 | 3441.7551 | 1732 | 1732 | 1732 | 0 | 0 | 0 | 0 | 0 | 0
8421 | 351 | 12 | 17 | 2857.1429 | 3750 | 142.8571 | 0 | 137.7551 | 6887.7551 | 3446 | 3441.7551 | 1732 | 1732 | 1732 | 0 | 0 | 0 | 0 | 0 | 0
8422 | 351 | 12 | 17 | 2857.1429 | 1875 | 142.8571 | 0 | 99.4898 | 4974.4898 | 3446 | 1528.4898 | 1732 | 1732 | 1502.6408 | 0 | 0 | 0 | 0 | 0 | 0
8423 | 351 | 12 | 18 | 2857.1429 | 0 | 142.8571 | 0 | 61.2245 | 3061.2245 | 3038.4463 | 22.7782 | 1732 | 1322.3174 | 6.8712 | 0 | 0 | 0 | 0 | 0 | 0
8424 | 352 | 12 | 18 | 2857.1429 | 0 | 142.8571 | 0 | 61.2245 | 3061.2245 | 3038.4463 | 22.7782 | 1732 | 1322.3174 | 6.8712 | 0 | 0 | 0 | 0 | 0 | 0
8425 | 352 | 12 | 18 | 2857.1429 | 0 | 142.8571 | 0 | 61.2245 | 3061.2245 | 3038.4463 | 22.7782 | 1732 | 1322.3174 | 6.8712 | 0 | 0 | 0 | 0 | 0 | 0
8426 | 352 | 12 | 18 | 2857.1429 | 0 | 142.8571 | 0 | 61.2245 | 3061.2245 | 3038.4463 | 22.7782 | 1732 | 1322.3174 | 6.8712 | 0 | 0 | 0 | 0 | 0 | 0
8427 | 352 | 12 | 18 | 2857.1429 | 0 | 142.8571 | 0 | 61.2245 | 3061.2245 | 3038.4463 | 22.7782 | 1732 | 1322.3174 | 6.8712 | 0 | 0 | 0 | 0 | 0 | 0
8428 | 352 | 12 | 18 | 2857.1429 | 0 | 142.8571 | 0 | 61.2245 | 3061.2245 | 3038.4463 | 22.7782 | 1732 | 1322.3174 | 6.8712 | 0 | 0 | 0 | 0 | 0 | 0
8429 | 352 | 12 | 18 | 2857.1429 | 2250 | 142.8571 | 0 | 107.1429 | 5357.1429 | 3446 | 1911.1429 | 1732 | 1732 | 1732 | 0 | 0 | 0 | 0 | 0 | 0
8430 | 352 | 12 | 18 | 2857.1429 | 3750 | 142.8571 | 0 | 137.7551 | 6887.7551 | 3446 | 3441.7551 | 1732 | 1732 | 1732 | 0 | 0 | 0 | 0 | 0 | 0
8431 | 352 | 12 | 18 | 2857.1429 | 3750 | 142.8571 | 1142.8571 | 161.0787 | 8053.9359 | 3446 | 4607.9359 | 1732 | 1732 | 1732 | 0 | 0 | 0 | 0 | 0 | 0
8432 | 352 | 12 | 18 | 2857.1429 | 3750 | 142.8571 | 1142.8571 | 161.0787 | 8053.9359 | 3446 | 4607.9359 | 1732 | 1732 | 1732 | 0 | 0 | 0 | 0 | 0 | 0
8433 | 352 | 12 | 18 | 2857.1429 | 1500 | 142.8571 | 1142.8571 | 115.1603 | 5758.0175 | 3446 | 2312.0175 | 1732 | 1732 | 1732 | 0 | 0 | 0 | 0 | 0 | 0
8434 | 352 | 12 | 18 | 2857.1429 | 0 | 142.8571 | 1142.8571 | 84.5481 | 4227.4052 | 3446 | 781.4052 | 1732 | 1732 | 759.4384 | 0 | 0 | 0 | 0 | 0 | 0
8435 | 352 | 12 | 18 | 2857.1429 | 0 | 142.8571 | 1142.8571 | 84.5481 | 4227.4052 | 3446 | 781.4052 | 1732 | 1732 | 759.4384 | 0 | 0 | 0 | 0 | 0 | 0
8436 | 352 | 12 | 18 | 2857.1429 | 0 | 142.8571 | 1142.8571 | 84.5481 | 4227.4052 | 3446 | 781.4052 | 1732 | 1732 | 759.4384 | 0 | 0 | 0 | 0 | 0 | 0
8437 | 352 | 12 | 18 | 2857.1429 | 0 | 142.8571 | 1142.8571 | 84.5481 | 4227.4052 | 3446 | 781.4052 | 1732 | 1732 | 759.4384 | 0 | 0 | 0 | 0 | 0 | 0
8438 | 352 | 12 | 18 | 2857.1429 | 0 | 142.8571 | 1142.8571 | 84.5481 | 4227.4052 | 3446 | 781.4052 | 1732 | 1732 | 759.4384 | 0 | 0 | 0 | 0 | 0 | 0
8439 | 352 | 12 | 18 | 2857.1429 | 0 | 142.8571 | 1142.8571 | 84.5481 | 4227.4052 | 3446 | 781.4052 | 1732 | 1732 | 759.4384 | 0 | 0 | 0 | 0 | 0 | 0
8440 | 352 | 12 | 18 | 2857.1429 | 0 | 142.8571 | 1142.8571 | 84.5481 | 4227.4052 | 3446 | 781.4052 | 1732 | 1732 | 759.4384 | 0 | 0 | 0 | 0 | 0 | 0
8441 | 352 | 12 | 18 | 2857.1429 | 0 | 142.8571 | 0 | 61.2245 | 3061.2245 | 3038.4463 | 22.7782 | 1732 | 1322.3174 | 6.8712 | 0 | 0 | 0 | 0 | 0 | 0
8442 | 352 | 12 | 18 | 2857.1429 | 1875 | 142.8571 | 0 | 99.4898 | 4974.4898 | 3446 | 1528.4898 | 1732 | 1732 | 1502.6408 | 0 | 0 | 0 | 0 | 0 | 0
8443 | 352 | 12 | 18 | 2857.1429 | 3750 | 142.8571 | 0 | 137.7551 | 6887.7551 | 3446 | 3441.7551 | 1732 | 1732 | 1732 | 0 | 0 | 0 | 0 | 0 | 0
8444 | 352 | 12 | 18 | 2857.1429 | 3750 | 142.8571 | 0 | 137.7551 | 6887.7551 | 3446 | 3441.7551 | 1732 | 1732 | 1732 | 0 | 0 | 0 | 0 | 0 | 0
8445 | 352 | 12 | 18 | 2857.1429 | 3750 | 142.8571 | 0 | 137.7551 | 6887.7551 | 3446 | 3441.7551 | 1732 | 1732 | 1732 | 0 | 0 | 0 | 0 | 0 | 0
8446 | 352 | 12 | 18 | 2857.1429 | 1875 | 142.8571 | 0 | 99.4898 | 4974.4898 | 3446 | 1528.4898 | 1732 | 1732 | 1502.6408 | 0 | 0 | 0 | 0 | 0 | 0
8447 | 352 | 12 | 19 | 2857.1429 | 0 | 142.8571 | 0 | 61.2245 | 3061.2245 | 3038.4463 | 22.7782 | 1732 | 1322.3174 | 6.8712 | 0 | 0 | 0 | 0 | 0 | 0
8448 | 353 | 12 | 19 | 2857.1429 | 0 | 142.8571 | 0 | 61.2245 | 3061.2245 | 3038.4463 | 22.7782 | 1732 | 1322.3174 | 6.8712 | 0 | 0 | 0 | 0 | 0 | 0
8449 | 353 | 12 | 19 | 2857.1429 | 0 | 142.8571 | 0 | 61.2245 | 3061.2245 | 3038.4463 | 22.7782 | 1732 | 1322.3174 | 6.8712 | 0 | 0 | 0 | 0 | 0 | 0
8450 | 353 | 12 | 19 | 2857.1429 | 0 | 142.8571 | 0 | 61.2245 | 3061.2245 | 3038.4463 | 22.7782 | 1732 | 1322.3174 | 6.8712 | 0 | 0 | 0 | 0 | 0 | 0
8451 | 353 | 12 | 19 | 2857.1429 | 0 | 142.8571 | 0 | 61.2245 | 3061.2245 | 3038.4463 | 22.7782 | 1732 | 1322.3174 | 6.8712 | 0 | 0 | 0 | 0 | 0 | 0
8452 | 353 | 12 | 19 | 2857.1429 | 0 | 142.8571 | 0 | 61.2245 | 3061.2245 | 3038.4463 | 22.7782 | 1732 | 1322.3174 | 6.8712 | 0 | 0 | 0 | 0 | 0 | 0
8453 | 353 | 12 | 19 | 2857.1429 | 2250 | 142.8571 | 0 | 107.1429 | 5357.1429 | 3446 | 1911.1429 | 1732 | 1732 | 1732 | 0 | 0 | 0 | 0 | 0 | 0
8454 | 353 | 12 | 19 | 2857.1429 | 3750 | 142.8571 | 0 | 137.7551 | 6887.7551 | 3446 | 3441.7551 | 1732 | 1732 | 1732 | 0 | 0 | 0 | 0 | 0 | 0
8455 | 353 | 12 | 19 | 2857.1429 | 3750 | 142.8571 | 1142.8571 | 161.0787 | 8053.9359 | 3446 | 4607.9359 | 1732 | 1732 | 1732 | 0 | 0 | 0 | 0 | 0 | 0
8456 | 353 | 12 | 19 | 2857.1429 | 3750 | 142.8571 | 1142.8571 | 161.0787 | 8053.9359 | 3446 | 4607.9359 | 1732 | 1732 | 1732 | 0 | 0 | 0 | 0 | 0 | 0
8457 | 353 | 12 | 19 | 2857.1429 | 1500 | 142.8571 | 1142.8571 | 115.1603 | 5758.0175 | 3446 | 2312.0175 | 1732 | 1732 | 1732 | 0 | 0 | 0 | 0 | 0 | 0
8458 | 353 | 12 | 19 | 2857.1429 | 0 | 142.8571 | 1142.8571 | 84.5481 | 4227.4052 | 3446 | 781.4052 | 1732 | 1732 | 759.4384 | 0 | 0 | 0 | 0 | 0 | 0
8459 | 353 | 12 | 19 | 2857.1429 | 0 | 142.8571 | 1142.8571 | 84.5481 | 4227.4052 | 3446 | 781.4052 | 1732 | 1732 | 759.4384 | 0 | 0 | 0 | 0 | 0 | 0
8460 | 353 | 12 | 19 | 2857.1429 | 0 | 142.8571 | 1142.8571 | 84.5481 | 4227.4052 | 3446 | 781.4052 | 1732 | 1732 | 759.4384 | 0 | 0 | 0 | 0 | 0 | 0
8461 | 353 | 12 | 19 | 2857.1429 | 0 | 142.8571 | 1142.8571 | 84.5481 | 4227.4052 | 3446 | 781.4052 | 1732 | 1732 | 759.4384 | 0 | 0 | 0 | 0 | 0 | 0
8462 | 353 | 12 | 19 | 2857.1429 | 0 | 142.8571 | 1142.8571 | 84.5481 | 4227.4052 | 3446 | 781.4052 | 1732 | 1732 | 759.4384 | 0 | 0 | 0 | 0 | 0 | 0
8463 | 353 | 12 | 19 | 2857.1429 | 0 | 142.8571 | 1142.8571 | 84.5481 | 4227.4052 | 3446 | 781.4052 | 1732 | 1732 | 759.4384 | 0 | 0 | 0 | 0 | 0 | 0
8464 | 353 | 12 | 19 | 2857.1429 | 0 | 142.8571 | 1142.8571 | 84.5481 | 4227.4052 | 3446 | 781.4052 | 1732 | 1732 | 759.4384 | 0 | 0 | 0 | 0 | 0 | 0
8465 | 353 | 12 | 19 | 2857.1429 | 0 | 142.8571 | 0 | 61.2245 | 3061.2245 | 3038.4463 | 22.7782 | 1732 | 1322.3174 | 6.8712 | 0 | 0 | 0 | 0 | 0 | 0
8466 | 353 | 12 | 19 | 2857.1429 | 1875 | 142.8571 | 0 | 99.4898 | 4974.4898 | 3446 | 1528.4898 | 1732 | 1732 | 1502.6408 | 0 | 0 | 0 | 0 | 0 | 0
8467 | 353 | 12 | 19 | 2857.1429 | 3750 | 142.8571 | 0 | 137.7551 | 6887.7551 | 3446 | 3441.7551 | 1732 | 1732 | 1732 | 0 | 0 | 0 | 0 | 0 | 0
8468 | 353 | 12 | 19 | 2857.1429 | 3750 | 142.8571 | 0 | 137.7551 | 6887.7551 | 3446 | 3441.7551 | 1732 | 1732 | 1732 | 0 | 0 | 0 | 0 | 0 | 0
8469 | 353 | 12 | 19 | 2857.1429 | 3750 | 142.8571 | 0 | 137.7551 | 6887.7551 | 3446 | 3441.7551 | 1732 | 1732 | 1732 | 0 | 0 | 0 | 0 | 0 | 0
8470 | 353 | 12 | 19 | 2857.1429 | 1875 | 142.8571 | 0 | 99.4898 | 4974.4898 | 3446 | 1528.4898 | 1732 | 1732 | 1502.6408 | 0 | 0 | 0 | 0 | 0 | 0
8471 | 353 | 12 | 20 | 2857.1429 | 0 | 142.8571 | 0 | 61.2245 | 3061.2245 | 3038.4463 | 22.7782 | 1732 | 1322.3174 | 6.8712 | 0 | 0 | 0 | 0 | 0 | 0
8472 | 354 | 12 | 20 | 2857.1429 | 0 | 142.8571 | 0 | 61.2245 | 3061.2245 | 3038.4463 | 22.7782 | 1732 | 1322.3174 | 6.8712 | 0 | 0 | 0 | 0 | 0 | 0
8473 | 354 | 12 | 20 | 2857.1429 | 0 | 142.8571 | 0 | 61.2245 | 3061.2245 | 3038.4463 | 22.7782 | 1732 | 1322.3174 | 6.8712 | 0 | 0 | 0 | 0 | 0 | 0
8474 | 354 | 12 | 20 | 2857.1429 | 0 | 142.8571 | 0 | 61.2245 | 3061.2245 | 3038.4463 | 22.7782 | 1732 | 1322.3174 | 6.8712 | 0 | 0 | 0 | 0 | 0 | 0
8475 | 354 | 12 | 20 | 2857.1429 | 0 | 142.8571 | 0 | 61.2245 | 3061.2245 | 3038.4463 | 22.7782 | 1732 | 1322.3174 | 6.8712 | 0 | 0 | 0 | 0 | 0 | 0
8476 | 354 | 12 | 20 | 2857.1429 | 0 | 142.8571 | 0 | 61.2245 | 3061.2245 | 3038.4463 | 22.7782 | 1732 | 1322.3174 | 6.8712 | 0 | 0 | 0 | 0 | 0 | 0
8477 | 354 | 12 | 20 | 2857.1429 | 2250 | 142.8571 | 0 | 107.1429 | 5357.1429 | 3446 | 1911.1429 | 1732 | 1732 | 1732 | 0 | 0 | 0 | 0 | 0 | 0
8478 | 354 | 12 | 20 | 2857.1429 | 3750 | 142.8571 | 0 | 137.7551 | 6887.7551 | 3446 | 3441.7551 | 1732 | 1732 | 1732 | 0 | 0 | 0 | 0 | 0 | 0
8479 | 354 | 12 | 20 | 2857.1429 | 3750 | 142.8571 | 1142.8571 | 161.0787 | 8053.9359 | 3446 | 4607.9359 | 1732 | 1732 | 1732 | 0 | 0 | 0 | 0 | 0 | 0
8480 | 354 | 12 | 20 | 2857.1429 | 3750 | 142.8571 | 1142.8571 | 161.0787 | 8053.9359 | 3446 | 4607.9359 | 1732 | 1732 | 1732 | 0 | 0 | 0 | 0 | 0 | 0
8481 | 354 | 12 | 20 | 2857.1429 | 1500 | 142.8571 | 1142.8571 | 115.1603 | 5758.0175 | 3446 | 2312.0175 | 1732 | 1732 | 1732 | 0 | 0 | 0 | 0 | 0 | 0
8482 | 354 | 12 | 20 | 2857.1429 | 0 | 142.8571 | 1142.8571 | 84.5481 | 4227.4052 | 3446 | 781.4052 | 1732 | 1732 | 759.4384 | 0 | 0 | 0 | 0 | 0 | 0
8483 | 354 | 12 | 20 | 2857.1429 | 0 | 142.8571 | 1142.8571 | 84.5481 | 4227.4052 | 3446 | 781.4052 | 1732 | 1732 | 759.4384 | 0 | 0 | 0 | 0 | 0 | 0
8484 | 354 | 12 | 20 | 2857.1429 | 0 | 142.8571 | 1142.8571 | 84.5481 | 4227.4052 | 3446 | 781.4052 | 1732 | 1732 | 759.4384 | 0 | 0 | 0 | 0 | 0 | 0
8485 | 354 | 12 | 20 | 2857.1429 | 0 | 142.8571 | 1142.8571 | 84.5481 | 4227.4052 | 3446 | 781.4052 | 1732 | 1732 | 759.4384 | 0 | 0 | 0 | 0 | 0 | 0
8486 | 354 | 12 | 20 | 2857.1429 | 0 | 142.8571 | 1142.8571 | 84.5481 | 4227.4052 | 3446 | 781.4052 | 1732 | 1732 | 759.4384 | 0 | 0 | 0 | 0 | 0 | 0
8487 | 354 | 12 | 20 | 2857.1429 | 0 | 142.8571 | 1142.8571 | 84.5481 | 4227.4052 | 3446 | 781.4052 | 1732 | 1732 | 759.4384 | 0 | 0 | 0 | 0 | 0 | 0
8488 | 354 | 12 | 20 | 2857.1429 | 0 | 142.8571 | 1142.8571 | 84.5481 | 4227.4052 | 3446 | 781.4052 | 1732 | 1732 | 759.4384 | 0 | 0 | 0 | 0 | 0 | 0
8489 | 354 | 12 | 20 | 2857.1429 | 0 | 142.8571 | 0 | 61.2245 | 3061.2245 | 3038.4463 | 22.7782 | 1732 | 1322.3174 | 6.8712 | 0 | 0 | 0 | 0 | 0 | 0
8490 | 354 | 12 | 20 | 2857.1429 | 1875 | 142.8571 | 0 | 99.4898 | 4974.4898 | 3446 | 1528.4898 | 1732 | 1732 | 1502.6408 | 0 | 0 | 0 | 0 | 0 | 0
8491 | 354 | 12 | 20 | 2857.1429 | 3750 | 142.8571 | 0 | 137.7551 | 6887.7551 | 3446 | 3441.7551 | 1732 | 1732 | 1732 | 0 | 0 | 0 | 0 | 0 | 0
8492 | 354 | 12 | 20 | 2857.1429 | 3750 | 142.8571 | 0 | 137.7551 | 6887.7551 | 3446 | 3441.7551 | 1732 | 1732 | 1732 | 0 | 0 | 0 | 0 | 0 | 0
8493 | 354 | 12 | 20 | 2857.1429 | 3750 | 142.8571 | 0 | 137.7551 | 6887.7551 | 3446 | 3441.7551 | 1732 | 1732 | 1732 | 0 | 0 | 0 | 0 | 0 | 0
8494 | 354 | 12 | 20 | 2857.1429 | 1875 | 142.8571 | 0 | 99.4898 | 4974.4898 | 3446 | 1528.4898 | 1732 | 1732 | 1502.6408 | 0 | 0 | 0 | 0 | 0 | 0
8495 | 354 | 12 | 21 | 2857.1429 | 0 | 142.8571 | 0 | 61.2245 | 3061.2245 | 3038.4463 | 22.7782 | 1732 | 1322.3174 | 6.8712 | 0 | 0 | 0 | 0 | 0 | 0
8496 | 355 | 12 | 21 | 2857.1429 | 0 | 142.8571 | 0 | 61.2245 | 3061.2245 | 3038.4463 | 22.7782 | 1732 | 1322.3174 | 6.8712 | 0 | 0 | 0 | 0 | 0 | 0
8497 | 355 | 12 | 21 | 2857.1429 | 0 | 142.8571 | 0 | 61.2245 | 3061.2245 | 3038.4463 | 22.7782 | 1732 | 1322.3174 | 6.8712 | 0 | 0 | 0 | 0 | 0 | 0
8498 | 355 | 12 | 21 | 2857.1429 | 0 | 142.8571 | 0 | 61.2245 | 3061.2245 | 3038.4463 | 22.7782 | 1732 | 1322.3174 | 6.8712 | 0 | 0 | 0 | 0 | 0 | 0
8499 | 355 | 12 | 21 | 2857.1429 | 0 | 142.8571 | 0 | 61.2245 | 3061.2245 | 3038.4463 | 22.7782 | 1732 | 1322.3174 | 6.8712 | 0 | 0 | 0 | 0 | 0 | 0
8500 | 355 | 12 | 21 | 2857.1429 | 0 | 142.8571 | 0 | 61.2245 | 3061.2245 | 3038.4463 | 22.7782 | 1732 | 1322.3174 | 6.8712 | 0 | 0 | 0 | 0 | 0 | 0
8501 | 355 | 12 | 21 | 2857.1429 | 2250 | 142.8571 | 0 | 107.1429 | 5357.1429 | 3446 | 1911.1429 | 1732 | 1732 | 1732 | 0 | 0 | 0 | 0 | 0 | 0
8502 | 355 | 12 | 21 | 2857.1429 | 3750 | 142.8571 | 0 | 137.7551 | 6887.7551 | 3446 | 3441.7551 | 1732 | 1732 | 1732 | 0 | 0 | 0 | 0 | 0 | 0
8503 | 355 | 12 | 21 | 2857.1429 | 3750 | 142.8571 | 1142.8571 | 161.0787 | 8053.9359 | 3446 | 4607.9359 | 1732 | 1732 | 1732 | 0 | 0 | 0 | 0 | 0 | 0
8504 | 355 | 12 | 21 | 2857.1429 | 3750 | 142.8571 | 1142.8571 | 161.0787 | 8053.9359 | 3446 | 4607.9359 | 1732 | 1732 | 1732 | 0 | 0 | 0 | 0 | 0 | 0
8505 | 355 | 12 | 21 | 2857.1429 | 1500 | 142.8571 | 1142.8571 | 115.1603 | 5758.0175 | 3446 | 2312.0175 | 1732 | 1732 | 1732 | 0 | 0 | 0 | 0 | 0 | 0
8506 | 355 | 12 | 21 | 2857.1429 | 0 | 142.8571 | 1142.8571 | 84.5481 | 4227.4052 | 3446 | 781.4052 | 1732 | 1732 | 759.4384 | 0 | 0 | 0 | 0 | 0 | 0
8507 | 355 | 12 | 21 | 2857.1429 | 0 | 142.8571 | 1142.8571 | 84.5481 | 4227.4052 | 3446 | 781.4052 | 1732 | 1732 | 759.4384 | 0 | 0 | 0 | 0 | 0 | 0
8508 | 355 | 12 | 21 | 2857.1429 | 0 | 142.8571 | 1142.8571 | 84.5481 | 4227.4052 | 3446 | 781.4052 | 1732 | 1732 | 759.4384 | 0 | 0 | 0 | 0 | 0 | 0
8509 | 355 | 12 | 21 | 2857.1429 | 0 | 142.8571 | 1142.8571 | 84.5481 | 4227.4052 | 3446 | 781.4052 | 1732 | 1732 | 759.4384 | 0 | 0 | 0 | 0 | 0 | 0
8510 | 355 | 12 | 21 | 2857.1429 | 0 | 142.8571 | 1142.8571 | 84.5481 | 4227.4052 | 3446 | 781.4052 | 1732 | 1732 | 759.4384 | 0 | 0 | 0 | 0 | 0 | 0
8511 | 355 | 12 | 21 | 2857.1429 | 0 | 142.8571 | 1142.8571 | 84.5481 | 4227.4052 | 3446 | 781.4052 | 1732 | 1732 | 759.4384 | 0 | 0 | 0 | 0 | 0 | 0
8512 | 355 | 12 | 21 | 2857.1429 | 0 | 142.8571 | 1142.8571 | 84.5481 | 4227.4052 | 3446 | 781.4052 | 1732 | 1732 | 759.4384 | 0 | 0 | 0 | 0 | 0 | 0
8513 | 355 | 12 | 21 | 2857.1429 | 0 | 142.8571 | 0 | 61.2245 | 3061.2245 | 3038.4463 | 22.7782 | 1732 | 1322.3174 | 6.8712 | 0 | 0 | 0 | 0 | 0 | 0
8514 | 355 | 12 | 21 | 2857.1429 | 1875 | 142.8571 | 0 | 99.4898 | 4974.4898 | 3446 | 1528.4898 | 1732 | 1732 | 1502.6408 | 0 | 0 | 0 | 0 | 0 | 0
8515 | 355 | 12 | 21 | 2857.1429 | 3750 | 142.8571 | 0 | 137.7551 | 6887.7551 | 3446 | 3441.7551 | 1732 | 1732 | 1732 | 0 | 0 | 0 | 0 | 0 | 0
8516 | 355 | 12 | 21 | 2857.1429 | 3750 | 142.8571 | 0 | 137.7551 | 6887.7551 | 3446 | 3441.7551 | 1732 | 1732 | 1732 | 0 | 0 | 0 | 0 | 0 | 0
8517 | 355 | 12 | 21 | 2857.1429 | 3750 | 142.8571 | 0 | 137.7551 | 6887.7551 | 3446 | 3441.7551 | 1732 | 1732 | 1732 | 0 | 0 | 0 | 0 | 0 | 0
8518 | 355 | 12 | 21 | 2857.1429 | 1875 | 142.8571 | 0 | 99.4898 | 4974.4898 | 3446 | 1528.4898 | 1732 | 1732 | 1502.6408 | 0 | 0 | 0 | 0 | 0 | 0
8519 | 355 | 12 | 22 | 2857.1429 | 0 | 142.8571 | 0 | 61.2245 | 3061.2245 | 3038.4463 | 22.7782 | 1732 | 1322.3174 | 6.8712 | 0 | 0 | 0 | 0 | 0 | 0
8520 | 356 | 12 | 22 | 2857.1429 | 0 | 142.8571 | 0 | 61.2245 | 3061.2245 | 3038.4463 | 22.7782 | 1732 | 1322.3174 | 6.8712 | 0 | 0 | 0 | 0 | 0 | 0
8521 | 356 | 12 | 22 | 2857.1429 | 0 | 142.8571 | 0 | 61.2245 | 3061.2245 | 3038.4463 | 22.7782 | 1732 | 1322.3174 | 6.8712 | 0 | 0 | 0 | 0 | 0 | 0
8522 | 356 | 12 | 22 | 2857.1429 | 0 | 142.8571 | 0 | 61.2245 | 3061.2245 | 3038.4463 | 22.7782 | 1732 | 1322.3174 | 6.8712 | 0 | 0 | 0 | 0 | 0 | 0
8523 | 356 | 12 | 22 | 2857.1429 | 0 | 142.8571 | 0 | 61.2245 | 3061.2245 | 3038.4463 | 22.7782 | 1732 | 1322.3174 | 6.8712 | 0 | 0 | 0 | 0 | 0 | 0
8524 | 356 | 12 | 22 | 2857.1429 | 0 | 142.8571 | 0 | 61.2245 | 3061.2245 | 3038.4463 | 22.7782 | 1732 | 1322.3174 | 6.8712 | 0 | 0 | 0 | 0 | 0 | 0
8525 | 356 | 12 | 22 | 2857.1429 | 2250 | 142.8571 | 0 | 107.1429 | 5357.1429 | 3446 | 1911.1429 | 1732 | 1732 | 1732 | 0 | 0 | 0 | 0 | 0 | 0
8526 | 356 | 12 | 22 | 2857.1429 | 3750 | 142.8571 | 0 | 137.7551 | 6887.7551 | 3446 | 3441.7551 | 1732 | 1732 | 1732 | 0 | 0 | 0 | 0 | 0 | 0
8527 | 356 | 12 | 22 | 2857.1429 | 3750 | 142.8571 | 1142.8571 | 161.0787 | 8053.9359 | 3446 | 4607.9359 | 1732 | 1732 | 1732 | 0 | 0 | 0 | 0 | 0 | 0
8528 | 356 | 12 | 22 | 2857.1429 | 3750 | 142.8571 | 1142.8571 | 161.0787 | 8053.9359 | 3446 | 4607.9359 | 1732 | 1732 | 1732 | 0 | 0 | 0 | 0 | 0 | 0
8529 | 356 | 12 | 22 | 2857.1429 | 1500 | 142.8571 | 1142.8571 | 115.1603 | 5758.0175 | 3446 | 2312.0175 | 1732 | 1732 | 1732 | 0 | 0 | 0 | 0 | 0 | 0
8530 | 356 | 12 | 22 | 2857.1429 | 0 | 142.8571 | 1142.8571 | 84.5481 | 4227.4052 | 3446 | 781.4052 | 1732 | 1732 | 759.4384 | 0 | 0 | 0 | 0 | 0 | 0
8531 | 356 | 12 | 22 | 2857.1429 | 0 | 142.8571 | 1142.8571 | 84.5481 | 4227.4052 | 3446 | 781.4052 | 1732 | 1732 | 759.4384 | 0 | 0 | 0 | 0 | 0 | 0
8532 | 356 | 12 | 22 | 2857.1429 | 0 | 142.8571 | 1142.8571 | 84.5481 | 4227.4052 | 3446 | 781.4052 | 1732 | 1732 | 759.4384 | 0 | 0 | 0 | 0 | 0 | 0
8533 | 356 | 12 | 22 | 2857.1429 | 0 | 142.8571 | 1142.8571 | 84.5481 | 4227.4052 | 3446 | 781.4052 | 1732 | 1732 | 759.4384 | 0 | 0 | 0 | 0 | 0 | 0
8534 | 356 | 12 | 22 | 2857.1429 | 0 | 142.8571 | 1142.8571 | 84.5481 | 4227.4052 | 3446 | 781.4052 | 1732 | 1732 | 759.4384 | 0 | 0 | 0 | 0 | 0 | 0
8535 | 356 | 12 | 22 | 2857.1429 | 0 | 142.8571 | 1142.8571 | 84.5481 | 4227.4052 | 3446 | 781.4052 | 1732 | 1732 | 759.4384 | 0 | 0 | 0 | 0 | 0 | 0
8536 | 356 | 12 | 22 | 2857.1429 | 0 | 142.8571 | 1142.8571 | 84.5481 | 4227.4052 | 3446 | 781.4052 | 1732 | 1732 | 759.4384 | 0 | 0 | 0 | 0 | 0 | 0
8537 | 356 | 12 | 22 | 2857.1429 | 0 | 142.8571 | 0 | 61.2245 | 3061.2245 | 3038.4463 | 22.7782 | 1732 | 1322.3174 | 6.8712 | 0 | 0 | 0 | 0 | 0 | 0
8538 | 356 | 12 | 22 | 2857.1429 | 1875 | 142.8571 | 0 | 99.4898 | 4974.4898 | 3446 | 1528.4898 | 1732 | 1732 | 1502.6408 | 0 | 0 | 0 | 0 | 0 | 0
8539 | 356 | 12 | 22 | 2857.1429 | 3750 | 142.8571 | 0 | 137.7551 | 6887.7551 | 3446 | 3441.7551 | 1732 | 1732 | 1732 | 0 | 0 | 0 | 0 | 0 | 0
8540 | 356 | 12 | 22 | 2857.1429 | 3750 | 142.8571 | 0 | 137.7551 | 6887.7551 | 3446 | 3441.7551 | 1732 | 1732 | 1732 | 0 | 0 | 0 | 0 | 0 | 0
8541 | 356 | 12 | 22 | 2857.1429 | 3750 | 142.8571 | 0 | 137.7551 | 6887.7551 | 3446 | 3441.7551 | 1732 | 1732 | 1732 | 0 | 0 | 0 | 0 | 0 | 0
8542 | 356 | 12 | 22 | 2857.1429 | 1875 | 142.8571 | 0 | 99.4898 | 4974.4898 | 3446 | 1528.4898 | 1732 | 1732 | 1502.6408 | 0 | 0 | 0 | 0 | 0 | 0
8543 | 356 | 12 | 23 | 2857.1429 | 0 | 142.8571 | 0 | 61.2245 | 3061.2245 | 3038.4463 | 22.7782 | 1732 | 1322.3174 | 6.8712 | 0 | 0 | 0 | 0 | 0 | 0
8544 | 357 | 12 | 23 | 2857.1429 | 0 | 142.8571 | 0 | 61.2245 | 3061.2245 | 3038.4463 | 22.7782 | 1732 | 1322.3174 | 6.8712 | 0 | 0 | 0 | 0 | 0 | 0
8545 | 357 | 12 | 23 | 2857.1429 | 0 | 142.8571 | 0 | 61.2245 | 3061.2245 | 3038.4463 | 22.7782 | 1732 | 1322.3174 | 6.8712 | 0 | 0 | 0 | 0 | 0 | 0
8546 | 357 | 12 | 23 | 2857.1429 | 0 | 142.8571 | 0 | 61.2245 | 3061.2245 | 3038.4463 | 22.7782 | 1732 | 1322.3174 | 6.8712 | 0 | 0 | 0 | 0 | 0 | 0
8547 | 357 | 12 | 23 | 2857.1429 | 0 | 142.8571 | 0 | 61.2245 | 3061.2245 | 3038.4463 | 22.7782 | 1732 | 1322.3174 | 6.8712 | 0 | 0 | 0 | 0 | 0 | 0
8548 | 357 | 12 | 23 | 2857.1429 | 0 | 142.8571 | 0 | 61.2245 | 3061.2245 | 3038.4463 | 22.7782 | 1732 | 1322.3174 | 6.8712 | 0 | 0 | 0 | 0 | 0 | 0
8549 | 357 | 12 | 23 | 2857.1429 | 2250 | 142.8571 | 0 | 107.1429 | 5357.1429 | 3446 | 1911.1429 | 1732 | 1732 | 1732 | 0 | 0 | 0 | 0 | 0 | 0
8550 | 357 | 12 | 23 | 2857.1429 | 3750 | 142.8571 | 0 | 137.7551 | 6887.7551 | 3446 | 3441.7551 | 1732 | 1732 | 1732 | 0 | 0 | 0 | 0 | 0 | 0
8551 | 357 | 12 | 23 | 2857.1429 | 3750 | 142.8571 | 1142.8571 | 161.0787 | 8053.9359 | 3446 | 4607.9359 | 1732 | 1732 | 1732 | 0 | 0 | 0 | 0 | 0 | 0
8552 | 357 | 12 | 23 | 2857.1429 | 3750 | 142.8571 | 1142.8571 | 161.0787 | 8053.9359 | 3446 | 4607.9359 | 1732 | 1732 | 1732 | 0 | 0 | 0 | 0 | 0 | 0
8553 | 357 | 12 | 23 | 2857.1429 | 1500 | 142.8571 | 1142.8571 | 115.1603 | 5758.0175 | 3446 | 2312.0175 | 1732 | 1732 | 1732 | 0 | 0 | 0 | 0 | 0 | 0
8554 | 357 | 12 | 23 | 2857.1429 | 0 | 142.8571 | 1142.8571 | 84.5481 | 4227.4052 | 3446 | 781.4052 | 1732 | 1732 | 759.4384 | 0 | 0 | 0 | 0 | 0 | 0
8555 | 357 | 12 | 23 | 2857.1429 | 0 | 142.8571 | 1142.8571 | 84.5481 | 4227.4052 | 3446 | 781.4052 | 1732 | 1732 | 759.4384 | 0 | 0 | 0 | 0 | 0 | 0
8556 | 357 | 12 | 23 | 2857.1429 | 0 | 142.8571 | 1142.8571 | 84.5481 | 4227.4052 | 3446 | 781.4052 | 1732 | 1732 | 759.4384 | 0 | 0 | 0 | 0 | 0 | 0
8557 | 357 | 12 | 23 | 2857.1429 | 0 | 142.8571 | 1142.8571 | 84.5481 | 4227.4052 | 3446 | 781.4052 | 1732 | 1732 | 759.4384 | 0 | 0 | 0 | 0 | 0 | 0
8558 | 357 | 12 | 23 | 2857.1429 | 0 | 142.8571 | 1142.8571 | 84.5481 | 4227.4052 | 3446 | 781.4052 | 1732 | 1732 | 759.4384 | 0 | 0 | 0 | 0 | 0 | 0
8559 | 357 | 12 | 23 | 2857.1429 | 0 | 142.8571 | 1142.8571 | 84.5481 | 4227.4052 | 3446 | 781.4052 | 1732 | 1732 | 759.4384 | 0 | 0 | 0 | 0 | 0 | 0
8560 | 357 | 12 | 23 | 2857.1429 | 0 | 142.8571 | 1142.8571 | 84.5481 | 4227.4052 | 3446 | 781.4052 | 1732 | 1732 | 759.4384 | 0 | 0 | 0 | 0 | 0 | 0
8561 | 357 | 12 | 23 | 2857.1429 | 0 | 142.8571 | 0 | 61.2245 | 3061.2245 | 3038.4463 | 22.7782 | 1732 | 1322.3174 | 6.8712 | 0 | 0 | 0 | 0 | 0 | 0
8562 | 357 | 12 | 23 | 2857.1429 | 1875 | 142.8571 | 0 | 99.4898 | 4974.4898 | 3446 | 1528.4898 | 1732 | 1732 | 1502.6408 | 0 | 0 | 0 | 0 | 0 | 0
8563 | 357 | 12 | 23 | 2857.1429 | 3750 | 142.8571 | 0 | 137.7551 | 6887.7551 | 3446 | 3441.7551 | 1732 | 1732 | 1732 | 0 | 0 | 0 | 0 | 0 | 0
8564 | 357 | 12 | 23 | 2857.1429 | 3750 | 142.8571 | 0 | 137.7551 | 6887.7551 | 3446 | 3441.7551 | 1732 | 1732 | 1732 | 0 | 0 | 0 | 0 | 0 | 0
8565 | 357 | 12 | 23 | 2857.1429 | 3750 | 142.8571 | 0 | 137.7551 | 6887.7551 | 3446 | 3441.7551 | 1732 | 1732 | 1732 | 0 | 0 | 0 | 0 | 0 | 0
8566 | 357 | 12 | 23 | 2857.1429 | 1875 | 142.8571 | 0 | 99.4898 | 4974.4898 | 3446 | 1528.4898 | 1732 | 1732 | 1502.6408 | 0 | 0 | 0 | 0 | 0 | 0
8567 | 357 | 12 | 24 | 2857.1429 | 0 | 142.8571 | 0 | 61.2245 | 3061.2245 | 3038.4463 | 22.7782 | 1732 | 1322.3174 | 6.8712 | 0 | 0 | 0 | 0 | 0 | 0
8568 | 358 | 12 | 24 | 2857.1429 | 0 | 142.8571 | 0 | 61.2245 | 3061.2245 | 3038.4463 | 22.7782 | 1732 | 1322.3174 | 6.8712 | 0 | 0 | 0 | 0 | 0 | 0
8569 | 358 | 12 | 24 | 2857.1429 | 0 | 142.8571 | 0 | 61.2245 | 3061.2245 | 3038.4463 | 22.7782 | 1732 | 1322.3174 | 6.8712 | 0 | 0 | 0 | 0 | 0 | 0
8570 | 358 | 12 | 24 | 2857.1429 | 0 | 142.8571 | 0 | 61.2245 | 3061.2245 | 3038.4463 | 22.7782 | 1732 | 1322.3174 | 6.8712 | 0 | 0 | 0 | 0 | 0 | 0
8571 | 358 | 12 | 24 | 2857.1429 | 0 | 142.8571 | 0 | 61.2245 | 3061.2245 | 3038.4463 | 22.7782 | 1732 | 1322.3174 | 6.8712 | 0 | 0 | 0 | 0 | 0 | 0
8572 | 358 | 12 | 24 | 2857.1429 | 0 | 142.8571 | 0 | 61.2245 | 3061.2245 | 3038.4463 | 22.7782 | 1732 | 1322.3174 | 6.8712 | 0 | 0 | 0 | 0 | 0 | 0
8573 | 358 | 12 | 24 | 2857.1429 | 2250 | 142.8571 | 0 | 107.1429 | 5357.1429 | 3446 | 1911.1429 | 1732 | 1732 | 1732 | 0 | 0 | 0 | 0 | 0 | 0
8574 | 358 | 12 | 24 | 2857.1429 | 3750 | 142.8571 | 0 | 137.7551 | 6887.7551 | 3446 | 3441.7551 | 1732 | 1732 | 1732 | 0 | 0 | 0 | 0 | 0 | 0
8575 | 358 | 12 | 24 | 2857.1429 | 3750 | 142.8571 | 1142.8571 | 161.0787 | 8053.9359 | 3446 | 4607.9359 | 1732 | 1732 | 1732 | 0 | 0 | 0 | 0 | 0 | 0
8576 | 358 | 12 | 24 | 2857.1429 | 3750 | 142.8571 | 1142.8571 | 161.0787 | 8053.9359 | 3446 | 4607.9359 | 1732 | 1732 | 1732 | 0 | 0 | 0 | 0 | 0 | 0
8577 | 358 | 12 | 24 | 2857.1429 | 1500 | 142.8571 | 1142.8571 | 115.1603 | 5758.0175 | 3446 | 2312.0175 | 1732 | 1732 | 1732 | 0 | 0 | 0 | 0 | 0 | 0
8578 | 358 | 12 | 24 | 2857.1429 | 0 | 142.8571 | 1142.8571 | 84.5481 | 4227.4052 | 3446 | 781.4052 | 1732 | 1732 | 759.4384 | 0 | 0 | 0 | 0 | 0 | 0
8579 | 358 | 12 | 24 | 2857.1429 | 0 | 142.8571 | 1142.8571 | 84.5481 | 4227.4052 | 3446 | 781.4052 | 1732 | 1732 | 759.4384 | 0 | 0 | 0 | 0 | 0 | 0
8580 | 358 | 12 | 24 | 2857.1429 | 0 | 142.8571 | 1142.8571 | 84.5481 | 4227.4052 | 3446 | 781.4052 | 1732 | 1732 | 759.4384 | 0 | 0 | 0 | 0 | 0 | 0
8581 | 358 | 12 | 24 | 2857.1429 | 0 | 142.8571 | 1142.8571 | 84.5481 | 4227.4052 | 3446 | 781.4052 | 1732 | 1732 | 759.4384 | 0 | 0 | 0 | 0 | 0 | 0
8582 | 358 | 12 | 24 | 2857.1429 | 0 | 142.8571 | 1142.8571 | 84.5481 | 4227.4052 | 3446 | 781.4052 | 1732 | 1732 | 759.4384 | 0 | 0 | 0 | 0 | 0 | 0
8583 | 358 | 12 | 24 | 2857.1429 | 0 | 142.8571 | 1142.8571 | 84.5481 | 4227.4052 | 3446 | 781.4052 | 1732 | 1732 | 759.4384 | 0 | 0 | 0 | 0 | 0 | 0
8584 | 358 | 12 | 24 | 2857.1429 | 0 | 142.8571 | 1142.8571 | 84.5481 | 4227.4052 | 3446 | 781.4052 | 1732 | 1732 | 759.4384 | 0 | 0 | 0 | 0 | 0 | 0
8585 | 358 | 12 | 24 | 2857.1429 | 0 | 142.8571 | 0 | 61.2245 | 3061.2245 | 3038.4463 | 22.7782 | 1732 | 1322.3174 | 6.8712 | 0 | 0 | 0 | 0 | 0 | 0
8586 | 358 | 12 | 24 | 2857.1429 | 1875 | 142.8571 | 0 | 99.4898 | 4974.4898 | 3446 | 1528.4898 | 1732 | 1732 | 1502.6408 | 0 | 0 | 0 | 0 | 0 | 0
8587 | 358 | 12 | 24 | 2857.1429 | 3750 | 142.8571 | 0 | 137.7551 | 6887.7551 | 3446 | 3441.7551 | 1732 | 1732 | 1732 | 0 | 0 | 0 | 0 | 0 | 0
8588 | 358 | 12 | 24 | 2857.1429 | 3750 | 142.8571 | 0 | 137.7551 | 6887.7551 | 3446 | 3441.7551 | 1732 | 1732 | 1732 | 0 | 0 | 0 | 0 | 0 | 0
8589 | 358 | 12 | 24 | 2857.1429 | 3750 | 142.8571 | 0 | 137.7551 | 6887.7551 | 3446 | 3441.7551 | 1732 | 1732 | 1732 | 0 | 0 | 0 | 0 | 0 | 0
8590 | 358 | 12 | 24 | 2857.1429 | 1875 | 142.8571 | 0 | 99.4898 | 4974.4898 | 3446 | 1528.4898 | 1732 | 1732 | 1502.6408 | 0 | 0 | 0 | 0 | 0 | 0
8591 | 358 | 12 | 25 | 2857.1429 | 0 | 142.8571 | 0 | 61.2245 | 3061.2245 | 3038.4463 | 22.7782 | 1732 | 1322.3174 | 6.8712 | 0 | 0 | 0 | 0 | 0 | 0
8592 | 359 | 12 | 25 | 2857.1429 | 0 | 142.8571 | 0 | 61.2245 | 3061.2245 | 3038.4463 | 22.7782 | 1732 | 1322.3174 | 6.8712 | 0 | 0 | 0 | 0 | 0 | 0
8593 | 359 | 12 | 25 | 2857.1429 | 0 | 142.8571 | 0 | 61.2245 | 3061.2245 | 3038.4463 | 22.7782 | 1732 | 1322.3174 | 6.8712 | 0 | 0 | 0 | 0 | 0 | 0
8594 | 359 | 12 | 25 | 2857.1429 | 0 | 142.8571 | 0 | 61.2245 | 3061.2245 | 3038.4463 | 22.7782 | 1732 | 1322.3174 | 6.8712 | 0 | 0 | 0 | 0 | 0 | 0
8595 | 359 | 12 | 25 | 2857.1429 | 0 | 142.8571 | 0 | 61.2245 | 3061.2245 | 3038.4463 | 22.7782 | 1732 | 1322.3174 | 6.8712 | 0 | 0 | 0 | 0 | 0 | 0
8596 | 359 | 12 | 25 | 2857.1429 | 0 | 142.8571 | 0 | 61.2245 | 3061.2245 | 3038.4463 | 22.7782 | 1732 | 1322.3174 | 6.8712 | 0 | 0 | 0 | 0 | 0 | 0
8597 | 359 | 12 | 25 | 2857.1429 | 2250 | 142.8571 | 0 | 107.1429 | 5357.1429 | 3446 | 1911.1429 | 1732 | 1732 | 1732 | 0 | 0 | 0 | 0 | 0 | 0
8598 | 359 | 12 | 25 | 2857.1429 | 3750 | 142.8571 | 0 | 137.7551 | 6887.7551 | 3446 | 3441.7551 | 1732 | 1732 | 1732 | 0 | 0 | 0 | 0 | 0 | 0
8599 | 359 | 12 | 25 | 2857.1429 | 3750 | 142.8571 | 1142.8571 | 161.0787 | 8053.9359 | 3446 | 4607.9359 | 1732 | 1732 | 1732 | 0 | 0 | 0 | 0 | 0 | 0
8600 | 359 | 12 | 25 | 2857.1429 | 3750 | 142.8571 | 1142.8571 | 161.0787 | 8053.9359 | 3446 | 4607.9359 | 1732 | 1732 | 1732 | 0 | 0 | 0 | 0 | 0 | 0
8601 | 359 | 12 | 25 | 2857.1429 | 1500 | 142.8571 | 1142.8571 | 115.1603 | 5758.0175 | 3446 | 2312.0175 | 1732 | 1732 | 1732 | 0 | 0 | 0 | 0 | 0 | 0
8602 | 359 | 12 | 25 | 2857.1429 | 0 | 142.8571 | 1142.8571 | 84.5481 | 4227.4052 | 3446 | 781.4052 | 1732 | 1732 | 759.4384 | 0 | 0 | 0 | 0 | 0 | 0
8603 | 359 | 12 | 25 | 2857.1429 | 0 | 142.8571 | 1142.8571 | 84.5481 | 4227.4052 | 3446 | 781.4052 | 1732 | 1732 | 759.4384 | 0 | 0 | 0 | 0 | 0 | 0
8604 | 359 | 12 | 25 | 2857.1429 | 0 | 142.8571 | 1142.8571 | 84.5481 | 4227.4052 | 3446 | 781.4052 | 1732 | 1732 | 759.4384 | 0 | 0 | 0 | 0 | 0 | 0
8605 | 359 | 12 | 25 | 2857.1429 | 0 | 142.8571 | 1142.8571 | 84.5481 | 4227.4052 | 3446 | 781.4052 | 1732 | 1732 | 759.4384 | 0 | 0 | 0 | 0 | 0 | 0
8606 | 359 | 12 | 25 | 2857.1429 | 0 | 142.8571 | 1142.8571 | 84.5481 | 4227.4052 | 3446 | 781.4052 | 1732 | 1732 | 759.4384 | 0 | 0 | 0 | 0 | 0 | 0
8607 | 359 | 12 | 25 | 2857.1429 | 0 | 142.8571 | 1142.8571 | 84.5481 | 4227.4052 | 3446 | 781.4052 | 1732 | 1732 | 759.4384 | 0 | 0 | 0 | 0 | 0 | 0
8608 | 359 | 12 | 25 | 2857.1429 | 0 | 142.8571 | 1142.8571 | 84.5481 | 4227.4052 | 3446 | 781.4052 | 1732 | 1732 | 759.4384 | 0 | 0 | 0 | 0 | 0 | 0
8609 | 359 | 12 | 25 | 2857.1429 | 0 | 142.8571 | 0 | 61.2245 | 3061.2245 | 3038.4463 | 22.7782 | 1732 | 1322.3174 | 6.8712 | 0 | 0 | 0 | 0 | 0 | 0
8610 | 359 | 12 | 25 | 2857.1429 | 1875 | 142.8571 | 0 | 99.4898 | 4974.4898 | 3446 | 1528.4898 | 1732 | 1732 | 1502.6408 | 0 | 0 | 0 | 0 | 0 | 0
8611 | 359 | 12 | 25 | 2857.1429 | 3750 | 142.8571 | 0 | 137.7551 | 6887.7551 | 3446 | 3441.7551 | 1732 | 1732 | 1732 | 0 | 0 | 0 | 0 | 0 | 0
8612 | 359 | 12 | 25 | 2857.1429 | 3750 | 142.8571 | 0 | 137.7551 | 6887.7551 | 3446 | 3441.7551 | 1732 | 1732 | 1732 | 0 | 0 | 0 | 0 | 0 | 0
8613 | 359 | 12 | 25 | 2857.1429 | 3750 | 142.8571 | 0 | 137.7551 | 6887.7551 | 3446 | 3441.7551 | 1732 | 1732 | 1732 | 0 | 0 | 0 | 0 | 0 | 0
8614 | 359 | 12 | 25 | 2857.1429 | 1875 | 142.8571 | 0 | 99.4898 | 4974.4898 | 3446 | 1528.4898 | 1732 | 1732 | 1502.6408 | 0 | 0 | 0 | 0 | 0 | 0
8615 | 359 | 12 | 26 | 2857.1429 | 0 | 142.8571 | 0 | 61.2245 | 3061.2245 | 3038.4463 | 22.7782 | 1732 | 1322.3174 | 6.8712 | 0 | 0 | 0 | 0 | 0 | 0
8616 | 360 | 12 | 26 | 2857.1429 | 0 | 142.8571 | 0 | 61.2245 | 3061.2245 | 3038.4463 | 22.7782 | 1732 | 1322.3174 | 6.8712 | 0 | 0 | 0 | 0 | 0 | 0
8617 | 360 | 12 | 26 | 2857.1429 | 0 | 142.8571 | 0 | 61.2245 | 3061.2245 | 3038.4463 | 22.7782 | 1732 | 1322.3174 | 6.8712 | 0 | 0 | 0 | 0 | 0 | 0
8618 | 360 | 12 | 26 | 2857.1429 | 0 | 142.8571 | 0 | 61.2245 | 3061.2245 | 3038.4463 | 22.7782 | 1732 | 1322.3174 | 6.8712 | 0 | 0 | 0 | 0 | 0 | 0
8619 | 360 | 12 | 26 | 2857.1429 | 0 | 142.8571 | 0 | 61.2245 | 3061.2245 | 3038.4463 | 22.7782 | 1732 | 1322.3174 | 6.8712 | 0 | 0 | 0 | 0 | 0 | 0
8620 | 360 | 12 | 26 | 2857.1429 | 0 | 142.8571 | 0 | 61.2245 | 3061.2245 | 3038.4463 | 22.7782 | 1732 | 1322.3174 | 6.8712 | 0 | 0 | 0 | 0 | 0 | 0
8621 | 360 | 12 | 26 | 2857.1429 | 2250 | 142.8571 | 0 | 107.1429 | 5357.1429 | 3446 | 1911.1429 | 1732 | 1732 | 1732 | 0 | 0 | 0 | 0 | 0 | 0
8622 | 360 | 12 | 26 | 2857.1429 | 3750 | 142.8571 | 0 | 137.7551 | 6887.7551 | 3446 | 3441.7551 | 1732 | 1732 | 1732 | 0 | 0 | 0 | 0 | 0 | 0
8623 | 360 | 12 | 26 | 2857.1429 | 3750 | 142.8571 | 1142.8571 | 161.0787 | 8053.9359 | 3446 | 4607.9359 | 1732 | 1732 | 1732 | 0 | 0 | 0 | 0 | 0 | 0
8624 | 360 | 12 | 26 | 2857.1429 | 3750 | 142.8571 | 1142.8571 | 161.0787 | 8053.9359 | 3446 | 4607.9359 | 1732 | 1732 | 1732 | 0 | 0 | 0 | 0 | 0 | 0
8625 | 360 | 12 | 26 | 2857.1429 | 1500 | 142.8571 | 1142.8571 | 115.1603 | 5758.0175 | 3446 | 2312.0175 | 1732 | 1732 | 1732 | 0 | 0 | 0 | 0 | 0 | 0
8626 | 360 | 12 | 26 | 2857.1429 | 0 | 142.8571 | 1142.8571 | 84.5481 | 4227.4052 | 3446 | 781.4052 | 1732 | 1732 | 759.4384 | 0 | 0 | 0 | 0 | 0 | 0
8627 | 360 | 12 | 26 | 2857.1429 | 0 | 142.8571 | 1142.8571 | 84.5481 | 4227.4052 | 3446 | 781.4052 | 1732 | 1732 | 759.4384 | 0 | 0 | 0 | 0 | 0 | 0
8628 | 360 | 12 | 26 | 2857.1429 | 0 | 142.8571 | 1142.8571 | 84.5481 | 4227.4052 | 3446 | 781.4052 | 1732 | 1732 | 759.4384 | 0 | 0 | 0 | 0 | 0 | 0
8629 | 360 | 12 | 26 | 2857.1429 | 0 | 142.8571 | 1142.8571 | 84.5481 | 4227.4052 | 3446 | 781.4052 | 1732 | 1732 | 759.4384 | 0 | 0 | 0 | 0 | 0 | 0
8630 | 360 | 12 | 26 | 2857.1429 | 0 | 142.8571 | 1142.8571 | 84.5481 | 4227.4052 | 3446 | 781.4052 | 1732 | 1732 | 759.4384 | 0 | 0 | 0 | 0 | 0 | 0
8631 | 360 | 12 | 26 | 2857.1429 | 0 | 142.8571 | 1142.8571 | 84.5481 | 4227.4052 | 3446 | 781.4052 | 1732 | 1732 | 759.4384 | 0 | 0 | 0 | 0 | 0 | 0
8632 | 360 | 12 | 26 | 2857.1429 | 0 | 142.8571 | 1142.8571 | 84.5481 | 4227.4052 | 3446 | 781.4052 | 1732 | 1732 | 759.4384 | 0 | 0 | 0 | 0 | 0 | 0
8633 | 360 | 12 | 26 | 2857.1429 | 0 | 142.8571 | 0 | 61.2245 | 3061.2245 | 3038.4463 | 22.7782 | 1732 | 1322.3174 | 6.8712 | 0 | 0 | 0 | 0 | 0 | 0
8634 | 360 | 12 | 26 | 2857.1429 | 1875 | 142.8571 | 0 | 99.4898 | 4974.4898 | 3446 | 1528.4898 | 1732 | 1732 | 1502.6408 | 0 | 0 | 0 | 0 | 0 | 0
8635 | 360 | 12 | 26 | 2857.1429 | 3750 | 142.8571 | 0 | 137.7551 | 6887.7551 | 3446 | 3441.7551 | 1732 | 1732 | 1732 | 0 | 0 | 0 | 0 | 0 | 0
8636 | 360 | 12 | 26 | 2857.1429 | 3750 | 142.8571 | 0 | 137.7551 | 6887.7551 | 3446 | 3441.7551 | 1732 | 1732 | 1732 | 0 | 0 | 0 | 0 | 0 | 0
8637 | 360 | 12 | 26 | 2857.1429 | 3750 | 142.8571 | 0 | 137.7551 | 6887.7551 | 3446 | 3441.7551 | 1732 | 1732 | 1732 | 0 | 0 | 0 | 0 | 0 | 0
8638 | 360 | 12 | 26 | 2857.1429 | 1875 | 142.8571 | 0 | 99.4898 | 4974.4898 | 3446 | 1528.4898 | 1732 | 1732 | 1502.6408 | 0 | 0 | 0 | 0 | 0 | 0
8639 | 360 | 12 | 27 | 2857.1429 | 0 | 142.8571 | 0 | 61.2245 | 3061.2245 | 3038.4463 | 22.7782 | 1732 | 1322.3174 | 6.8712 | 0 | 0 | 0 | 0 | 0 | 0
8640 | 361 | 12 | 27 | 2857.1429 | 0 | 142.8571 | 0 | 61.2245 | 3061.2245 | 3038.4463 | 22.7782 | 1732 | 1322.3174 | 6.8712 | 0 | 0 | 0 | 0 | 0 | 0
8641 | 361 | 12 | 27 | 2857.1429 | 0 | 142.8571 | 0 | 61.2245 | 3061.2245 | 3038.4463 | 22.7782 | 1732 | 1322.3174 | 6.8712 | 0 | 0 | 0 | 0 | 0 | 0
8642 | 361 | 12 | 27 | 2857.1429 | 0 | 142.8571 | 0 | 61.2245 | 3061.2245 | 3038.4463 | 22.7782 | 1732 | 1322.3174 | 6.8712 | 0 | 0 | 0 | 0 | 0 | 0
8643 | 361 | 12 | 27 | 2857.1429 | 0 | 142.8571 | 0 | 61.2245 | 3061.2245 | 3038.4463 | 22.7782 | 1732 | 1322.3174 | 6.8712 | 0 | 0 | 0 | 0 | 0 | 0
8644 | 361 | 12 | 27 | 2857.1429 | 0 | 142.8571 | 0 | 61.2245 | 3061.2245 | 3038.4463 | 22.7782 | 1732 | 1322.3174 | 6.8712 | 0 | 0 | 0 | 0 | 0 | 0
8645 | 361 | 12 | 27 | 2857.1429 | 2250 | 142.8571 | 0 | 107.1429 | 5357.1429 | 3446 | 1911.1429 | 1732 | 1732 | 1732 | 0 | 0 | 0 | 0 | 0 | 0
8646 | 361 | 12 | 27 | 2857.1429 | 3750 | 142.8571 | 0 | 137.7551 | 6887.7551 | 3446 | 3441.7551 | 1732 | 1732 | 1732 | 0 | 0 | 0 | 0 | 0 | 0
8647 | 361 | 12 | 27 | 2857.1429 | 3750 | 142.8571 | 1142.8571 | 161.0787 | 8053.9359 | 3446 | 4607.9359 | 1732 | 1732 | 1732 | 0 | 0 | 0 | 0 | 0 | 0
8648 | 361 | 12 | 27 | 2857.1429 | 3750 | 142.8571 | 1142.8571 | 161.0787 | 8053.9359 | 3446 | 4607.9359 | 1732 | 1732 | 1732 | 0 | 0 | 0 | 0 | 0 | 0
8649 | 361 | 12 | 27 | 2857.1429 | 1500 | 142.8571 | 1142.8571 | 115.1603 | 5758.0175 | 3446 | 2312.0175 | 1732 | 1732 | 1732 | 0 | 0 | 0 | 0 | 0 | 0
8650 | 361 | 12 | 27 | 2857.1429 | 0 | 142.8571 | 1142.8571 | 84.5481 | 4227.4052 | 3446 | 781.4052 | 1732 | 1732 | 759.4384 | 0 | 0 | 0 | 0 | 0 | 0
8651 | 361 | 12 | 27 | 2857.1429 | 0 | 142.8571 | 1142.8571 | 84.5481 | 4227.4052 | 3446 | 781.4052 | 1732 | 1732 | 759.4384 | 0 | 0 | 0 | 0 | 0 | 0
8652 | 361 | 12 | 27 | 2857.1429 | 0 | 142.8571 | 1142.8571 | 84.5481 | 4227.4052 | 3446 | 781.4052 | 1732 | 1732 | 759.4384 | 0 | 0 | 0 | 0 | 0 | 0
8653 | 361 | 12 | 27 | 2857.1429 | 0 | 142.8571 | 1142.8571 | 84.5481 | 4227.4052 | 3446 | 781.4052 | 1732 | 1732 | 759.4384 | 0 | 0 | 0 | 0 | 0 | 0
8654 | 361 | 12 | 27 | 2857.1429 | 0 | 142.8571 | 1142.8571 | 84.5481 | 4227.4052 | 3446 | 781.4052 | 1732 | 1732 | 759.4384 | 0 | 0 | 0 | 0 | 0 | 0
8655 | 361 | 12 | 27 | 2857.1429 | 0 | 142.8571 | 1142.8571 | 84.5481 | 4227.4052 | 3446 | 781.4052 | 1732 | 1732 | 759.4384 | 0 | 0 | 0 | 0 | 0 | 0
8656 | 361 | 12 | 27 | 2857.1429 | 0 | 142.8571 | 1142.8571 | 84.5481 | 4227.4052 | 3446 | 781.4052 | 1732 | 1732 | 759.4384 | 0 | 0 | 0 | 0 | 0 | 0
8657 | 361 | 12 | 27 | 2857.1429 | 0 | 142.8571 | 0 | 61.2245 | 3061.2245 | 3038.4463 | 22.7782 | 1732 | 1322.3174 | 6.8712 | 0 | 0 | 0 | 0 | 0 | 0
8658 | 361 | 12 | 27 | 2857.1429 | 1875 | 142.8571 | 0 | 99.4898 | 4974.4898 | 3446 | 1528.4898 | 1732 | 1732 | 1502.6408 | 0 | 0 | 0 | 0 | 0 | 0
8659 | 361 | 12 | 27 | 2857.1429 | 3750 | 142.8571 | 0 | 137.7551 | 6887.7551 | 3446 | 3441.7551 | 1732 | 1732 | 1732 | 0 | 0 | 0 | 0 | 0 | 0
8660 | 361 | 12 | 27 | 2857.1429 | 3750 | 142.8571 | 0 | 137.7551 | 6887.7551 | 3446 | 3441.7551 | 1732 | 1732 | 1732 | 0 | 0 | 0 | 0 | 0 | 0
8661 | 361 | 12 | 27 | 2857.1429 | 3750 | 142.8571 | 0 | 137.7551 | 6887.7551 | 3446 | 3441.7551 | 1732 | 1732 | 1732 | 0 | 0 | 0 | 0 | 0 | 0
8662 | 361 | 12 | 27 | 2857.1429 | 1875 | 142.8571 | 0 | 99.4898 | 4974.4898 | 3446 | 1528.4898 | 1732 | 1732 | 1502.6408 | 0 | 0 | 0 | 0 | 0 | 0
8663 | 361 | 12 | 28 | 2857.1429 | 0 | 142.8571 | 0 | 61.2245 | 3061.2245 | 3038.4463 | 22.7782 | 1732 | 1322.3174 | 6.8712 | 0 | 0 | 0 | 0 | 0 | 0
8664 | 362 | 12 | 28 | 2857.1429 | 0 | 142.8571 | 0 | 61.2245 | 3061.2245 | 3038.4463 | 22.7782 | 1732 | 1322.3174 | 6.8712 | 0 | 0 | 0 | 0 | 0 | 0
8665 | 362 | 12 | 28 | 2857.1429 | 0 | 142.8571 | 0 | 61.2245 | 3061.2245 | 3038.4463 | 22.7782 | 1732 | 1322.3174 | 6.8712 | 0 | 0 | 0 | 0 | 0 | 0
8666 | 362 | 12 | 28 | 2857.1429 | 0 | 142.8571 | 0 | 61.2245 | 3061.2245 | 3038.4463 | 22.7782 | 1732 | 1322.3174 | 6.8712 | 0 | 0 | 0 | 0 | 0 | 0
8667 | 362 | 12 | 28 | 2857.1429 | 0 | 142.8571 | 0 | 61.2245 | 3061.2245 | 3038.4463 | 22.7782 | 1732 | 1322.3174 | 6.8712 | 0 | 0 | 0 | 0 | 0 | 0
8668 | 362 | 12 | 28 | 2857.1429 | 0 | 142.8571 | 0 | 61.2245 | 3061.2245 | 3038.4463 | 22.7782 | 1732 | 1322.3174 | 6.8712 | 0 | 0 | 0 | 0 | 0 | 0
8669 | 362 | 12 | 28 | 2857.1429 | 2250 | 142.8571 | 0 | 107.1429 | 5357.1429 | 3446 | 1911.1429 | 1732 | 1732 | 1732 | 0 | 0 | 0 | 0 | 0 | 0
8670 | 362 | 12 | 28 | 2857.1429 | 3750 | 142.8571 | 0 | 137.7551 | 6887.7551 | 3446 | 3441.7551 | 1732 | 1732 | 1732 | 0 | 0 | 0 | 0 | 0 | 0
8671 | 362 | 12 | 28 | 2857.1429 | 3750 | 142.8571 | 1142.8571 | 161.0787 | 8053.9359 | 3446 | 4607.9359 | 1732 | 1732 | 1732 | 0 | 0 | 0 | 0 | 0 | 0
8672 | 362 | 12 | 28 | 2857.1429 | 3750 | 142.8571 | 1142.8571 | 161.0787 | 8053.9359 | 3446 | 4607.9359 | 1732 | 1732 | 1732 | 0 | 0 | 0 | 0 | 0 | 0
8673 | 362 | 12 | 28 | 2857.1429 | 1500 | 142.8571 | 1142.8571 | 115.1603 | 5758.0175 | 3446 | 2312.0175 | 1732 | 1732 | 1732 | 0 | 0 | 0 | 0 | 0 | 0
8674 | 362 | 12 | 28 | 2857.1429 | 0 | 142.8571 | 1142.8571 | 84.5481 | 4227.4052 | 3446 | 781.4052 | 1732 | 1732 | 759.4384 | 0 | 0 | 0 | 0 | 0 | 0
8675 | 362 | 12 | 28 | 2857.1429 | 0 | 142.8571 | 1142.8571 | 84.5481 | 4227.4052 | 3446 | 781.4052 | 1732 | 1732 | 759.4384 | 0 | 0 | 0 | 0 | 0 | 0
8676 | 362 | 12 | 28 | 2857.1429 | 0 | 142.8571 | 1142.8571 | 84.5481 | 4227.4052 | 3446 | 781.4052 | 1732 | 1732 | 759.4384 | 0 | 0 | 0 | 0 | 0 | 0
8677 | 362 | 12 | 28 | 2857.1429 | 0 | 142.8571 | 1142.8571 | 84.5481 | 4227.4052 | 3446 | 781.4052 | 1732 | 1732 | 759.4384 | 0 | 0 | 0 | 0 | 0 | 0
8678 | 362 | 12 | 28 | 2857.1429 | 0 | 142.8571 | 1142.8571 | 84.5481 | 4227.4052 | 3446 | 781.4052 | 1732 | 1732 | 759.4384 | 0 | 0 | 0 | 0 | 0 | 0
8679 | 362 | 12 | 28 | 2857.1429 | 0 | 142.8571 | 1142.8571 | 84.5481 | 4227.4052 | 3446 | 781.4052 | 1732 | 1732 | 759.4384 | 0 | 0 | 0 | 0 | 0 | 0
8680 | 362 | 12 | 28 | 2857.1429 | 0 | 142.8571 | 1142.8571 | 84.5481 | 4227.4052 | 3446 | 781.4052 | 1732 | 1732 | 759.4384 | 0 | 0 | 0 | 0 | 0 | 0
8681 | 362 | 12 | 28 | 2857.1429 | 0 | 142.8571 | 0 | 61.2245 | 3061.2245 | 3038.4463 | 22.7782 | 1732 | 1322.3174 | 6.8712 | 0 | 0 | 0 | 0 | 0 | 0
8682 | 362 | 12 | 28 | 2857.1429 | 1875 | 142.8571 | 0 | 99.4898 | 4974.4898 | 3446 | 1528.4898 | 1732 | 1732 | 1502.6408 | 0 | 0 | 0 | 0 | 0 | 0
8683 | 362 | 12 | 28 | 2857.1429 | 3750 | 142.8571 | 0 | 137.7551 | 6887.7551 | 3446 | 3441.7551 | 1732 | 1732 | 1732 | 0 | 0 | 0 | 0 | 0 | 0
8684 | 362 | 12 | 28 | 2857.1429 | 3750 | 142.8571 | 0 | 137.7551 | 6887.7551 | 3446 | 3441.7551 | 1732 | 1732 | 1732 | 0 | 0 | 0 | 0 | 0 | 0
8685 | 362 | 12 | 28 | 2857.1429 | 3750 | 142.8571 | 0 | 137.7551 | 6887.7551 | 3446 | 3441.7551 | 1732 | 1732 | 1732 | 0 | 0 | 0 | 0 | 0 | 0
8686 | 362 | 12 | 28 | 2857.1429 | 1875 | 142.8571 | 0 | 99.4898 | 4974.4898 | 3446 | 1528.4898 | 1732 | 1732 | 1502.6408 | 0 | 0 | 0 | 0 | 0 | 0
8687 | 362 | 12 | 29 | 2857.1429 | 0 | 142.8571 | 0 | 61.2245 | 3061.2245 | 3038.4463 | 22.7782 | 1732 | 1322.3174 | 6.8712 | 0 | 0 | 0 | 0 | 0 | 0
8688 | 363 | 12 | 29 | 2857.1429 | 0 | 142.8571 | 0 | 61.2245 | 3061.2245 | 3038.4463 | 22.7782 | 1732 | 1322.3174 | 6.8712 | 0 | 0 | 0 | 0 | 0 | 0
8689 | 363 | 12 | 29 | 2857.1429 | 0 | 142.8571 | 0 | 61.2245 | 3061.2245 | 3038.4463 | 22.7782 | 1732 | 1322.3174 | 6.8712 | 0 | 0 | 0 | 0 | 0 | 0
8690 | 363 | 12 | 29 | 2857.1429 | 0 | 142.8571 | 0 | 61.2245 | 3061.2245 | 3038.4463 | 22.7782 | 1732 | 1322.3174 | 6.8712 | 0 | 0 | 0 | 0 | 0 | 0
8691 | 363 | 12 | 29 | 2857.1429 | 0 | 142.8571 | 0 | 61.2245 | 3061.2245 | 3038.4463 | 22.7782 | 1732 | 1322.3174 | 6.8712 | 0 | 0 | 0 | 0 | 0 | 0
8692 | 363 | 12 | 29 | 2857.1429 | 0 | 142.8571 | 0 | 61.2245 | 3061.2245 | 3038.4463 | 22.7782 | 1732 | 1322.3174 | 6.8712 | 0 | 0 | 0 | 0 | 0 | 0
8693 | 363 | 12 | 29 | 2857.1429 | 2250 | 142.8571 | 0 | 107.1429 | 5357.1429 | 3446 | 1911.1429 | 1732 | 1732 | 1732 | 0 | 0 | 0 | 0 | 0 | 0
8694 | 363 | 12 | 29 | 2857.1429 | 3750 | 142.8571 | 0 | 137.7551 | 6887.7551 | 3446 | 3441.7551 | 1732 | 1732 | 1732 | 0 | 0 | 0 | 0 | 0 | 0
8695 | 363 | 12 | 29 | 2857.1429 | 3750 | 142.8571 | 1142.8571 | 161.0787 | 8053.9359 | 3446 | 4607.9359 | 1732 | 1732 | 1732 | 0 | 0 | 0 | 0 | 0 | 0
8696 | 363 | 12 | 29 | 2857.1429 | 3750 | 142.8571 | 1142.8571 | 161.0787 | 8053.9359 | 3446 | 4607.9359 | 1732 | 1732 | 1732 | 0 | 0 | 0 | 0 | 0 | 0
8697 | 363 | 12 | 29 | 2857.1429 | 1500 | 142.8571 | 1142.8571 | 115.1603 | 5758.0175 | 3446 | 2312.0175 | 1732 | 1732 | 1732 | 0 | 0 | 0 | 0 | 0 | 0
8698 | 363 | 12 | 29 | 2857.1429 | 0 | 142.8571 | 1142.8571 | 84.5481 | 4227.4052 | 3446 | 781.4052 | 1732 | 1732 | 759.4384 | 0 | 0 | 0 | 0 | 0 | 0
8699 | 363 | 12 | 29 | 2857.1429 | 0 | 142.8571 | 1142.8571 | 84.5481 | 4227.4052 | 3446 | 781.4052 | 1732 | 1732 | 759.4384 | 0 | 0 | 0 | 0 | 0 | 0
8700 | 363 | 12 | 29 | 2857.1429 | 0 | 142.8571 | 1142.8571 | 84.5481 | 4227.4052 | 3446 | 781.4052 | 1732 | 1732 | 759.4384 | 0 | 0 | 0 | 0 | 0 | 0
8701 | 363 | 12 | 29 | 2857.1429 | 0 | 142.8571 | 1142.8571 | 84.5481 | 4227.4052 | 3446 | 781.4052 | 1732 | 1732 | 759.4384 | 0 | 0 | 0 | 0 | 0 | 0
8702 | 363 | 12 | 29 | 2857.1429 | 0 | 142.8571 | 1142.8571 | 84.5481 | 4227.4052 | 3446 | 781.4052 | 1732 | 1732 | 759.4384 | 0 | 0 | 0 | 0 | 0 | 0
8703 | 363 | 12 | 29 | 2857.1429 | 0 | 142.8571 | 1142.8571 | 84.5481 | 4227.4052 | 3446 | 781.4052 | 1732 | 1732 | 759.4384 | 0 | 0 | 0 | 0 | 0 | 0
8704 | 363 | 12 | 29 | 2857.1429 | 0 | 142.8571 | 1142.8571 | 84.5481 | 4227.4052 | 3446 | 781.4052 | 1732 | 1732 | 759.4384 | 0 | 0 | 0 | 0 | 0 | 0
8705 | 363 | 12 | 29 | 2857.1429 | 0 | 142.8571 | 0 | 61.2245 | 3061.2245 | 3038.4463 | 22.7782 | 1732 | 1322.3174 | 6.8712 | 0 | 0 | 0 | 0 | 0 | 0
8706 | 363 | 12 | 29 | 2857.1429 | 1875 | 142.8571 | 0 | 99.4898 | 4974.4898 | 3446 | 1528.4898 | 1732 | 1732 | 1502.6408 | 0 | 0 | 0 | 0 | 0 | 0
8707 | 363 | 12 | 29 | 2857.1429 | 3750 | 142.8571 | 0 | 137.7551 | 6887.7551 | 3446 | 3441.7551 | 1732 | 1732 | 1732 | 0 | 0 | 0 | 0 | 0 | 0
8708 | 363 | 12 | 29 | 2857.1429 | 3750 | 142.8571 | 0 | 137.7551 | 6887.7551 | 3446 | 3441.7551 | 1732 | 1732 | 1732 | 0 | 0 | 0 | 0 | 0 | 0
8709 | 363 | 12 | 29 | 2857.1429 | 3750 | 142.8571 | 0 | 137.7551 | 6887.7551 | 3446 | 3441.7551 | 1732 | 1732 | 1732 | 0 | 0 | 0 | 0 | 0 | 0
8710 | 363 | 12 | 29 | 2857.1429 | 1875 | 142.8571 | 0 | 99.4898 | 4974.4898 | 3446 | 1528.4898 | 1732 | 1732 | 1502.6408 | 0 | 0 | 0 | 0 | 0 | 0
8711 | 363 | 12 | 30 | 2857.1429 | 0 | 142.8571 | 0 | 61.2245 | 3061.2245 | 3038.4463 | 22.7782 | 1732 | 1322.3174 | 6.8712 | 0 | 0 | 0 | 0 | 0 | 0
8712 | 364 | 12 | 30 | 2857.1429 | 0 | 142.8571 | 0 | 61.2245 | 3061.2245 | 3038.4463 | 22.7782 | 1732 | 1322.3174 | 6.8712 | 0 | 0 | 0 | 0 | 0 | 0
8713 | 364 | 12 | 30 | 2857.1429 | 0 | 142.8571 | 0 | 61.2245 | 3061.2245 | 3038.4463 | 22.7782 | 1732 | 1322.3174 | 6.8712 | 0 | 0 | 0 | 0 | 0 | 0
8714 | 364 | 12 | 30 | 2857.1429 | 0 | 142.8571 | 0 | 61.2245 | 3061.2245 | 3038.4463 | 22.7782 | 1732 | 1322.3174 | 6.8712 | 0 | 0 | 0 | 0 | 0 | 0
8715 | 364 | 12 | 30 | 2857.1429 | 0 | 142.8571 | 0 | 61.2245 | 3061.2245 | 3038.4463 | 22.7782 | 1732 | 1322.3174 | 6.8712 | 0 | 0 | 0 | 0 | 0 | 0
8716 | 364 | 12 | 30 | 2857.1429 | 0 | 142.8571 | 0 | 61.2245 | 3061.2245 | 3038.4463 | 22.7782 | 1732 | 1322.3174 | 6.8712 | 0 | 0 | 0 | 0 | 0 | 0
8717 | 364 | 12 | 30 | 2857.1429 | 2250 | 142.8571 | 0 | 107.1429 | 5357.1429 | 3446 | 1911.1429 | 1732 | 1732 | 1732 | 0 | 0 | 0 | 0 | 0 | 0
8718 | 364 | 12 | 30 | 2857.1429 | 3750 | 142.8571 | 0 | 137.7551 | 6887.7551 | 3446 | 3441.7551 | 1732 | 1732 | 1732 | 0 | 0 | 0 | 0 | 0 | 0
8719 | 364 | 12 | 30 | 2857.1429 | 3750 | 142.8571 | 1142.8571 | 161.0787 | 8053.9359 | 3446 | 4607.9359 | 1732 | 1732 | 1732 | 0 | 0 | 0 | 0 | 0 | 0
8720 | 364 | 12 | 30 | 2857.1429 | 3750 | 142.8571 | 1142.8571 | 161.0787 | 8053.9359 | 3446 | 4607.9359 | 1732 | 1732 | 1732 | 0 | 0 | 0 | 0 | 0 | 0
8721 | 364 | 12 | 30 | 2857.1429 | 1500 | 142.8571 | 1142.8571 | 115.1603 | 5758.0175 | 3446 | 2312.0175 | 1732 | 1732 | 1732 | 0 | 0 | 0 | 0 | 0 | 0
8722 | 364 | 12 | 30 | 2857.1429 | 0 | 142.8571 | 1142.8571 | 84.5481 | 4227.4052 | 3446 | 781.4052 | 1732 | 1732 | 759.4384 | 0 | 0 | 0 | 0 | 0 | 0
8723 | 364 | 12 | 30 | 2857.1429 | 0 | 142.8571 | 1142.8571 | 84.5481 | 4227.4052 | 3446 | 781.4052 | 1732 | 1732 | 759.4384 | 0 | 0 | 0 | 0 | 0 | 0
8724 | 364 | 12 | 30 | 2857.1429 | 0 | 142.8571 | 1142.8571 | 84.5481 | 4227.4052 | 3446 | 781.4052 | 1732 | 1732 | 759.4384 | 0 | 0 | 0 | 0 | 0 | 0
8725 | 364 | 12 | 30 | 2857.1429 | 0 | 142.8571 | 1142.8571 | 84.5481 | 4227.4052 | 3446 | 781.4052 | 1732 | 1732 | 759.4384 | 0 | 0 | 0 | 0 | 0 | 0
8726 | 364 | 12 | 30 | 2857.1429 | 0 | 142.8571 | 1142.8571 | 84.5481 | 4227.4052 | 3446 | 781.4052 | 1732 | 1732 | 759.4384 | 0 | 0 | 0 | 0 | 0 | 0
8727 | 364 | 12 | 30 | 2857.1429 | 0 | 142.8571 | 1142.8571 | 84.5481 | 4227.4052 | 3446 | 781.4052 | 1732 | 1732 | 759.4384 | 0 | 0 | 0 | 0 | 0 | 0
8728 | 364 | 12 | 30 | 2857.1429 | 0 | 142.8571 | 1142.8571 | 84.5481 | 4227.4052 | 3446 | 781.4052 | 1732 | 1732 | 759.4384 | 0 | 0 | 0 | 0 | 0 | 0
8729 | 364 | 12 | 30 | 2857.1429 | 0 | 142.8571 | 0 | 61.2245 | 3061.2245 | 3038.4463 | 22.7782 | 1732 | 1322.3174 | 6.8712 | 0 | 0 | 0 | 0 | 0 | 0
8730 | 364 | 12 | 30 | 2857.1429 | 1875 | 142.8571 | 0 | 99.4898 | 4974.4898 | 3446 | 1528.4898 | 1732 | 1732 | 1502.6408 | 0 | 0 | 0 | 0 | 0 | 0
8731 | 364 | 12 | 30 | 2857.1429 | 3750 | 142.8571 | 0 | 137.7551 | 6887.7551 | 3446 | 3441.7551 | 1732 | 1732 | 1732 | 0 | 0 | 0 | 0 | 0 | 0
8732 | 364 | 12 | 30 | 2857.1429 | 3750 | 142.8571 | 0 | 137.7551 | 6887.7551 | 3446 | 3441.7551 | 1732 | 1732 | 1732 | 0 | 0 | 0 | 0 | 0 | 0
8733 | 364 | 12 | 30 | 2857.1429 | 3750 | 142.8571 | 0 | 137.7551 | 6887.7551 | 3446 | 3441.7551 | 1732 | 1732 | 1732 | 0 | 0 | 0 | 0 | 0 | 0
8734 | 364 | 12 | 30 | 2857.1429 | 1875 | 142.8571 | 0 | 99.4898 | 4974.4898 | 3446 | 1528.4898 | 1732 | 1732 | 1502.6408 | 0 | 0 | 0 | 0 | 0 | 0
8735 | 364 | 12 | 31 | 2857.1429 | 0 | 142.8571 | 0 | 61.2245 | 3061.2245 | 3038.4463 | 22.7782 | 1732 | 1322.3174 | 6.8712 | 0 | 0 | 0 | 0 | 0 | 0
8736 | 365 | 12 | 31 | 2857.1429 | 0 | 142.8571 | 0 | 61.2245 | 3061.2245 | 3038.4463 | 22.7782 | 1732 | 1322.3174 | 6.8712 | 0 | 0 | 0 | 0 | 0 | 0
8737 | 365 | 12 | 31 | 2857.1429 | 0 | 142.8571 | 0 | 61.2245 | 3061.2245 | 3038.4463 | 22.7782 | 1732 | 1322.3174 | 6.8712 | 0 | 0 | 0 | 0 | 0 | 0
8738 | 365 | 12 | 31 | 2857.1429 | 0 | 142.8571 | 0 | 61.2245 | 3061.2245 | 3038.4463 | 22.7782 | 1732 | 1322.3174 | 6.8712 | 0 | 0 | 0 | 0 | 0 | 0
8739 | 365 | 12 | 31 | 2857.1429 | 0 | 142.8571 | 0 | 61.2245 | 3061.2245 | 3038.4463 | 22.7782 | 1732 | 1322.3174 | 6.8712 | 0 | 0 | 0 | 0 | 0 | 0
8740 | 365 | 12 | 31 | 2857.1429 | 0 | 142.8571 | 0 | 61.2245 | 3061.2245 | 3038.4463 | 22.7782 | 1732 | 1322.3174 | 6.8712 | 0 | 0 | 0 | 0 | 0 | 0
8741 | 365 | 12 | 31 | 2857.1429 | 2250 | 142.8571 | 0 | 107.1429 | 5357.1429 | 3446 | 1911.1429 | 1732 | 1732 | 1732 | 0 | 0 | 0 | 0 | 0 | 0
8742 | 365 | 12 | 31 | 2857.1429 | 3750 | 142.8571 | 0 | 137.7551 | 6887.7551 | 3446 | 3441.7551 | 1732 | 1732 | 1732 | 0 | 0 | 0 | 0 | 0 | 0
8743 | 365 | 12 | 31 | 2857.1429 | 3750 | 142.8571 | 1142.8571 | 161.0787 | 8053.9359 | 3446 | 4607.9359 | 1732 | 1732 | 1732 | 0 | 0 | 0 | 0 | 0 | 0
8744 | 365 | 12 | 31 | 2857.1429 | 3750 | 142.8571 | 1142.8571 | 161.0787 | 8053.9359 | 3446 | 4607.9359 | 1732 | 1732 | 1732 | 0 | 0 | 0 | 0 | 0 | 0
8745 | 365 | 12 | 31 | 2857.1429 | 1500 | 142.8571 | 1142.8571 | 115.1603 | 5758.0175 | 3446 | 2312.0175 | 1732 | 1732 | 1732 | 0 | 0 | 0 | 0 | 0 | 0
8746 | 365 | 12 | 31 | 2857.1429 | 0 | 142.8571 | 1142.8571 | 84.5481 | 4227.4052 | 3446 | 781.4052 | 1732 | 1732 | 759.4384 | 0 | 0 | 0 | 0 | 0 | 0
8747 | 365 | 12 | 31 | 2857.1429 | 0 | 142.8571 | 1142.8571 | 84.5481 | 4227.4052 | 3446 | 781.4052 | 1732 | 1732 | 759.4384 | 0 | 0 | 0 | 0 | 0 | 0
8748 | 365 | 12 | 31 | 2857.1429 | 0 | 142.8571 | 1142.8571 | 84.5481 | 4227.4052 | 3446 | 781.4052 | 1732 | 1732 | 759.4384 | 0 | 0 | 0 | 0 | 0 | 0
8749 | 365 | 12 | 31 | 2857.1429 | 0 | 142.8571 | 1142.8571 | 84.5481 | 4227.4052 | 3446 | 781.4052 | 1732 | 1732 | 759.4384 | 0 | 0 | 0 | 0 | 0 | 0
8750 | 365 | 12 | 31 | 2857.1429 | 0 | 142.8571 | 1142.8571 | 84.5481 | 4227.4052 | 3446 | 781.4052 | 1732 | 1732 | 759.4384 | 0 | 0 | 0 | 0 | 0 | 0
8751 | 365 | 12 | 31 | 2857.1429 | 0 | 142.8571 | 1142.8571 | 84.5481 | 4227.4052 | 3446 | 781.4052 | 1732 | 1732 | 759.4384 | 0 | 0 | 0 | 0 | 0 | 0
8752 | 365 | 12 | 31 | 2857.1429 | 0 | 142.8571 | 1142.8571 | 84.5481 | 4227.4052 | 3446 | 781.4052 | 1732 | 1732 | 759.4384 | 0 | 0 | 0 | 0 | 0 | 0
8753 | 365 | 12 | 31 | 2857.1429 | 0 | 142.8571 | 0 | 61.2245 | 3061.2245 | 3038.4463 | 22.7782 | 1732 | 1322.3174 | 6.8712 | 0 | 0 | 0 | 0 | 0 | 0
8754 | 365 | 12 | 31 | 2857.1429 | 1875 | 142.8571 | 0 | 99.4898 | 4974.4898 | 3446 | 1528.4898 | 1732 | 1732 | 1502.6408 | 0 | 0 | 0 | 0 | 0 | 0
8755 | 365 | 12 | 31 | 2857.1429 | 3750 | 142.8571 | 0 | 137.7551 | 6887.7551 | 3446 | 3441.7551 | 1732 | 1732 | 1732 | 0 | 0 | 0 | 0 | 0 | 0
8756 | 365 | 12 | 31 | 2857.1429 | 3750 | 142.8571 | 0 | 137.7551 | 6887.7551 | 3446 | 3441.7551 | 1732 | 1732 | 1732 | 0 | 0 | 0 | 0 | 0 | 0
8757 | 365 | 12 | 31 | 2857.1429 | 3750 | 142.8571 | 0 | 137.7551 | 6887.7551 | 3446 | 3441.7551 | 1732 | 1732 | 1732 | 0 | 0 | 0 | 0 | 0 | 0
8758 | 365 | 12 | 31 | 2857.1429 | 1875 | 142.8571 | 0 | 99.4898 | 4974.4898 | 3446 | 1528.4898 | 1732 | 1732 | 1502.6408 | 0 | 0 | 0 | 0 | 0 | 0
8759 | 365 | 12 | 32 | 2857.1429 | 0 | 142.8571 | 0 | 61.2245 | 3061.2245 | 3038.4463 | 22.7782 | 1732 | 1322.3174 | 6.8712 | 0 | 0 | 0 | 0 | 0 | 0

## Datos para curva Frec
HORA | POT TERM | HORA | dia | MES | DIA DEL MES | Calefacción | ACS | Agua fría | Proceso | Pérdidas red | Calor total | Calor Cog | Apoyo | E.Eléctrica M1 | E. Eléc. M2 | E. Eléctrica M3 | Consumo gas caldera | Consumo gas motores | Consumo gas total
1 | 13520.4082 | 751 | 32 | 2 | 1 | 4047.619 | 6964.2857 | 238.0952 | 2000 | 270.4082 | 13520.4082 | 3446 | 10074.4082 | 1732 | 1732 | 1732 | 0 | 0 | 0 | 0
2 | 13520.4082 | 752 | 32 | 2 | 1 | 4047.619 | 6964.2857 | 238.0952 | 2000 | 270.4082 | 13520.4082 | 3446 | 10074.4082 | 1732 | 1732 | 1732 | 0 | 0 | 0 | 0
3 | 13520.4082 | 775 | 33 | 2 | 2 | 4047.619 | 6964.2857 | 238.0952 | 2000 | 270.4082 | 13520.4082 | 3446 | 10074.4082 | 1732 | 1732 | 1732 | 0 | 0 | 0 | 0
4 | 13520.4082 | 776 | 33 | 2 | 2 | 4047.619 | 6964.2857 | 238.0952 | 2000 | 270.4082 | 13520.4082 | 3446 | 10074.4082 | 1732 | 1732 | 1732 | 0 | 0 | 0 | 0
5 | 13520.4082 | 799 | 34 | 2 | 3 | 4047.619 | 6964.2857 | 238.0952 | 2000 | 270.4082 | 13520.4082 | 3446 | 10074.4082 | 1732 | 1732 | 1732 | 0 | 0 | 0 | 0
6 | 13520.4082 | 800 | 34 | 2 | 3 | 4047.619 | 6964.2857 | 238.0952 | 2000 | 270.4082 | 13520.4082 | 3446 | 10074.4082 | 1732 | 1732 | 1732 | 0 | 0 | 0 | 0
7 | 13520.4082 | 823 | 35 | 2 | 4 | 4047.619 | 6964.2857 | 238.0952 | 2000 | 270.4082 | 13520.4082 | 3446 | 10074.4082 | 1732 | 1732 | 1732 | 0 | 0 | 0 | 0
8 | 13520.4082 | 824 | 35 | 2 | 4 | 4047.619 | 6964.2857 | 238.0952 | 2000 | 270.4082 | 13520.4082 | 3446 | 10074.4082 | 1732 | 1732 | 1732 | 0 | 0 | 0 | 0
9 | 13520.4082 | 847 | 36 | 2 | 5 | 4047.619 | 6964.2857 | 238.0952 | 2000 | 270.4082 | 13520.4082 | 3446 | 10074.4082 | 1732 | 1732 | 1732 | 0 | 0 | 0 | 0
10 | 13520.4082 | 848 | 36 | 2 | 5 | 4047.619 | 6964.2857 | 238.0952 | 2000 | 270.4082 | 13520.4082 | 3446 | 10074.4082 | 1732 | 1732 | 1732 | 0 | 0 | 0 | 0
11 | 13520.4082 | 871 | 37 | 2 | 6 | 4047.619 | 6964.2857 | 238.0952 | 2000 | 270.4082 | 13520.4082 | 3446 | 10074.4082 | 1732 | 1732 | 1732 | 0 | 0 | 0 | 0
12 | 13520.4082 | 872 | 37 | 2 | 6 | 4047.619 | 6964.2857 | 238.0952 | 2000 | 270.4082 | 13520.4082 | 3446 | 10074.4082 | 1732 | 1732 | 1732 | 0 | 0 | 0 | 0
13 | 13520.4082 | 895 | 38 | 2 | 7 | 4047.619 | 6964.2857 | 238.0952 | 2000 | 270.4082 | 13520.4082 | 3446 | 10074.4082 | 1732 | 1732 | 1732 | 0 | 0 | 0 | 0
14 | 13520.4082 | 896 | 38 | 2 | 7 | 4047.619 | 6964.2857 | 238.0952 | 2000 | 270.4082 | 13520.4082 | 3446 | 10074.4082 | 1732 | 1732 | 1732 | 0 | 0 | 0 | 0
15 | 13520.4082 | 919 | 39 | 2 | 8 | 4047.619 | 6964.2857 | 238.0952 | 2000 | 270.4082 | 13520.4082 | 3446 | 10074.4082 | 1732 | 1732 | 1732 | 0 | 0 | 0 | 0
16 | 13520.4082 | 920 | 39 | 2 | 8 | 4047.619 | 6964.2857 | 238.0952 | 2000 | 270.4082 | 13520.4082 | 3446 | 10074.4082 | 1732 | 1732 | 1732 | 0 | 0 | 0 | 0
17 | 13520.4082 | 943 | 40 | 2 | 9 | 4047.619 | 6964.2857 | 238.0952 | 2000 | 270.4082 | 13520.4082 | 3446 | 10074.4082 | 1732 | 1732 | 1732 | 0 | 0 | 0 | 0
18 | 13520.4082 | 944 | 40 | 2 | 9 | 4047.619 | 6964.2857 | 238.0952 | 2000 | 270.4082 | 13520.4082 | 3446 | 10074.4082 | 1732 | 1732 | 1732 | 0 | 0 | 0 | 0
19 | 13520.4082 | 967 | 41 | 2 | 10 | 4047.619 | 6964.2857 | 238.0952 | 2000 | 270.4082 | 13520.4082 | 3446 | 10074.4082 | 1732 | 1732 | 1732 | 0 | 0 | 0 | 0
20 | 13520.4082 | 968 | 41 | 2 | 10 | 4047.619 | 6964.2857 | 238.0952 | 2000 | 270.4082 | 13520.4082 | 3446 | 10074.4082 | 1732 | 1732 | 1732 | 0 | 0 | 0 | 0
21 | 13520.4082 | 991 | 42 | 2 | 11 | 4047.619 | 6964.2857 | 238.0952 | 2000 | 270.4082 | 13520.4082 | 3446 | 10074.4082 | 1732 | 1732 | 1732 | 0 | 0 | 0 | 0
22 | 13520.4082 | 992 | 42 | 2 | 11 | 4047.619 | 6964.2857 | 238.0952 | 2000 | 270.4082 | 13520.4082 | 3446 | 10074.4082 | 1732 | 1732 | 1732 | 0 | 0 | 0 | 0
23 | 13520.4082 | 1015 | 43 | 2 | 12 | 4047.619 | 6964.2857 | 238.0952 | 2000 | 270.4082 | 13520.4082 | 3446 | 10074.4082 | 1732 | 1732 | 1732 | 0 | 0 | 0 | 0
24 | 13520.4082 | 1016 | 43 | 2 | 12 | 4047.619 | 6964.2857 | 238.0952 | 2000 | 270.4082 | 13520.4082 | 3446 | 10074.4082 | 1732 | 1732 | 1732 | 0 | 0 | 0 | 0
25 | 13520.4082 | 1039 | 44 | 2 | 13 | 4047.619 | 6964.2857 | 238.0952 | 2000 | 270.4082 | 13520.4082 | 3446 | 10074.4082 | 1732 | 1732 | 1732 | 0 | 0 | 0 | 0
26 | 13520.4082 | 1040 | 44 | 2 | 13 | 4047.619 | 6964.2857 | 238.0952 | 2000 | 270.4082 | 13520.4082 | 3446 | 10074.4082 | 1732 | 1732 | 1732 | 0 | 0 | 0 | 0
27 | 13520.4082 | 1063 | 45 | 2 | 14 | 4047.619 | 6964.2857 | 238.0952 | 2000 | 270.4082 | 13520.4082 | 3446 | 10074.4082 | 1732 | 1732 | 1732 | 0 | 0 | 0 | 0
28 | 13520.4082 | 1064 | 45 | 2 | 14 | 4047.619 | 6964.2857 | 238.0952 | 2000 | 270.4082 | 13520.4082 | 3446 | 10074.4082 | 1732 | 1732 | 1732 | 0 | 0 | 0 | 0
29 | 13520.4082 | 1087 | 46 | 2 | 15 | 4047.619 | 6964.2857 | 238.0952 | 2000 | 270.4082 | 13520.4082 | 3446 | 10074.4082 | 1732 | 1732 | 1732 | 0 | 0 | 0 | 0
30 | 13520.4082 | 1088 | 46 | 2 | 15 | 4047.619 | 6964.2857 | 238.0952 | 2000 | 270.4082 | 13520.4082 | 3446 | 10074.4082 | 1732 | 1732 | 1732 | 0 | 0 | 0 | 0
31 | 13520.4082 | 1111 | 47 | 2 | 16 | 4047.619 | 6964.2857 | 238.0952 | 2000 | 270.4082 | 13520.4082 | 3446 | 10074.4082 | 1732 | 1732 | 1732 | 0 | 0 | 0 | 0
32 | 13520.4082 | 1112 | 47 | 2 | 16 | 4047.619 | 6964.2857 | 238.0952 | 2000 | 270.4082 | 13520.4082 | 3446 | 10074.4082 | 1732 | 1732 | 1732 | 0 | 0 | 0 | 0
33 | 13520.4082 | 1135 | 48 | 2 | 17 | 4047.619 | 6964.2857 | 238.0952 | 2000 | 270.4082 | 13520.4082 | 3446 | 10074.4082 | 1732 | 1732 | 1732 | 0 | 0 | 0 | 0
34 | 13520.4082 | 1136 | 48 | 2 | 17 | 4047.619 | 6964.2857 | 238.0952 | 2000 | 270.4082 | 13520.4082 | 3446 | 10074.4082 | 1732 | 1732 | 1732 | 0 | 0 | 0 | 0
35 | 13520.4082 | 1159 | 49 | 2 | 18 | 4047.619 | 6964.2857 | 238.0952 | 2000 | 270.4082 | 13520.4082 | 3446 | 10074.4082 | 1732 | 1732 | 1732 | 0 | 0 | 0 | 0
36 | 13520.4082 | 1160 | 49 | 2 | 18 | 4047.619 | 6964.2857 | 238.0952 | 2000 | 270.4082 | 13520.4082 | 3446 | 10074.4082 | 1732 | 1732 | 1732 | 0 | 0 | 0 | 0
37 | 13520.4082 | 1183 | 50 | 2 | 19 | 4047.619 | 6964.2857 | 238.0952 | 2000 | 270.4082 | 13520.4082 | 3446 | 10074.4082 | 1732 | 1732 | 1732 | 0 | 0 | 0 | 0
38 | 13520.4082 | 1184 | 50 | 2 | 19 | 4047.619 | 6964.2857 | 238.0952 | 2000 | 270.4082 | 13520.4082 | 3446 | 10074.4082 | 1732 | 1732 | 1732 | 0 | 0 | 0 | 0
39 | 13520.4082 | 1207 | 51 | 2 | 20 | 4047.619 | 6964.2857 | 238.0952 | 2000 | 270.4082 | 13520.4082 | 3446 | 10074.4082 | 1732 | 1732 | 1732 | 0 | 0 | 0 | 0
40 | 13520.4082 | 1208 | 51 | 2 | 20 | 4047.619 | 6964.2857 | 238.0952 | 2000 | 270.4082 | 13520.4082 | 3446 | 10074.4082 | 1732 | 1732 | 1732 | 0 | 0 | 0 | 0
41 | 13520.4082 | 1231 | 52 | 2 | 21 | 4047.619 | 6964.2857 | 238.0952 | 2000 | 270.4082 | 13520.4082 | 3446 | 10074.4082 | 1732 | 1732 | 1732 | 0 | 0 | 0 | 0
42 | 13520.4082 | 1232 | 52 | 2 | 21 | 4047.619 | 6964.2857 | 238.0952 | 2000 | 270.4082 | 13520.4082 | 3446 | 10074.4082 | 1732 | 1732 | 1732 | 0 | 0 | 0 | 0
43 | 13520.4082 | 1255 | 53 | 2 | 22 | 4047.619 | 6964.2857 | 238.0952 | 2000 | 270.4082 | 13520.4082 | 3446 | 10074.4082 | 1732 | 1732 | 1732 | 0 | 0 | 0 | 0
44 | 13520.4082 | 1256 | 53 | 2 | 22 | 4047.619 | 6964.2857 | 238.0952 | 2000 | 270.4082 | 13520.4082 | 3446 | 10074.4082 | 1732 | 1732 | 1732 | 0 | 0 | 0 | 0
45 | 13520.4082 | 1279 | 54 | 2 | 23 | 4047.619 | 6964.2857 | 238.0952 | 2000 | 270.4082 | 13520.4082 | 3446 | 10074.4082 | 1732 | 1732 | 1732 | 0 | 0 | 0 | 0
46 | 13520.4082 | 1280 | 54 | 2 | 23 | 4047.619 | 6964.2857 | 238.0952 | 2000 | 270.4082 | 13520.4082 | 3446 | 10074.4082 | 1732 | 1732 | 1732 | 0 | 0 | 0 | 0
47 | 13520.4082 | 1303 | 55 | 2 | 24 | 4047.619 | 6964.2857 | 238.0952 | 2000 | 270.4082 | 13520.4082 | 3446 | 10074.4082 | 1732 | 1732 | 1732 | 0 | 0 | 0 | 0
48 | 13520.4082 | 1304 | 55 | 2 | 24 | 4047.619 | 6964.2857 | 238.0952 | 2000 | 270.4082 | 13520.4082 | 3446 | 10074.4082 | 1732 | 1732 | 1732 | 0 | 0 | 0 | 0
49 | 13520.4082 | 1327 | 56 | 2 | 25 | 4047.619 | 6964.2857 | 238.0952 | 2000 | 270.4082 | 13520.4082 | 3446 | 10074.4082 | 1732 | 1732 | 1732 | 0 | 0 | 0 | 0
50 | 13520.4082 | 1328 | 56 | 2 | 25 | 4047.619 | 6964.2857 | 238.0952 | 2000 | 270.4082 | 13520.4082 | 3446 | 10074.4082 | 1732 | 1732 | 1732 | 0 | 0 | 0 | 0
51 | 13520.4082 | 1351 | 57 | 2 | 26 | 4047.619 | 6964.2857 | 238.0952 | 2000 | 270.4082 | 13520.4082 | 3446 | 10074.4082 | 1732 | 1732 | 1732 | 0 | 0 | 0 | 0
52 | 13520.4082 | 1352 | 57 | 2 | 26 | 4047.619 | 6964.2857 | 238.0952 | 2000 | 270.4082 | 13520.4082 | 3446 | 10074.4082 | 1732 | 1732 | 1732 | 0 | 0 | 0 | 0
53 | 13520.4082 | 1375 | 58 | 2 | 27 | 4047.619 | 6964.2857 | 238.0952 | 2000 | 270.4082 | 13520.4082 | 3446 | 10074.4082 | 1732 | 1732 | 1732 | 0 | 0 | 0 | 0
54 | 13520.4082 | 1376 | 58 | 2 | 27 | 4047.619 | 6964.2857 | 238.0952 | 2000 | 270.4082 | 13520.4082 | 3446 | 10074.4082 | 1732 | 1732 | 1732 | 0 | 0 | 0 | 0
55 | 13520.4082 | 1399 | 59 | 2 | 28 | 4047.619 | 6964.2857 | 238.0952 | 2000 | 270.4082 | 13520.4082 | 3446 | 10074.4082 | 1732 | 1732 | 1732 | 0 | 0 | 0 | 0
56 | 13520.4082 | 1400 | 59 | 2 | 28 | 4047.619 | 6964.2857 | 238.0952 | 2000 | 270.4082 | 13520.4082 | 3446 | 10074.4082 | 1732 | 1732 | 1732 | 0 | 0 | 0 | 0
57 | 11479.5918 | 750 | 32 | 2 | 1 | 4047.619 | 6964.2857 | 238.0952 | 0 | 229.5918 | 11479.5918 | 3446 | 8033.5918 | 1732 | 1732 | 1732 | 0 | 0 | 0 | 0
58 | 11479.5918 | 763 | 32 | 2 | 1 | 4047.619 | 6964.2857 | 238.0952 | 0 | 229.5918 | 11479.5918 | 3446 | 8033.5918 | 1732 | 1732 | 1732 | 0 | 0 | 0 | 0
59 | 11479.5918 | 764 | 32 | 2 | 1 | 4047.619 | 6964.2857 | 238.0952 | 0 | 229.5918 | 11479.5918 | 3446 | 8033.5918 | 1732 | 1732 | 1732 | 0 | 0 | 0 | 0
60 | 11479.5918 | 765 | 32 | 2 | 1 | 4047.619 | 6964.2857 | 238.0952 | 0 | 229.5918 | 11479.5918 | 3446 | 8033.5918 | 1732 | 1732 | 1732 | 0 | 0 | 0 | 0
61 | 11479.5918 | 774 | 33 | 2 | 2 | 4047.619 | 6964.2857 | 238.0952 | 0 | 229.5918 | 11479.5918 | 3446 | 8033.5918 | 1732 | 1732 | 1732 | 0 | 0 | 0 | 0
62 | 11479.5918 | 787 | 33 | 2 | 2 | 4047.619 | 6964.2857 | 238.0952 | 0 | 229.5918 | 11479.5918 | 3446 | 8033.5918 | 1732 | 1732 | 1732 | 0 | 0 | 0 | 0
63 | 11479.5918 | 788 | 33 | 2 | 2 | 4047.619 | 6964.2857 | 238.0952 | 0 | 229.5918 | 11479.5918 | 3446 | 8033.5918 | 1732 | 1732 | 1732 | 0 | 0 | 0 | 0
64 | 11479.5918 | 789 | 33 | 2 | 2 | 4047.619 | 6964.2857 | 238.0952 | 0 | 229.5918 | 11479.5918 | 3446 | 8033.5918 | 1732 | 1732 | 1732 | 0 | 0 | 0 | 0
65 | 11479.5918 | 798 | 34 | 2 | 3 | 4047.619 | 6964.2857 | 238.0952 | 0 | 229.5918 | 11479.5918 | 3446 | 8033.5918 | 1732 | 1732 | 1732 | 0 | 0 | 0 | 0
66 | 11479.5918 | 811 | 34 | 2 | 3 | 4047.619 | 6964.2857 | 238.0952 | 0 | 229.5918 | 11479.5918 | 3446 | 8033.5918 | 1732 | 1732 | 1732 | 0 | 0 | 0 | 0
67 | 11479.5918 | 812 | 34 | 2 | 3 | 4047.619 | 6964.2857 | 238.0952 | 0 | 229.5918 | 11479.5918 | 3446 | 8033.5918 | 1732 | 1732 | 1732 | 0 | 0 | 0 | 0
68 | 11479.5918 | 813 | 34 | 2 | 3 | 4047.619 | 6964.2857 | 238.0952 | 0 | 229.5918 | 11479.5918 | 3446 | 8033.5918 | 1732 | 1732 | 1732 | 0 | 0 | 0 | 0
69 | 11479.5918 | 822 | 35 | 2 | 4 | 4047.619 | 6964.2857 | 238.0952 | 0 | 229.5918 | 11479.5918 | 3446 | 8033.5918 | 1732 | 1732 | 1732 | 0 | 0 | 0 | 0
70 | 11479.5918 | 835 | 35 | 2 | 4 | 4047.619 | 6964.2857 | 238.0952 | 0 | 229.5918 | 11479.5918 | 3446 | 8033.5918 | 1732 | 1732 | 1732 | 0 | 0 | 0 | 0
71 | 11479.5918 | 836 | 35 | 2 | 4 | 4047.619 | 6964.2857 | 238.0952 | 0 | 229.5918 | 11479.5918 | 3446 | 8033.5918 | 1732 | 1732 | 1732 | 0 | 0 | 0 | 0
72 | 11479.5918 | 837 | 35 | 2 | 4 | 4047.619 | 6964.2857 | 238.0952 | 0 | 229.5918 | 11479.5918 | 3446 | 8033.5918 | 1732 | 1732 | 1732 | 0 | 0 | 0 | 0
73 | 11479.5918 | 846 | 36 | 2 | 5 | 4047.619 | 6964.2857 | 238.0952 | 0 | 229.5918 | 11479.5918 | 3446 | 8033.5918 | 1732 | 1732 | 1732 | 0 | 0 | 0 | 0
74 | 11479.5918 | 859 | 36 | 2 | 5 | 4047.619 | 6964.2857 | 238.0952 | 0 | 229.5918 | 11479.5918 | 3446 | 8033.5918 | 1732 | 1732 | 1732 | 0 | 0 | 0 | 0
75 | 11479.5918 | 860 | 36 | 2 | 5 | 4047.619 | 6964.2857 | 238.0952 | 0 | 229.5918 | 11479.5918 | 3446 | 8033.5918 | 1732 | 1732 | 1732 | 0 | 0 | 0 | 0
76 | 11479.5918 | 861 | 36 | 2 | 5 | 4047.619 | 6964.2857 | 238.0952 | 0 | 229.5918 | 11479.5918 | 3446 | 8033.5918 | 1732 | 1732 | 1732 | 0 | 0 | 0 | 0
77 | 11479.5918 | 870 | 37 | 2 | 6 | 4047.619 | 6964.2857 | 238.0952 | 0 | 229.5918 | 11479.5918 | 3446 | 8033.5918 | 1732 | 1732 | 1732 | 0 | 0 | 0 | 0
78 | 11479.5918 | 883 | 37 | 2 | 6 | 4047.619 | 6964.2857 | 238.0952 | 0 | 229.5918 | 11479.5918 | 3446 | 8033.5918 | 1732 | 1732 | 1732 | 0 | 0 | 0 | 0
79 | 11479.5918 | 884 | 37 | 2 | 6 | 4047.619 | 6964.2857 | 238.0952 | 0 | 229.5918 | 11479.5918 | 3446 | 8033.5918 | 1732 | 1732 | 1732 | 0 | 0 | 0 | 0
80 | 11479.5918 | 885 | 37 | 2 | 6 | 4047.619 | 6964.2857 | 238.0952 | 0 | 229.5918 | 11479.5918 | 3446 | 8033.5918 | 1732 | 1732 | 1732 | 0 | 0 | 0 | 0
81 | 11479.5918 | 894 | 38 | 2 | 7 | 4047.619 | 6964.2857 | 238.0952 | 0 | 229.5918 | 11479.5918 | 3446 | 8033.5918 | 1732 | 1732 | 1732 | 0 | 0 | 0 | 0
82 | 11479.5918 | 907 | 38 | 2 | 7 | 4047.619 | 6964.2857 | 238.0952 | 0 | 229.5918 | 11479.5918 | 3446 | 8033.5918 | 1732 | 1732 | 1732 | 0 | 0 | 0 | 0
83 | 11479.5918 | 908 | 38 | 2 | 7 | 4047.619 | 6964.2857 | 238.0952 | 0 | 229.5918 | 11479.5918 | 3446 | 8033.5918 | 1732 | 1732 | 1732 | 0 | 0 | 0 | 0
84 | 11479.5918 | 909 | 38 | 2 | 7 | 4047.619 | 6964.2857 | 238.0952 | 0 | 229.5918 | 11479.5918 | 3446 | 8033.5918 | 1732 | 1732 | 1732 | 0 | 0 | 0 | 0
85 | 11479.5918 | 918 | 39 | 2 | 8 | 4047.619 | 6964.2857 | 238.0952 | 0 | 229.5918 | 11479.5918 | 3446 | 8033.5918 | 1732 | 1732 | 1732 | 0 | 0 | 0 | 0
86 | 11479.5918 | 931 | 39 | 2 | 8 | 4047.619 | 6964.2857 | 238.0952 | 0 | 229.5918 | 11479.5918 | 3446 | 8033.5918 | 1732 | 1732 | 1732 | 0 | 0 | 0 | 0
87 | 11479.5918 | 932 | 39 | 2 | 8 | 4047.619 | 6964.2857 | 238.0952 | 0 | 229.5918 | 11479.5918 | 3446 | 8033.5918 | 1732 | 1732 | 1732 | 0 | 0 | 0 | 0
88 | 11479.5918 | 933 | 39 | 2 | 8 | 4047.619 | 6964.2857 | 238.0952 | 0 | 229.5918 | 11479.5918 | 3446 | 8033.5918 | 1732 | 1732 | 1732 | 0 | 0 | 0 | 0
89 | 11479.5918 | 942 | 40 | 2 | 9 | 4047.619 | 6964.2857 | 238.0952 | 0 | 229.5918 | 11479.5918 | 3446 | 8033.5918 | 1732 | 1732 | 1732 | 0 | 0 | 0 | 0
90 | 11479.5918 | 955 | 40 | 2 | 9 | 4047.619 | 6964.2857 | 238.0952 | 0 | 229.5918 | 11479.5918 | 3446 | 8033.5918 | 1732 | 1732 | 1732 | 0 | 0 | 0 | 0
91 | 11479.5918 | 956 | 40 | 2 | 9 | 4047.619 | 6964.2857 | 238.0952 | 0 | 229.5918 | 11479.5918 | 3446 | 8033.5918 | 1732 | 1732 | 1732 | 0 | 0 | 0 | 0
92 | 11479.5918 | 957 | 40 | 2 | 9 | 4047.619 | 6964.2857 | 238.0952 | 0 | 229.5918 | 11479.5918 | 3446 | 8033.5918 | 1732 | 1732 | 1732 | 0 | 0 | 0 | 0
93 | 11479.5918 | 966 | 41 | 2 | 10 | 4047.619 | 6964.2857 | 238.0952 | 0 | 229.5918 | 11479.5918 | 3446 | 8033.5918 | 1732 | 1732 | 1732 | 0 | 0 | 0 | 0
94 | 11479.5918 | 979 | 41 | 2 | 10 | 4047.619 | 6964.2857 | 238.0952 | 0 | 229.5918 | 11479.5918 | 3446 | 8033.5918 | 1732 | 1732 | 1732 | 0 | 0 | 0 | 0
95 | 11479.5918 | 980 | 41 | 2 | 10 | 4047.619 | 6964.2857 | 238.0952 | 0 | 229.5918 | 11479.5918 | 3446 | 8033.5918 | 1732 | 1732 | 1732 | 0 | 0 | 0 | 0
96 | 11479.5918 | 981 | 41 | 2 | 10 | 4047.619 | 6964.2857 | 238.0952 | 0 | 229.5918 | 11479.5918 | 3446 | 8033.5918 | 1732 | 1732 | 1732 | 0 | 0 | 0 | 0
97 | 11479.5918 | 990 | 42 | 2 | 11 | 4047.619 | 6964.2857 | 238.0952 | 0 | 229.5918 | 11479.5918 | 3446 | 8033.5918 | 1732 | 1732 | 1732 | 0 | 0 | 0 | 0
98 | 11479.5918 | 1003 | 42 | 2 | 11 | 4047.619 | 6964.2857 | 238.0952 | 0 | 229.5918 | 11479.5918 | 3446 | 8033.5918 | 1732 | 1732 | 1732 | 0 | 0 | 0 | 0
99 | 11479.5918 | 1004 | 42 | 2 | 11 | 4047.619 | 6964.2857 | 238.0952 | 0 | 229.5918 | 11479.5918 | 3446 | 8033.5918 | 1732 | 1732 | 1732 | 0 | 0 | 0 | 0
100 | 11479.5918 | 1005 | 42 | 2 | 11 | 4047.619 | 6964.2857 | 238.0952 | 0 | 229.5918 | 11479.5918 | 3446 | 8033.5918 | 1732 | 1732 | 1732 | 0 | 0 | 0 | 0
101 | 11479.5918 | 1014 | 43 | 2 | 12 | 4047.619 | 6964.2857 | 238.0952 | 0 | 229.5918 | 11479.5918 | 3446 | 8033.5918 | 1732 | 1732 | 1732 | 0 | 0 | 0 | 0
102 | 11479.5918 | 1027 | 43 | 2 | 12 | 4047.619 | 6964.2857 | 238.0952 | 0 | 229.5918 | 11479.5918 | 3446 | 8033.5918 | 1732 | 1732 | 1732 | 0 | 0 | 0 | 0
103 | 11479.5918 | 1028 | 43 | 2 | 12 | 4047.619 | 6964.2857 | 238.0952 | 0 | 229.5918 | 11479.5918 | 3446 | 8033.5918 | 1732 | 1732 | 1732 | 0 | 0 | 0 | 0
104 | 11479.5918 | 1029 | 43 | 2 | 12 | 4047.619 | 6964.2857 | 238.0952 | 0 | 229.5918 | 11479.5918 | 3446 | 8033.5918 | 1732 | 1732 | 1732 | 0 | 0 | 0 | 0
105 | 11479.5918 | 1038 | 44 | 2 | 13 | 4047.619 | 6964.2857 | 238.0952 | 0 | 229.5918 | 11479.5918 | 3446 | 8033.5918 | 1732 | 1732 | 1732 | 0 | 0 | 0 | 0
106 | 11479.5918 | 1051 | 44 | 2 | 13 | 4047.619 | 6964.2857 | 238.0952 | 0 | 229.5918 | 11479.5918 | 3446 | 8033.5918 | 1732 | 1732 | 1732 | 0 | 0 | 0 | 0
107 | 11479.5918 | 1052 | 44 | 2 | 13 | 4047.619 | 6964.2857 | 238.0952 | 0 | 229.5918 | 11479.5918 | 3446 | 8033.5918 | 1732 | 1732 | 1732 | 0 | 0 | 0 | 0
108 | 11479.5918 | 1053 | 44 | 2 | 13 | 4047.619 | 6964.2857 | 238.0952 | 0 | 229.5918 | 11479.5918 | 3446 | 8033.5918 | 1732 | 1732 | 1732 | 0 | 0 | 0 | 0
109 | 11479.5918 | 1062 | 45 | 2 | 14 | 4047.619 | 6964.2857 | 238.0952 | 0 | 229.5918 | 11479.5918 | 3446 | 8033.5918 | 1732 | 1732 | 1732 | 0 | 0 | 0 | 0
110 | 11479.5918 | 1075 | 45 | 2 | 14 | 4047.619 | 6964.2857 | 238.0952 | 0 | 229.5918 | 11479.5918 | 3446 | 8033.5918 | 1732 | 1732 | 1732 | 0 | 0 | 0 | 0
111 | 11479.5918 | 1076 | 45 | 2 | 14 | 4047.619 | 6964.2857 | 238.0952 | 0 | 229.5918 | 11479.5918 | 3446 | 8033.5918 | 1732 | 1732 | 1732 | 0 | 0 | 0 | 0
112 | 11479.5918 | 1077 | 45 | 2 | 14 | 4047.619 | 6964.2857 | 238.0952 | 0 | 229.5918 | 11479.5918 | 3446 | 8033.5918 | 1732 | 1732 | 1732 | 0 | 0 | 0 | 0
113 | 11479.5918 | 1086 | 46 | 2 | 15 | 4047.619 | 6964.2857 | 238.0952 | 0 | 229.5918 | 11479.5918 | 3446 | 8033.5918 | 1732 | 1732 | 1732 | 0 | 0 | 0 | 0
114 | 11479.5918 | 1099 | 46 | 2 | 15 | 4047.619 | 6964.2857 | 238.0952 | 0 | 229.5918 | 11479.5918 | 3446 | 8033.5918 | 1732 | 1732 | 1732 | 0 | 0 | 0 | 0
115 | 11479.5918 | 1100 | 46 | 2 | 15 | 4047.619 | 6964.2857 | 238.0952 | 0 | 229.5918 | 11479.5918 | 3446 | 8033.5918 | 1732 | 1732 | 1732 | 0 | 0 | 0 | 0
116 | 11479.5918 | 1101 | 46 | 2 | 15 | 4047.619 | 6964.2857 | 238.0952 | 0 | 229.5918 | 11479.5918 | 3446 | 8033.5918 | 1732 | 1732 | 1732 | 0 | 0 | 0 | 0
117 | 11479.5918 | 1110 | 47 | 2 | 16 | 4047.619 | 6964.2857 | 238.0952 | 0 | 229.5918 | 11479.5918 | 3446 | 8033.5918 | 1732 | 1732 | 1732 | 0 | 0 | 0 | 0
118 | 11479.5918 | 1123 | 47 | 2 | 16 | 4047.619 | 6964.2857 | 238.0952 | 0 | 229.5918 | 11479.5918 | 3446 | 8033.5918 | 1732 | 1732 | 1732 | 0 | 0 | 0 | 0
119 | 11479.5918 | 1124 | 47 | 2 | 16 | 4047.619 | 6964.2857 | 238.0952 | 0 | 229.5918 | 11479.5918 | 3446 | 8033.5918 | 1732 | 1732 | 1732 | 0 | 0 | 0 | 0
120 | 11479.5918 | 1125 | 47 | 2 | 16 | 4047.619 | 6964.2857 | 238.0952 | 0 | 229.5918 | 11479.5918 | 3446 | 8033.5918 | 1732 | 1732 | 1732 | 0 | 0 | 0 | 0
121 | 11479.5918 | 1134 | 48 | 2 | 17 | 4047.619 | 6964.2857 | 238.0952 | 0 | 229.5918 | 11479.5918 | 3446 | 8033.5918 | 1732 | 1732 | 1732 | 0 | 0 | 0 | 0
122 | 11479.5918 | 1147 | 48 | 2 | 17 | 4047.619 | 6964.2857 | 238.0952 | 0 | 229.5918 | 11479.5918 | 3446 | 8033.5918 | 1732 | 1732 | 1732 | 0 | 0 | 0 | 0
123 | 11479.5918 | 1148 | 48 | 2 | 17 | 4047.619 | 6964.2857 | 238.0952 | 0 | 229.5918 | 11479.5918 | 3446 | 8033.5918 | 1732 | 1732 | 1732 | 0 | 0 | 0 | 0
124 | 11479.5918 | 1149 | 48 | 2 | 17 | 4047.619 | 6964.2857 | 238.0952 | 0 | 229.5918 | 11479.5918 | 3446 | 8033.5918 | 1732 | 1732 | 1732 | 0 | 0 | 0 | 0
125 | 11479.5918 | 1158 | 49 | 2 | 18 | 4047.619 | 6964.2857 | 238.0952 | 0 | 229.5918 | 11479.5918 | 3446 | 8033.5918 | 1732 | 1732 | 1732 | 0 | 0 | 0 | 0
126 | 11479.5918 | 1171 | 49 | 2 | 18 | 4047.619 | 6964.2857 | 238.0952 | 0 | 229.5918 | 11479.5918 | 3446 | 8033.5918 | 1732 | 1732 | 1732 | 0 | 0 | 0 | 0
127 | 11479.5918 | 1172 | 49 | 2 | 18 | 4047.619 | 6964.2857 | 238.0952 | 0 | 229.5918 | 11479.5918 | 3446 | 8033.5918 | 1732 | 1732 | 1732 | 0 | 0 | 0 | 0
128 | 11479.5918 | 1173 | 49 | 2 | 18 | 4047.619 | 6964.2857 | 238.0952 | 0 | 229.5918 | 11479.5918 | 3446 | 8033.5918 | 1732 | 1732 | 1732 | 0 | 0 | 0 | 0
129 | 11479.5918 | 1182 | 50 | 2 | 19 | 4047.619 | 6964.2857 | 238.0952 | 0 | 229.5918 | 11479.5918 | 3446 | 8033.5918 | 1732 | 1732 | 1732 | 0 | 0 | 0 | 0
130 | 11479.5918 | 1195 | 50 | 2 | 19 | 4047.619 | 6964.2857 | 238.0952 | 0 | 229.5918 | 11479.5918 | 3446 | 8033.5918 | 1732 | 1732 | 1732 | 0 | 0 | 0 | 0
131 | 11479.5918 | 1196 | 50 | 2 | 19 | 4047.619 | 6964.2857 | 238.0952 | 0 | 229.5918 | 11479.5918 | 3446 | 8033.5918 | 1732 | 1732 | 1732 | 0 | 0 | 0 | 0
132 | 11479.5918 | 1197 | 50 | 2 | 19 | 4047.619 | 6964.2857 | 238.0952 | 0 | 229.5918 | 11479.5918 | 3446 | 8033.5918 | 1732 | 1732 | 1732 | 0 | 0 | 0 | 0
133 | 11479.5918 | 1206 | 51 | 2 | 20 | 4047.619 | 6964.2857 | 238.0952 | 0 | 229.5918 | 11479.5918 | 3446 | 8033.5918 | 1732 | 1732 | 1732 | 0 | 0 | 0 | 0
134 | 11479.5918 | 1219 | 51 | 2 | 20 | 4047.619 | 6964.2857 | 238.0952 | 0 | 229.5918 | 11479.5918 | 3446 | 8033.5918 | 1732 | 1732 | 1732 | 0 | 0 | 0 | 0
135 | 11479.5918 | 1220 | 51 | 2 | 20 | 4047.619 | 6964.2857 | 238.0952 | 0 | 229.5918 | 11479.5918 | 3446 | 8033.5918 | 1732 | 1732 | 1732 | 0 | 0 | 0 | 0
136 | 11479.5918 | 1221 | 51 | 2 | 20 | 4047.619 | 6964.2857 | 238.0952 | 0 | 229.5918 | 11479.5918 | 3446 | 8033.5918 | 1732 | 1732 | 1732 | 0 | 0 | 0 | 0
137 | 11479.5918 | 1230 | 52 | 2 | 21 | 4047.619 | 6964.2857 | 238.0952 | 0 | 229.5918 | 11479.5918 | 3446 | 8033.5918 | 1732 | 1732 | 1732 | 0 | 0 | 0 | 0
138 | 11479.5918 | 1243 | 52 | 2 | 21 | 4047.619 | 6964.2857 | 238.0952 | 0 | 229.5918 | 11479.5918 | 3446 | 8033.5918 | 1732 | 1732 | 1732 | 0 | 0 | 0 | 0
139 | 11479.5918 | 1244 | 52 | 2 | 21 | 4047.619 | 6964.2857 | 238.0952 | 0 | 229.5918 | 11479.5918 | 3446 | 8033.5918 | 1732 | 1732 | 1732 | 0 | 0 | 0 | 0
140 | 11479.5918 | 1245 | 52 | 2 | 21 | 4047.619 | 6964.2857 | 238.0952 | 0 | 229.5918 | 11479.5918 | 3446 | 8033.5918 | 1732 | 1732 | 1732 | 0 | 0 | 0 | 0
141 | 11479.5918 | 1254 | 53 | 2 | 22 | 4047.619 | 6964.2857 | 238.0952 | 0 | 229.5918 | 11479.5918 | 3446 | 8033.5918 | 1732 | 1732 | 1732 | 0 | 0 | 0 | 0
142 | 11479.5918 | 1267 | 53 | 2 | 22 | 4047.619 | 6964.2857 | 238.0952 | 0 | 229.5918 | 11479.5918 | 3446 | 8033.5918 | 1732 | 1732 | 1732 | 0 | 0 | 0 | 0
143 | 11479.5918 | 1268 | 53 | 2 | 22 | 4047.619 | 6964.2857 | 238.0952 | 0 | 229.5918 | 11479.5918 | 3446 | 8033.5918 | 1732 | 1732 | 1732 | 0 | 0 | 0 | 0
144 | 11479.5918 | 1269 | 53 | 2 | 22 | 4047.619 | 6964.2857 | 238.0952 | 0 | 229.5918 | 11479.5918 | 3446 | 8033.5918 | 1732 | 1732 | 1732 | 0 | 0 | 0 | 0
145 | 11479.5918 | 1278 | 54 | 2 | 23 | 4047.619 | 6964.2857 | 238.0952 | 0 | 229.5918 | 11479.5918 | 3446 | 8033.5918 | 1732 | 1732 | 1732 | 0 | 0 | 0 | 0
146 | 11479.5918 | 1291 | 54 | 2 | 23 | 4047.619 | 6964.2857 | 238.0952 | 0 | 229.5918 | 11479.5918 | 3446 | 8033.5918 | 1732 | 1732 | 1732 | 0 | 0 | 0 | 0
147 | 11479.5918 | 1292 | 54 | 2 | 23 | 4047.619 | 6964.2857 | 238.0952 | 0 | 229.5918 | 11479.5918 | 3446 | 8033.5918 | 1732 | 1732 | 1732 | 0 | 0 | 0 | 0
148 | 11479.5918 | 1293 | 54 | 2 | 23 | 4047.619 | 6964.2857 | 238.0952 | 0 | 229.5918 | 11479.5918 | 3446 | 8033.5918 | 1732 | 1732 | 1732 | 0 | 0 | 0 | 0
149 | 11479.5918 | 1302 | 55 | 2 | 24 | 4047.619 | 6964.2857 | 238.0952 | 0 | 229.5918 | 11479.5918 | 3446 | 8033.5918 | 1732 | 1732 | 1732 | 0 | 0 | 0 | 0
150 | 11479.5918 | 1315 | 55 | 2 | 24 | 4047.619 | 6964.2857 | 238.0952 | 0 | 229.5918 | 11479.5918 | 3446 | 8033.5918 | 1732 | 1732 | 1732 | 0 | 0 | 0 | 0
151 | 11479.5918 | 1316 | 55 | 2 | 24 | 4047.619 | 6964.2857 | 238.0952 | 0 | 229.5918 | 11479.5918 | 3446 | 8033.5918 | 1732 | 1732 | 1732 | 0 | 0 | 0 | 0
152 | 11479.5918 | 1317 | 55 | 2 | 24 | 4047.619 | 6964.2857 | 238.0952 | 0 | 229.5918 | 11479.5918 | 3446 | 8033.5918 | 1732 | 1732 | 1732 | 0 | 0 | 0 | 0
153 | 11479.5918 | 1326 | 56 | 2 | 25 | 4047.619 | 6964.2857 | 238.0952 | 0 | 229.5918 | 11479.5918 | 3446 | 8033.5918 | 1732 | 1732 | 1732 | 0 | 0 | 0 | 0
154 | 11479.5918 | 1339 | 56 | 2 | 25 | 4047.619 | 6964.2857 | 238.0952 | 0 | 229.5918 | 11479.5918 | 3446 | 8033.5918 | 1732 | 1732 | 1732 | 0 | 0 | 0 | 0
155 | 11479.5918 | 1340 | 56 | 2 | 25 | 4047.619 | 6964.2857 | 238.0952 | 0 | 229.5918 | 11479.5918 | 3446 | 8033.5918 | 1732 | 1732 | 1732 | 0 | 0 | 0 | 0
156 | 11479.5918 | 1341 | 56 | 2 | 25 | 4047.619 | 6964.2857 | 238.0952 | 0 | 229.5918 | 11479.5918 | 3446 | 8033.5918 | 1732 | 1732 | 1732 | 0 | 0 | 0 | 0
157 | 11479.5918 | 1350 | 57 | 2 | 26 | 4047.619 | 6964.2857 | 238.0952 | 0 | 229.5918 | 11479.5918 | 3446 | 8033.5918 | 1732 | 1732 | 1732 | 0 | 0 | 0 | 0
158 | 11479.5918 | 1363 | 57 | 2 | 26 | 4047.619 | 6964.2857 | 238.0952 | 0 | 229.5918 | 11479.5918 | 3446 | 8033.5918 | 1732 | 1732 | 1732 | 0 | 0 | 0 | 0
159 | 11479.5918 | 1364 | 57 | 2 | 26 | 4047.619 | 6964.2857 | 238.0952 | 0 | 229.5918 | 11479.5918 | 3446 | 8033.5918 | 1732 | 1732 | 1732 | 0 | 0 | 0 | 0
160 | 11479.5918 | 1365 | 57 | 2 | 26 | 4047.619 | 6964.2857 | 238.0952 | 0 | 229.5918 | 11479.5918 | 3446 | 8033.5918 | 1732 | 1732 | 1732 | 0 | 0 | 0 | 0
161 | 11479.5918 | 1374 | 58 | 2 | 27 | 4047.619 | 6964.2857 | 238.0952 | 0 | 229.5918 | 11479.5918 | 3446 | 8033.5918 | 1732 | 1732 | 1732 | 0 | 0 | 0 | 0
162 | 11479.5918 | 1387 | 58 | 2 | 27 | 4047.619 | 6964.2857 | 238.0952 | 0 | 229.5918 | 11479.5918 | 3446 | 8033.5918 | 1732 | 1732 | 1732 | 0 | 0 | 0 | 0
163 | 11479.5918 | 1388 | 58 | 2 | 27 | 4047.619 | 6964.2857 | 238.0952 | 0 | 229.5918 | 11479.5918 | 3446 | 8033.5918 | 1732 | 1732 | 1732 | 0 | 0 | 0 | 0
164 | 11479.5918 | 1389 | 58 | 2 | 27 | 4047.619 | 6964.2857 | 238.0952 | 0 | 229.5918 | 11479.5918 | 3446 | 8033.5918 | 1732 | 1732 | 1732 | 0 | 0 | 0 | 0
165 | 11479.5918 | 1398 | 59 | 2 | 28 | 4047.619 | 6964.2857 | 238.0952 | 0 | 229.5918 | 11479.5918 | 3446 | 8033.5918 | 1732 | 1732 | 1732 | 0 | 0 | 0 | 0
166 | 11479.5918 | 1411 | 59 | 2 | 28 | 4047.619 | 6964.2857 | 238.0952 | 0 | 229.5918 | 11479.5918 | 3446 | 8033.5918 | 1732 | 1732 | 1732 | 0 | 0 | 0 | 0
167 | 11479.5918 | 1412 | 59 | 2 | 28 | 4047.619 | 6964.2857 | 238.0952 | 0 | 229.5918 | 11479.5918 | 3446 | 8033.5918 | 1732 | 1732 | 1732 | 0 | 0 | 0 | 0
168 | 11479.5918 | 1413 | 59 | 2 | 28 | 4047.619 | 6964.2857 | 238.0952 | 0 | 229.5918 | 11479.5918 | 3446 | 8033.5918 | 1732 | 1732 | 1732 | 0 | 0 | 0 | 0
169 | 11321.6715 | 7 | 1 | 1 | 1 | 4285.7143 | 5000 | 238.0952 | 1571.4286 | 226.4334 | 11321.6715 | 3446 | 7875.6715 | 1732 | 1732 | 1732 | 0 | 0 | 0 | 0
170 | 11321.6715 | 8 | 1 | 1 | 1 | 4285.7143 | 5000 | 238.0952 | 1571.4286 | 226.4334 | 11321.6715 | 3446 | 7875.6715 | 1732 | 1732 | 1732 | 0 | 0 | 0 | 0
171 | 11321.6715 | 31 | 2 | 1 | 2 | 4285.7143 | 5000 | 238.0952 | 1571.4286 | 226.4334 | 11321.6715 | 3446 | 7875.6715 | 1732 | 1732 | 1732 | 0 | 0 | 0 | 0
172 | 11321.6715 | 32 | 2 | 1 | 2 | 4285.7143 | 5000 | 238.0952 | 1571.4286 | 226.4334 | 11321.6715 | 3446 | 7875.6715 | 1732 | 1732 | 1732 | 0 | 0 | 0 | 0
173 | 11321.6715 | 55 | 3 | 1 | 3 | 4285.7143 | 5000 | 238.0952 | 1571.4286 | 226.4334 | 11321.6715 | 3446 | 7875.6715 | 1732 | 1732 | 1732 | 0 | 0 | 0 | 0
174 | 11321.6715 | 56 | 3 | 1 | 3 | 4285.7143 | 5000 | 238.0952 | 1571.4286 | 226.4334 | 11321.6715 | 3446 | 7875.6715 | 1732 | 1732 | 1732 | 0 | 0 | 0 | 0
175 | 11321.6715 | 79 | 4 | 1 | 4 | 4285.7143 | 5000 | 238.0952 | 1571.4286 | 226.4334 | 11321.6715 | 3446 | 7875.6715 | 1732 | 1732 | 1732 | 0 | 0 | 0 | 0
176 | 11321.6715 | 80 | 4 | 1 | 4 | 4285.7143 | 5000 | 238.0952 | 1571.4286 | 226.4334 | 11321.6715 | 3446 | 7875.6715 | 1732 | 1732 | 1732 | 0 | 0 | 0 | 0
177 | 11321.6715 | 103 | 5 | 1 | 5 | 4285.7143 | 5000 | 238.0952 | 1571.4286 | 226.4334 | 11321.6715 | 3446 | 7875.6715 | 1732 | 1732 | 1732 | 0 | 0 | 0 | 0
178 | 11321.6715 | 104 | 5 | 1 | 5 | 4285.7143 | 5000 | 238.0952 | 1571.4286 | 226.4334 | 11321.6715 | 3446 | 7875.6715 | 1732 | 1732 | 1732 | 0 | 0 | 0 | 0
179 | 11321.6715 | 127 | 6 | 1 | 6 | 4285.7143 | 5000 | 238.0952 | 1571.4286 | 226.4334 | 11321.6715 | 3446 | 7875.6715 | 1732 | 1732 | 1732 | 0 | 0 | 0 | 0
180 | 11321.6715 | 128 | 6 | 1 | 6 | 4285.7143 | 5000 | 238.0952 | 1571.4286 | 226.4334 | 11321.6715 | 3446 | 7875.6715 | 1732 | 1732 | 1732 | 0 | 0 | 0 | 0
181 | 11321.6715 | 151 | 7 | 1 | 7 | 4285.7143 | 5000 | 238.0952 | 1571.4286 | 226.4334 | 11321.6715 | 3446 | 7875.6715 | 1732 | 1732 | 1732 | 0 | 0 | 0 | 0
182 | 11321.6715 | 152 | 7 | 1 | 7 | 4285.7143 | 5000 | 238.0952 | 1571.4286 | 226.4334 | 11321.6715 | 3446 | 7875.6715 | 1732 | 1732 | 1732 | 0 | 0 | 0 | 0
183 | 11321.6715 | 175 | 8 | 1 | 8 | 4285.7143 | 5000 | 238.0952 | 1571.4286 | 226.4334 | 11321.6715 | 3446 | 7875.6715 | 1732 | 1732 | 1732 | 0 | 0 | 0 | 0
184 | 11321.6715 | 176 | 8 | 1 | 8 | 4285.7143 | 5000 | 238.0952 | 1571.4286 | 226.4334 | 11321.6715 | 3446 | 7875.6715 | 1732 | 1732 | 1732 | 0 | 0 | 0 | 0
185 | 11321.6715 | 199 | 9 | 1 | 9 | 4285.7143 | 5000 | 238.0952 | 1571.4286 | 226.4334 | 11321.6715 | 3446 | 7875.6715 | 1732 | 1732 | 1732 | 0 | 0 | 0 | 0
186 | 11321.6715 | 200 | 9 | 1 | 9 | 4285.7143 | 5000 | 238.0952 | 1571.4286 | 226.4334 | 11321.6715 | 3446 | 7875.6715 | 1732 | 1732 | 1732 | 0 | 0 | 0 | 0
187 | 11321.6715 | 223 | 10 | 1 | 10 | 4285.7143 | 5000 | 238.0952 | 1571.4286 | 226.4334 | 11321.6715 | 3446 | 7875.6715 | 1732 | 1732 | 1732 | 0 | 0 | 0 | 0
188 | 11321.6715 | 224 | 10 | 1 | 10 | 4285.7143 | 5000 | 238.0952 | 1571.4286 | 226.4334 | 11321.6715 | 3446 | 7875.6715 | 1732 | 1732 | 1732 | 0 | 0 | 0 | 0
189 | 11321.6715 | 247 | 11 | 1 | 11 | 4285.7143 | 5000 | 238.0952 | 1571.4286 | 226.4334 | 11321.6715 | 3446 | 7875.6715 | 1732 | 1732 | 1732 | 0 | 0 | 0 | 0
190 | 11321.6715 | 248 | 11 | 1 | 11 | 4285.7143 | 5000 | 238.0952 | 1571.4286 | 226.4334 | 11321.6715 | 3446 | 7875.6715 | 1732 | 1732 | 1732 | 0 | 0 | 0 | 0
191 | 11321.6715 | 271 | 12 | 1 | 12 | 4285.7143 | 5000 | 238.0952 | 1571.4286 | 226.4334 | 11321.6715 | 3446 | 7875.6715 | 1732 | 1732 | 1732 | 0 | 0 | 0 | 0
192 | 11321.6715 | 272 | 12 | 1 | 12 | 4285.7143 | 5000 | 238.0952 | 1571.4286 | 226.4334 | 11321.6715 | 3446 | 7875.6715 | 1732 | 1732 | 1732 | 0 | 0 | 0 | 0
193 | 11321.6715 | 295 | 13 | 1 | 13 | 4285.7143 | 5000 | 238.0952 | 1571.4286 | 226.4334 | 11321.6715 | 3446 | 7875.6715 | 1732 | 1732 | 1732 | 0 | 0 | 0 | 0
194 | 11321.6715 | 296 | 13 | 1 | 13 | 4285.7143 | 5000 | 238.0952 | 1571.4286 | 226.4334 | 11321.6715 | 3446 | 7875.6715 | 1732 | 1732 | 1732 | 0 | 0 | 0 | 0
195 | 11321.6715 | 319 | 14 | 1 | 14 | 4285.7143 | 5000 | 238.0952 | 1571.4286 | 226.4334 | 11321.6715 | 3446 | 7875.6715 | 1732 | 1732 | 1732 | 0 | 0 | 0 | 0
196 | 11321.6715 | 320 | 14 | 1 | 14 | 4285.7143 | 5000 | 238.0952 | 1571.4286 | 226.4334 | 11321.6715 | 3446 | 7875.6715 | 1732 | 1732 | 1732 | 0 | 0 | 0 | 0
197 | 11321.6715 | 343 | 15 | 1 | 15 | 4285.7143 | 5000 | 238.0952 | 1571.4286 | 226.4334 | 11321.6715 | 3446 | 7875.6715 | 1732 | 1732 | 1732 | 0 | 0 | 0 | 0
198 | 11321.6715 | 344 | 15 | 1 | 15 | 4285.7143 | 5000 | 238.0952 | 1571.4286 | 226.4334 | 11321.6715 | 3446 | 7875.6715 | 1732 | 1732 | 1732 | 0 | 0 | 0 | 0
199 | 11321.6715 | 367 | 16 | 1 | 16 | 4285.7143 | 5000 | 238.0952 | 1571.4286 | 226.4334 | 11321.6715 | 3446 | 7875.6715 | 1732 | 1732 | 1732 | 0 | 0 | 0 | 0
200 | 11321.6715 | 368 | 16 | 1 | 16 | 4285.7143 | 5000 | 238.0952 | 1571.4286 | 226.4334 | 11321.6715 | 3446 | 7875.6715 | 1732 | 1732 | 1732 | 0 | 0 | 0 | 0
201 | 11321.6715 | 391 | 17 | 1 | 17 | 4285.7143 | 5000 | 238.0952 | 1571.4286 | 226.4334 | 11321.6715 | 3446 | 7875.6715 | 1732 | 1732 | 1732 | 0 | 0 | 0 | 0
202 | 11321.6715 | 392 | 17 | 1 | 17 | 4285.7143 | 5000 | 238.0952 | 1571.4286 | 226.4334 | 11321.6715 | 3446 | 7875.6715 | 1732 | 1732 | 1732 | 0 | 0 | 0 | 0
203 | 11321.6715 | 415 | 18 | 1 | 18 | 4285.7143 | 5000 | 238.0952 | 1571.4286 | 226.4334 | 11321.6715 | 3446 | 7875.6715 | 1732 | 1732 | 1732 | 0 | 0 | 0 | 0
204 | 11321.6715 | 416 | 18 | 1 | 18 | 4285.7143 | 5000 | 238.0952 | 1571.4286 | 226.4334 | 11321.6715 | 3446 | 7875.6715 | 1732 | 1732 | 1732 | 0 | 0 | 0 | 0
205 | 11321.6715 | 439 | 19 | 1 | 19 | 4285.7143 | 5000 | 238.0952 | 1571.4286 | 226.4334 | 11321.6715 | 3446 | 7875.6715 | 1732 | 1732 | 1732 | 0 | 0 | 0 | 0
206 | 11321.6715 | 440 | 19 | 1 | 19 | 4285.7143 | 5000 | 238.0952 | 1571.4286 | 226.4334 | 11321.6715 | 3446 | 7875.6715 | 1732 | 1732 | 1732 | 0 | 0 | 0 | 0
207 | 11321.6715 | 463 | 20 | 1 | 20 | 4285.7143 | 5000 | 238.0952 | 1571.4286 | 226.4334 | 11321.6715 | 3446 | 7875.6715 | 1732 | 1732 | 1732 | 0 | 0 | 0 | 0
208 | 11321.6715 | 464 | 20 | 1 | 20 | 4285.7143 | 5000 | 238.0952 | 1571.4286 | 226.4334 | 11321.6715 | 3446 | 7875.6715 | 1732 | 1732 | 1732 | 0 | 0 | 0 | 0
209 | 11321.6715 | 487 | 21 | 1 | 21 | 4285.7143 | 5000 | 238.0952 | 1571.4286 | 226.4334 | 11321.6715 | 3446 | 7875.6715 | 1732 | 1732 | 1732 | 0 | 0 | 0 | 0
210 | 11321.6715 | 488 | 21 | 1 | 21 | 4285.7143 | 5000 | 238.0952 | 1571.4286 | 226.4334 | 11321.6715 | 3446 | 7875.6715 | 1732 | 1732 | 1732 | 0 | 0 | 0 | 0
211 | 11321.6715 | 511 | 22 | 1 | 22 | 4285.7143 | 5000 | 238.0952 | 1571.4286 | 226.4334 | 11321.6715 | 3446 | 7875.6715 | 1732 | 1732 | 1732 | 0 | 0 | 0 | 0
212 | 11321.6715 | 512 | 22 | 1 | 22 | 4285.7143 | 5000 | 238.0952 | 1571.4286 | 226.4334 | 11321.6715 | 3446 | 7875.6715 | 1732 | 1732 | 1732 | 0 | 0 | 0 | 0
213 | 11321.6715 | 535 | 23 | 1 | 23 | 4285.7143 | 5000 | 238.0952 | 1571.4286 | 226.4334 | 11321.6715 | 3446 | 7875.6715 | 1732 | 1732 | 1732 | 0 | 0 | 0 | 0
214 | 11321.6715 | 536 | 23 | 1 | 23 | 4285.7143 | 5000 | 238.0952 | 1571.4286 | 226.4334 | 11321.6715 | 3446 | 7875.6715 | 1732 | 1732 | 1732 | 0 | 0 | 0 | 0
215 | 11321.6715 | 559 | 24 | 1 | 24 | 4285.7143 | 5000 | 238.0952 | 1571.4286 | 226.4334 | 11321.6715 | 3446 | 7875.6715 | 1732 | 1732 | 1732 | 0 | 0 | 0 | 0
216 | 11321.6715 | 560 | 24 | 1 | 24 | 4285.7143 | 5000 | 238.0952 | 1571.4286 | 226.4334 | 11321.6715 | 3446 | 7875.6715 | 1732 | 1732 | 1732 | 0 | 0 | 0 | 0
217 | 11321.6715 | 583 | 25 | 1 | 25 | 4285.7143 | 5000 | 238.0952 | 1571.4286 | 226.4334 | 11321.6715 | 3446 | 7875.6715 | 1732 | 1732 | 1732 | 0 | 0 | 0 | 0
218 | 11321.6715 | 584 | 25 | 1 | 25 | 4285.7143 | 5000 | 238.0952 | 1571.4286 | 226.4334 | 11321.6715 | 3446 | 7875.6715 | 1732 | 1732 | 1732 | 0 | 0 | 0 | 0
219 | 11321.6715 | 607 | 26 | 1 | 26 | 4285.7143 | 5000 | 238.0952 | 1571.4286 | 226.4334 | 11321.6715 | 3446 | 7875.6715 | 1732 | 1732 | 1732 | 0 | 0 | 0 | 0
220 | 11321.6715 | 608 | 26 | 1 | 26 | 4285.7143 | 5000 | 238.0952 | 1571.4286 | 226.4334 | 11321.6715 | 3446 | 7875.6715 | 1732 | 1732 | 1732 | 0 | 0 | 0 | 0
221 | 11321.6715 | 631 | 27 | 1 | 27 | 4285.7143 | 5000 | 238.0952 | 1571.4286 | 226.4334 | 11321.6715 | 3446 | 7875.6715 | 1732 | 1732 | 1732 | 0 | 0 | 0 | 0
222 | 11321.6715 | 632 | 27 | 1 | 27 | 4285.7143 | 5000 | 238.0952 | 1571.4286 | 226.4334 | 11321.6715 | 3446 | 7875.6715 | 1732 | 1732 | 1732 | 0 | 0 | 0 | 0
223 | 11321.6715 | 655 | 28 | 1 | 28 | 4285.7143 | 5000 | 238.0952 | 1571.4286 | 226.4334 | 11321.6715 | 3446 | 7875.6715 | 1732 | 1732 | 1732 | 0 | 0 | 0 | 0
224 | 11321.6715 | 656 | 28 | 1 | 28 | 4285.7143 | 5000 | 238.0952 | 1571.4286 | 226.4334 | 11321.6715 | 3446 | 7875.6715 | 1732 | 1732 | 1732 | 0 | 0 | 0 | 0
225 | 11321.6715 | 679 | 29 | 1 | 29 | 4285.7143 | 5000 | 238.0952 | 1571.4286 | 226.4334 | 11321.6715 | 3446 | 7875.6715 | 1732 | 1732 | 1732 | 0 | 0 | 0 | 0
226 | 11321.6715 | 680 | 29 | 1 | 29 | 4285.7143 | 5000 | 238.0952 | 1571.4286 | 226.4334 | 11321.6715 | 3446 | 7875.6715 | 1732 | 1732 | 1732 | 0 | 0 | 0 | 0
227 | 11321.6715 | 703 | 30 | 1 | 30 | 4285.7143 | 5000 | 238.0952 | 1571.4286 | 226.4334 | 11321.6715 | 3446 | 7875.6715 | 1732 | 1732 | 1732 | 0 | 0 | 0 | 0
228 | 11321.6715 | 704 | 30 | 1 | 30 | 4285.7143 | 5000 | 238.0952 | 1571.4286 | 226.4334 | 11321.6715 | 3446 | 7875.6715 | 1732 | 1732 | 1732 | 0 | 0 | 0 | 0
229 | 11321.6715 | 727 | 31 | 1 | 31 | 4285.7143 | 5000 | 238.0952 | 1571.4286 | 226.4334 | 11321.6715 | 3446 | 7875.6715 | 1732 | 1732 | 1732 | 0 | 0 | 0 | 0
230 | 11321.6715 | 728 | 31 | 1 | 31 | 4285.7143 | 5000 | 238.0952 | 1571.4286 | 226.4334 | 11321.6715 | 3446 | 7875.6715 | 1732 | 1732 | 1732 | 0 | 0 | 0 | 0
231 | 10714.2857 | 1423 | 60 | 3 | 1 | 2500 | 6428.5714 | 142.8571 | 1428.5714 | 214.2857 | 10714.2857 | 3446 | 7268.2857 | 1732 | 1732 | 1732 | 0 | 0 | 0 | 0
232 | 10714.2857 | 1424 | 60 | 3 | 1 | 2500 | 6428.5714 | 142.8571 | 1428.5714 | 214.2857 | 10714.2857 | 3446 | 7268.2857 | 1732 | 1732 | 1732 | 0 | 0 | 0 | 0
233 | 10714.2857 | 1447 | 61 | 3 | 2 | 2500 | 6428.5714 | 142.8571 | 1428.5714 | 214.2857 | 10714.2857 | 3446 | 7268.2857 | 1732 | 1732 | 1732 | 0 | 0 | 0 | 0
234 | 10714.2857 | 1448 | 61 | 3 | 2 | 2500 | 6428.5714 | 142.8571 | 1428.5714 | 214.2857 | 10714.2857 | 3446 | 7268.2857 | 1732 | 1732 | 1732 | 0 | 0 | 0 | 0
235 | 10714.2857 | 1471 | 62 | 3 | 3 | 2500 | 6428.5714 | 142.8571 | 1428.5714 | 214.2857 | 10714.2857 | 3446 | 7268.2857 | 1732 | 1732 | 1732 | 0 | 0 | 0 | 0
236 | 10714.2857 | 1472 | 62 | 3 | 3 | 2500 | 6428.5714 | 142.8571 | 1428.5714 | 214.2857 | 10714.2857 | 3446 | 7268.2857 | 1732 | 1732 | 1732 | 0 | 0 | 0 | 0
237 | 10714.2857 | 1495 | 63 | 3 | 4 | 2500 | 6428.5714 | 142.8571 | 1428.5714 | 214.2857 | 10714.2857 | 3446 | 7268.2857 | 1732 | 1732 | 1732 | 0 | 0 | 0 | 0
238 | 10714.2857 | 1496 | 63 | 3 | 4 | 2500 | 6428.5714 | 142.8571 | 1428.5714 | 214.2857 | 10714.2857 | 3446 | 7268.2857 | 1732 | 1732 | 1732 | 0 | 0 | 0 | 0
239 | 10714.2857 | 1519 | 64 | 3 | 5 | 2500 | 6428.5714 | 142.8571 | 1428.5714 | 214.2857 | 10714.2857 | 3446 | 7268.2857 | 1732 | 1732 | 1732 | 0 | 0 | 0 | 0
240 | 10714.2857 | 1520 | 64 | 3 | 5 | 2500 | 6428.5714 | 142.8571 | 1428.5714 | 214.2857 | 10714.2857 | 3446 | 7268.2857 | 1732 | 1732 | 1732 | 0 | 0 | 0 | 0
241 | 10714.2857 | 1543 | 65 | 3 | 6 | 2500 | 6428.5714 | 142.8571 | 1428.5714 | 214.2857 | 10714.2857 | 3446 | 7268.2857 | 1732 | 1732 | 1732 | 0 | 0 | 0 | 0
242 | 10714.2857 | 1544 | 65 | 3 | 6 | 2500 | 6428.5714 | 142.8571 | 1428.5714 | 214.2857 | 10714.2857 | 3446 | 7268.2857 | 1732 | 1732 | 1732 | 0 | 0 | 0 | 0
243 | 10714.2857 | 1567 | 66 | 3 | 7 | 2500 | 6428.5714 | 142.8571 | 1428.5714 | 214.2857 | 10714.2857 | 3446 | 7268.2857 | 1732 | 1732 | 1732 | 0 | 0 | 0 | 0
244 | 10714.2857 | 1568 | 66 | 3 | 7 | 2500 | 6428.5714 | 142.8571 | 1428.5714 | 214.2857 | 10714.2857 | 3446 | 7268.2857 | 1732 | 1732 | 1732 | 0 | 0 | 0 | 0
245 | 10714.2857 | 1591 | 67 | 3 | 8 | 2500 | 6428.5714 | 142.8571 | 1428.5714 | 214.2857 | 10714.2857 | 3446 | 7268.2857 | 1732 | 1732 | 1732 | 0 | 0 | 0 | 0
246 | 10714.2857 | 1592 | 67 | 3 | 8 | 2500 | 6428.5714 | 142.8571 | 1428.5714 | 214.2857 | 10714.2857 | 3446 | 7268.2857 | 1732 | 1732 | 1732 | 0 | 0 | 0 | 0
247 | 10714.2857 | 1615 | 68 | 3 | 9 | 2500 | 6428.5714 | 142.8571 | 1428.5714 | 214.2857 | 10714.2857 | 3446 | 7268.2857 | 1732 | 1732 | 1732 | 0 | 0 | 0 | 0
248 | 10714.2857 | 1616 | 68 | 3 | 9 | 2500 | 6428.5714 | 142.8571 | 1428.5714 | 214.2857 | 10714.2857 | 3446 | 7268.2857 | 1732 | 1732 | 1732 | 0 | 0 | 0 | 0
249 | 10714.2857 | 1639 | 69 | 3 | 10 | 2500 | 6428.5714 | 142.8571 | 1428.5714 | 214.2857 | 10714.2857 | 3446 | 7268.2857 | 1732 | 1732 | 1732 | 0 | 0 | 0 | 0
250 | 10714.2857 | 1640 | 69 | 3 | 10 | 2500 | 6428.5714 | 142.8571 | 1428.5714 | 214.2857 | 10714.2857 | 3446 | 7268.2857 | 1732 | 1732 | 1732 | 0 | 0 | 0 | 0
251 | 10714.2857 | 1663 | 70 | 3 | 11 | 2500 | 6428.5714 | 142.8571 | 1428.5714 | 214.2857 | 10714.2857 | 3446 | 7268.2857 | 1732 | 1732 | 1732 | 0 | 0 | 0 | 0
252 | 10714.2857 | 1664 | 70 | 3 | 11 | 2500 | 6428.5714 | 142.8571 | 1428.5714 | 214.2857 | 10714.2857 | 3446 | 7268.2857 | 1732 | 1732 | 1732 | 0 | 0 | 0 | 0
253 | 10714.2857 | 1687 | 71 | 3 | 12 | 2500 | 6428.5714 | 142.8571 | 1428.5714 | 214.2857 | 10714.2857 | 3446 | 7268.2857 | 1732 | 1732 | 1732 | 0 | 0 | 0 | 0
254 | 10714.2857 | 1688 | 71 | 3 | 12 | 2500 | 6428.5714 | 142.8571 | 1428.5714 | 214.2857 | 10714.2857 | 3446 | 7268.2857 | 1732 | 1732 | 1732 | 0 | 0 | 0 | 0
255 | 10714.2857 | 1711 | 72 | 3 | 13 | 2500 | 6428.5714 | 142.8571 | 1428.5714 | 214.2857 | 10714.2857 | 3446 | 7268.2857 | 1732 | 1732 | 1732 | 0 | 0 | 0 | 0
256 | 10714.2857 | 1712 | 72 | 3 | 13 | 2500 | 6428.5714 | 142.8571 | 1428.5714 | 214.2857 | 10714.2857 | 3446 | 7268.2857 | 1732 | 1732 | 1732 | 0 | 0 | 0 | 0
257 | 10714.2857 | 1735 | 73 | 3 | 14 | 2500 | 6428.5714 | 142.8571 | 1428.5714 | 214.2857 | 10714.2857 | 3446 | 7268.2857 | 1732 | 1732 | 1732 | 0 | 0 | 0 | 0
258 | 10714.2857 | 1736 | 73 | 3 | 14 | 2500 | 6428.5714 | 142.8571 | 1428.5714 | 214.2857 | 10714.2857 | 3446 | 7268.2857 | 1732 | 1732 | 1732 | 0 | 0 | 0 | 0
259 | 10714.2857 | 1759 | 74 | 3 | 15 | 2500 | 6428.5714 | 142.8571 | 1428.5714 | 214.2857 | 10714.2857 | 3446 | 7268.2857 | 1732 | 1732 | 1732 | 0 | 0 | 0 | 0
260 | 10714.2857 | 1760 | 74 | 3 | 15 | 2500 | 6428.5714 | 142.8571 | 1428.5714 | 214.2857 | 10714.2857 | 3446 | 7268.2857 | 1732 | 1732 | 1732 | 0 | 0 | 0 | 0
261 | 10714.2857 | 1783 | 75 | 3 | 16 | 2500 | 6428.5714 | 142.8571 | 1428.5714 | 214.2857 | 10714.2857 | 3446 | 7268.2857 | 1732 | 1732 | 1732 | 0 | 0 | 0 | 0
262 | 10714.2857 | 1784 | 75 | 3 | 16 | 2500 | 6428.5714 | 142.8571 | 1428.5714 | 214.2857 | 10714.2857 | 3446 | 7268.2857 | 1732 | 1732 | 1732 | 0 | 0 | 0 | 0
263 | 10714.2857 | 1807 | 76 | 3 | 17 | 2500 | 6428.5714 | 142.8571 | 1428.5714 | 214.2857 | 10714.2857 | 3446 | 7268.2857 | 1732 | 1732 | 1732 | 0 | 0 | 0 | 0
264 | 10714.2857 | 1808 | 76 | 3 | 17 | 2500 | 6428.5714 | 142.8571 | 1428.5714 | 214.2857 | 10714.2857 | 3446 | 7268.2857 | 1732 | 1732 | 1732 | 0 | 0 | 0 | 0
265 | 10714.2857 | 1831 | 77 | 3 | 18 | 2500 | 6428.5714 | 142.8571 | 1428.5714 | 214.2857 | 10714.2857 | 3446 | 7268.2857 | 1732 | 1732 | 1732 | 0 | 0 | 0 | 0
266 | 10714.2857 | 1832 | 77 | 3 | 18 | 2500 | 6428.5714 | 142.8571 | 1428.5714 | 214.2857 | 10714.2857 | 3446 | 7268.2857 | 1732 | 1732 | 1732 | 0 | 0 | 0 | 0
267 | 10714.2857 | 1855 | 78 | 3 | 19 | 2500 | 6428.5714 | 142.8571 | 1428.5714 | 214.2857 | 10714.2857 | 3446 | 7268.2857 | 1732 | 1732 | 1732 | 0 | 0 | 0 | 0
268 | 10714.2857 | 1856 | 78 | 3 | 19 | 2500 | 6428.5714 | 142.8571 | 1428.5714 | 214.2857 | 10714.2857 | 3446 | 7268.2857 | 1732 | 1732 | 1732 | 0 | 0 | 0 | 0
269 | 10714.2857 | 1879 | 79 | 3 | 20 | 2500 | 6428.5714 | 142.8571 | 1428.5714 | 214.2857 | 10714.2857 | 3446 | 7268.2857 | 1732 | 1732 | 1732 | 0 | 0 | 0 | 0
270 | 10714.2857 | 1880 | 79 | 3 | 20 | 2500 | 6428.5714 | 142.8571 | 1428.5714 | 214.2857 | 10714.2857 | 3446 | 7268.2857 | 1732 | 1732 | 1732 | 0 | 0 | 0 | 0
271 | 10714.2857 | 1903 | 80 | 3 | 21 | 2500 | 6428.5714 | 142.8571 | 1428.5714 | 214.2857 | 10714.2857 | 3446 | 7268.2857 | 1732 | 1732 | 1732 | 0 | 0 | 0 | 0
272 | 10714.2857 | 1904 | 80 | 3 | 21 | 2500 | 6428.5714 | 142.8571 | 1428.5714 | 214.2857 | 10714.2857 | 3446 | 7268.2857 | 1732 | 1732 | 1732 | 0 | 0 | 0 | 0
273 | 10714.2857 | 1927 | 81 | 3 | 22 | 2500 | 6428.5714 | 142.8571 | 1428.5714 | 214.2857 | 10714.2857 | 3446 | 7268.2857 | 1732 | 1732 | 1732 | 0 | 0 | 0 | 0
274 | 10714.2857 | 1928 | 81 | 3 | 22 | 2500 | 6428.5714 | 142.8571 | 1428.5714 | 214.2857 | 10714.2857 | 3446 | 7268.2857 | 1732 | 1732 | 1732 | 0 | 0 | 0 | 0
275 | 10714.2857 | 1951 | 82 | 3 | 23 | 2500 | 6428.5714 | 142.8571 | 1428.5714 | 214.2857 | 10714.2857 | 3446 | 7268.2857 | 1732 | 1732 | 1732 | 0 | 0 | 0 | 0
276 | 10714.2857 | 1952 | 82 | 3 | 23 | 2500 | 6428.5714 | 142.8571 | 1428.5714 | 214.2857 | 10714.2857 | 3446 | 7268.2857 | 1732 | 1732 | 1732 | 0 | 0 | 0 | 0
277 | 10714.2857 | 1975 | 83 | 3 | 24 | 2500 | 6428.5714 | 142.8571 | 1428.5714 | 214.2857 | 10714.2857 | 3446 | 7268.2857 | 1732 | 1732 | 1732 | 0 | 0 | 0 | 0
278 | 10714.2857 | 1976 | 83 | 3 | 24 | 2500 | 6428.5714 | 142.8571 | 1428.5714 | 214.2857 | 10714.2857 | 3446 | 7268.2857 | 1732 | 1732 | 1732 | 0 | 0 | 0 | 0
279 | 10714.2857 | 1999 | 84 | 3 | 25 | 2500 | 6428.5714 | 142.8571 | 1428.5714 | 214.2857 | 10714.2857 | 3446 | 7268.2857 | 1732 | 1732 | 1732 | 0 | 0 | 0 | 0
280 | 10714.2857 | 2000 | 84 | 3 | 25 | 2500 | 6428.5714 | 142.8571 | 1428.5714 | 214.2857 | 10714.2857 | 3446 | 7268.2857 | 1732 | 1732 | 1732 | 0 | 0 | 0 | 0
281 | 10714.2857 | 2023 | 85 | 3 | 26 | 2500 | 6428.5714 | 142.8571 | 1428.5714 | 214.2857 | 10714.2857 | 3446 | 7268.2857 | 1732 | 1732 | 1732 | 0 | 0 | 0 | 0
282 | 10714.2857 | 2024 | 85 | 3 | 26 | 2500 | 6428.5714 | 142.8571 | 1428.5714 | 214.2857 | 10714.2857 | 3446 | 7268.2857 | 1732 | 1732 | 1732 | 0 | 0 | 0 | 0
283 | 10714.2857 | 2047 | 86 | 3 | 27 | 2500 | 6428.5714 | 142.8571 | 1428.5714 | 214.2857 | 10714.2857 | 3446 | 7268.2857 | 1732 | 1732 | 1732 | 0 | 0 | 0 | 0
284 | 10714.2857 | 2048 | 86 | 3 | 27 | 2500 | 6428.5714 | 142.8571 | 1428.5714 | 214.2857 | 10714.2857 | 3446 | 7268.2857 | 1732 | 1732 | 1732 | 0 | 0 | 0 | 0
285 | 10714.2857 | 2071 | 87 | 3 | 28 | 2500 | 6428.5714 | 142.8571 | 1428.5714 | 214.2857 | 10714.2857 | 3446 | 7268.2857 | 1732 | 1732 | 1732 | 0 | 0 | 0 | 0
286 | 10714.2857 | 2072 | 87 | 3 | 28 | 2500 | 6428.5714 | 142.8571 | 1428.5714 | 214.2857 | 10714.2857 | 3446 | 7268.2857 | 1732 | 1732 | 1732 | 0 | 0 | 0 | 0
287 | 10714.2857 | 2095 | 88 | 3 | 29 | 2500 | 6428.5714 | 142.8571 | 1428.5714 | 214.2857 | 10714.2857 | 3446 | 7268.2857 | 1732 | 1732 | 1732 | 0 | 0 | 0 | 0
288 | 10714.2857 | 2096 | 88 | 3 | 29 | 2500 | 6428.5714 | 142.8571 | 1428.5714 | 214.2857 | 10714.2857 | 3446 | 7268.2857 | 1732 | 1732 | 1732 | 0 | 0 | 0 | 0
289 | 10714.2857 | 2119 | 89 | 3 | 30 | 2500 | 6428.5714 | 142.8571 | 1428.5714 | 214.2857 | 10714.2857 | 3446 | 7268.2857 | 1732 | 1732 | 1732 | 0 | 0 | 0 | 0
290 | 10714.2857 | 2120 | 89 | 3 | 30 | 2500 | 6428.5714 | 142.8571 | 1428.5714 | 214.2857 | 10714.2857 | 3446 | 7268.2857 | 1732 | 1732 | 1732 | 0 | 0 | 0 | 0
291 | 10714.2857 | 2143 | 90 | 3 | 31 | 2500 | 6428.5714 | 142.8571 | 1428.5714 | 214.2857 | 10714.2857 | 3446 | 7268.2857 | 1732 | 1732 | 1732 | 0 | 0 | 0 | 0
292 | 10714.2857 | 2144 | 90 | 3 | 31 | 2500 | 6428.5714 | 142.8571 | 1428.5714 | 214.2857 | 10714.2857 | 3446 | 7268.2857 | 1732 | 1732 | 1732 | 0 | 0 | 0 | 0
293 | 9718.173 | 6 | 1 | 1 | 1 | 4285.7143 | 5000 | 238.0952 | 0 | 194.3635 | 9718.173 | 3446 | 6272.173 | 1732 | 1732 | 1732 | 0 | 0 | 0 | 0
294 | 9718.173 | 19 | 1 | 1 | 1 | 4285.7143 | 5000 | 238.0952 | 0 | 194.3635 | 9718.173 | 3446 | 6272.173 | 1732 | 1732 | 1732 | 0 | 0 | 0 | 0
295 | 9718.173 | 20 | 1 | 1 | 1 | 4285.7143 | 5000 | 238.0952 | 0 | 194.3635 | 9718.173 | 3446 | 6272.173 | 1732 | 1732 | 1732 | 0 | 0 | 0 | 0
296 | 9718.173 | 21 | 1 | 1 | 1 | 4285.7143 | 5000 | 238.0952 | 0 | 194.3635 | 9718.173 | 3446 | 6272.173 | 1732 | 1732 | 1732 | 0 | 0 | 0 | 0
297 | 9718.173 | 30 | 2 | 1 | 2 | 4285.7143 | 5000 | 238.0952 | 0 | 194.3635 | 9718.173 | 3446 | 6272.173 | 1732 | 1732 | 1732 | 0 | 0 | 0 | 0
298 | 9718.173 | 43 | 2 | 1 | 2 | 4285.7143 | 5000 | 238.0952 | 0 | 194.3635 | 9718.173 | 3446 | 6272.173 | 1732 | 1732 | 1732 | 0 | 0 | 0 | 0
299 | 9718.173 | 44 | 2 | 1 | 2 | 4285.7143 | 5000 | 238.0952 | 0 | 194.3635 | 9718.173 | 3446 | 6272.173 | 1732 | 1732 | 1732 | 0 | 0 | 0 | 0
300 | 9718.173 | 45 | 2 | 1 | 2 | 4285.7143 | 5000 | 238.0952 | 0 | 194.3635 | 9718.173 | 3446 | 6272.173 | 1732 | 1732 | 1732 | 0 | 0 | 0 | 0
301 | 9718.173 | 54 | 3 | 1 | 3 | 4285.7143 | 5000 | 238.0952 | 0 | 194.3635 | 9718.173 | 3446 | 6272.173 | 1732 | 1732 | 1732 | 0 | 0 | 0 | 0
302 | 9718.173 | 67 | 3 | 1 | 3 | 4285.7143 | 5000 | 238.0952 | 0 | 194.3635 | 9718.173 | 3446 | 6272.173 | 1732 | 1732 | 1732 | 0 | 0 | 0 | 0
303 | 9718.173 | 68 | 3 | 1 | 3 | 4285.7143 | 5000 | 238.0952 | 0 | 194.3635 | 9718.173 | 3446 | 6272.173 | 1732 | 1732 | 1732 | 0 | 0 | 0 | 0
304 | 9718.173 | 69 | 3 | 1 | 3 | 4285.7143 | 5000 | 238.0952 | 0 | 194.3635 | 9718.173 | 3446 | 6272.173 | 1732 | 1732 | 1732 | 0 | 0 | 0 | 0
305 | 9718.173 | 78 | 4 | 1 | 4 | 4285.7143 | 5000 | 238.0952 | 0 | 194.3635 | 9718.173 | 3446 | 6272.173 | 1732 | 1732 | 1732 | 0 | 0 | 0 | 0
306 | 9718.173 | 91 | 4 | 1 | 4 | 4285.7143 | 5000 | 238.0952 | 0 | 194.3635 | 9718.173 | 3446 | 6272.173 | 1732 | 1732 | 1732 | 0 | 0 | 0 | 0
307 | 9718.173 | 92 | 4 | 1 | 4 | 4285.7143 | 5000 | 238.0952 | 0 | 194.3635 | 9718.173 | 3446 | 6272.173 | 1732 | 1732 | 1732 | 0 | 0 | 0 | 0
308 | 9718.173 | 93 | 4 | 1 | 4 | 4285.7143 | 5000 | 238.0952 | 0 | 194.3635 | 9718.173 | 3446 | 6272.173 | 1732 | 1732 | 1732 | 0 | 0 | 0 | 0
309 | 9718.173 | 102 | 5 | 1 | 5 | 4285.7143 | 5000 | 238.0952 | 0 | 194.3635 | 9718.173 | 3446 | 6272.173 | 1732 | 1732 | 1732 | 0 | 0 | 0 | 0
310 | 9718.173 | 115 | 5 | 1 | 5 | 4285.7143 | 5000 | 238.0952 | 0 | 194.3635 | 9718.173 | 3446 | 6272.173 | 1732 | 1732 | 1732 | 0 | 0 | 0 | 0
311 | 9718.173 | 116 | 5 | 1 | 5 | 4285.7143 | 5000 | 238.0952 | 0 | 194.3635 | 9718.173 | 3446 | 6272.173 | 1732 | 1732 | 1732 | 0 | 0 | 0 | 0
312 | 9718.173 | 117 | 5 | 1 | 5 | 4285.7143 | 5000 | 238.0952 | 0 | 194.3635 | 9718.173 | 3446 | 6272.173 | 1732 | 1732 | 1732 | 0 | 0 | 0 | 0
313 | 9718.173 | 126 | 6 | 1 | 6 | 4285.7143 | 5000 | 238.0952 | 0 | 194.3635 | 9718.173 | 3446 | 6272.173 | 1732 | 1732 | 1732 | 0 | 0 | 0 | 0
314 | 9718.173 | 139 | 6 | 1 | 6 | 4285.7143 | 5000 | 238.0952 | 0 | 194.3635 | 9718.173 | 3446 | 6272.173 | 1732 | 1732 | 1732 | 0 | 0 | 0 | 0
315 | 9718.173 | 140 | 6 | 1 | 6 | 4285.7143 | 5000 | 238.0952 | 0 | 194.3635 | 9718.173 | 3446 | 6272.173 | 1732 | 1732 | 1732 | 0 | 0 | 0 | 0
316 | 9718.173 | 141 | 6 | 1 | 6 | 4285.7143 | 5000 | 238.0952 | 0 | 194.3635 | 9718.173 | 3446 | 6272.173 | 1732 | 1732 | 1732 | 0 | 0 | 0 | 0
317 | 9718.173 | 150 | 7 | 1 | 7 | 4285.7143 | 5000 | 238.0952 | 0 | 194.3635 | 9718.173 | 3446 | 6272.173 | 1732 | 1732 | 1732 | 0 | 0 | 0 | 0
318 | 9718.173 | 163 | 7 | 1 | 7 | 4285.7143 | 5000 | 238.0952 | 0 | 194.3635 | 9718.173 | 3446 | 6272.173 | 1732 | 1732 | 1732 | 0 | 0 | 0 | 0
319 | 9718.173 | 164 | 7 | 1 | 7 | 4285.7143 | 5000 | 238.0952 | 0 | 194.3635 | 9718.173 | 3446 | 6272.173 | 1732 | 1732 | 1732 | 0 | 0 | 0 | 0
320 | 9718.173 | 165 | 7 | 1 | 7 | 4285.7143 | 5000 | 238.0952 | 0 | 194.3635 | 9718.173 | 3446 | 6272.173 | 1732 | 1732 | 1732 | 0 | 0 | 0 | 0
321 | 9718.173 | 174 | 8 | 1 | 8 | 4285.7143 | 5000 | 238.0952 | 0 | 194.3635 | 9718.173 | 3446 | 6272.173 | 1732 | 1732 | 1732 | 0 | 0 | 0 | 0
322 | 9718.173 | 187 | 8 | 1 | 8 | 4285.7143 | 5000 | 238.0952 | 0 | 194.3635 | 9718.173 | 3446 | 6272.173 | 1732 | 1732 | 1732 | 0 | 0 | 0 | 0
323 | 9718.173 | 188 | 8 | 1 | 8 | 4285.7143 | 5000 | 238.0952 | 0 | 194.3635 | 9718.173 | 3446 | 6272.173 | 1732 | 1732 | 1732 | 0 | 0 | 0 | 0
324 | 9718.173 | 189 | 8 | 1 | 8 | 4285.7143 | 5000 | 238.0952 | 0 | 194.3635 | 9718.173 | 3446 | 6272.173 | 1732 | 1732 | 1732 | 0 | 0 | 0 | 0
325 | 9718.173 | 198 | 9 | 1 | 9 | 4285.7143 | 5000 | 238.0952 | 0 | 194.3635 | 9718.173 | 3446 | 6272.173 | 1732 | 1732 | 1732 | 0 | 0 | 0 | 0
326 | 9718.173 | 211 | 9 | 1 | 9 | 4285.7143 | 5000 | 238.0952 | 0 | 194.3635 | 9718.173 | 3446 | 6272.173 | 1732 | 1732 | 1732 | 0 | 0 | 0 | 0
327 | 9718.173 | 212 | 9 | 1 | 9 | 4285.7143 | 5000 | 238.0952 | 0 | 194.3635 | 9718.173 | 3446 | 6272.173 | 1732 | 1732 | 1732 | 0 | 0 | 0 | 0
328 | 9718.173 | 213 | 9 | 1 | 9 | 4285.7143 | 5000 | 238.0952 | 0 | 194.3635 | 9718.173 | 3446 | 6272.173 | 1732 | 1732 | 1732 | 0 | 0 | 0 | 0
329 | 9718.173 | 222 | 10 | 1 | 10 | 4285.7143 | 5000 | 238.0952 | 0 | 194.3635 | 9718.173 | 3446 | 6272.173 | 1732 | 1732 | 1732 | 0 | 0 | 0 | 0
330 | 9718.173 | 235 | 10 | 1 | 10 | 4285.7143 | 5000 | 238.0952 | 0 | 194.3635 | 9718.173 | 3446 | 6272.173 | 1732 | 1732 | 1732 | 0 | 0 | 0 | 0
331 | 9718.173 | 236 | 10 | 1 | 10 | 4285.7143 | 5000 | 238.0952 | 0 | 194.3635 | 9718.173 | 3446 | 6272.173 | 1732 | 1732 | 1732 | 0 | 0 | 0 | 0
332 | 9718.173 | 237 | 10 | 1 | 10 | 4285.7143 | 5000 | 238.0952 | 0 | 194.3635 | 9718.173 | 3446 | 6272.173 | 1732 | 1732 | 1732 | 0 | 0 | 0 | 0
333 | 9718.173 | 246 | 11 | 1 | 11 | 4285.7143 | 5000 | 238.0952 | 0 | 194.3635 | 9718.173 | 3446 | 6272.173 | 1732 | 1732 | 1732 | 0 | 0 | 0 | 0
334 | 9718.173 | 259 | 11 | 1 | 11 | 4285.7143 | 5000 | 238.0952 | 0 | 194.3635 | 9718.173 | 3446 | 6272.173 | 1732 | 1732 | 1732 | 0 | 0 | 0 | 0
335 | 9718.173 | 260 | 11 | 1 | 11 | 4285.7143 | 5000 | 238.0952 | 0 | 194.3635 | 9718.173 | 3446 | 6272.173 | 1732 | 1732 | 1732 | 0 | 0 | 0 | 0
336 | 9718.173 | 261 | 11 | 1 | 11 | 4285.7143 | 5000 | 238.0952 | 0 | 194.3635 | 9718.173 | 3446 | 6272.173 | 1732 | 1732 | 1732 | 0 | 0 | 0 | 0
337 | 9718.173 | 270 | 12 | 1 | 12 | 4285.7143 | 5000 | 238.0952 | 0 | 194.3635 | 9718.173 | 3446 | 6272.173 | 1732 | 1732 | 1732 | 0 | 0 | 0 | 0
338 | 9718.173 | 283 | 12 | 1 | 12 | 4285.7143 | 5000 | 238.0952 | 0 | 194.3635 | 9718.173 | 3446 | 6272.173 | 1732 | 1732 | 1732 | 0 | 0 | 0 | 0
339 | 9718.173 | 284 | 12 | 1 | 12 | 4285.7143 | 5000 | 238.0952 | 0 | 194.3635 | 9718.173 | 3446 | 6272.173 | 1732 | 1732 | 1732 | 0 | 0 | 0 | 0
340 | 9718.173 | 285 | 12 | 1 | 12 | 4285.7143 | 5000 | 238.0952 | 0 | 194.3635 | 9718.173 | 3446 | 6272.173 | 1732 | 1732 | 1732 | 0 | 0 | 0 | 0
341 | 9718.173 | 294 | 13 | 1 | 13 | 4285.7143 | 5000 | 238.0952 | 0 | 194.3635 | 9718.173 | 3446 | 6272.173 | 1732 | 1732 | 1732 | 0 | 0 | 0 | 0
342 | 9718.173 | 307 | 13 | 1 | 13 | 4285.7143 | 5000 | 238.0952 | 0 | 194.3635 | 9718.173 | 3446 | 6272.173 | 1732 | 1732 | 1732 | 0 | 0 | 0 | 0
343 | 9718.173 | 308 | 13 | 1 | 13 | 4285.7143 | 5000 | 238.0952 | 0 | 194.3635 | 9718.173 | 3446 | 6272.173 | 1732 | 1732 | 1732 | 0 | 0 | 0 | 0
344 | 9718.173 | 309 | 13 | 1 | 13 | 4285.7143 | 5000 | 238.0952 | 0 | 194.3635 | 9718.173 | 3446 | 6272.173 | 1732 | 1732 | 1732 | 0 | 0 | 0 | 0
345 | 9718.173 | 318 | 14 | 1 | 14 | 4285.7143 | 5000 | 238.0952 | 0 | 194.3635 | 9718.173 | 3446 | 6272.173 | 1732 | 1732 | 1732 | 0 | 0 | 0 | 0
346 | 9718.173 | 331 | 14 | 1 | 14 | 4285.7143 | 5000 | 238.0952 | 0 | 194.3635 | 9718.173 | 3446 | 6272.173 | 1732 | 1732 | 1732 | 0 | 0 | 0 | 0
347 | 9718.173 | 332 | 14 | 1 | 14 | 4285.7143 | 5000 | 238.0952 | 0 | 194.3635 | 9718.173 | 3446 | 6272.173 | 1732 | 1732 | 1732 | 0 | 0 | 0 | 0
348 | 9718.173 | 333 | 14 | 1 | 14 | 4285.7143 | 5000 | 238.0952 | 0 | 194.3635 | 9718.173 | 3446 | 6272.173 | 1732 | 1732 | 1732 | 0 | 0 | 0 | 0
349 | 9718.173 | 342 | 15 | 1 | 15 | 4285.7143 | 5000 | 238.0952 | 0 | 194.3635 | 9718.173 | 3446 | 6272.173 | 1732 | 1732 | 1732 | 0 | 0 | 0 | 0
350 | 9718.173 | 355 | 15 | 1 | 15 | 4285.7143 | 5000 | 238.0952 | 0 | 194.3635 | 9718.173 | 3446 | 6272.173 | 1732 | 1732 | 1732 | 0 | 0 | 0 | 0
351 | 9718.173 | 356 | 15 | 1 | 15 | 4285.7143 | 5000 | 238.0952 | 0 | 194.3635 | 9718.173 | 3446 | 6272.173 | 1732 | 1732 | 1732 | 0 | 0 | 0 | 0
352 | 9718.173 | 357 | 15 | 1 | 15 | 4285.7143 | 5000 | 238.0952 | 0 | 194.3635 | 9718.173 | 3446 | 6272.173 | 1732 | 1732 | 1732 | 0 | 0 | 0 | 0
353 | 9718.173 | 366 | 16 | 1 | 16 | 4285.7143 | 5000 | 238.0952 | 0 | 194.3635 | 9718.173 | 3446 | 6272.173 | 1732 | 1732 | 1732 | 0 | 0 | 0 | 0
354 | 9718.173 | 379 | 16 | 1 | 16 | 4285.7143 | 5000 | 238.0952 | 0 | 194.3635 | 9718.173 | 3446 | 6272.173 | 1732 | 1732 | 1732 | 0 | 0 | 0 | 0
355 | 9718.173 | 380 | 16 | 1 | 16 | 4285.7143 | 5000 | 238.0952 | 0 | 194.3635 | 9718.173 | 3446 | 6272.173 | 1732 | 1732 | 1732 | 0 | 0 | 0 | 0
356 | 9718.173 | 381 | 16 | 1 | 16 | 4285.7143 | 5000 | 238.0952 | 0 | 194.3635 | 9718.173 | 3446 | 6272.173 | 1732 | 1732 | 1732 | 0 | 0 | 0 | 0
357 | 9718.173 | 390 | 17 | 1 | 17 | 4285.7143 | 5000 | 238.0952 | 0 | 194.3635 | 9718.173 | 3446 | 6272.173 | 1732 | 1732 | 1732 | 0 | 0 | 0 | 0
358 | 9718.173 | 403 | 17 | 1 | 17 | 4285.7143 | 5000 | 238.0952 | 0 | 194.3635 | 9718.173 | 3446 | 6272.173 | 1732 | 1732 | 1732 | 0 | 0 | 0 | 0
359 | 9718.173 | 404 | 17 | 1 | 17 | 4285.7143 | 5000 | 238.0952 | 0 | 194.3635 | 9718.173 | 3446 | 6272.173 | 1732 | 1732 | 1732 | 0 | 0 | 0 | 0
360 | 9718.173 | 405 | 17 | 1 | 17 | 4285.7143 | 5000 | 238.0952 | 0 | 194.3635 | 9718.173 | 3446 | 6272.173 | 1732 | 1732 | 1732 | 0 | 0 | 0 | 0
361 | 9718.173 | 414 | 18 | 1 | 18 | 4285.7143 | 5000 | 238.0952 | 0 | 194.3635 | 9718.173 | 3446 | 6272.173 | 1732 | 1732 | 1732 | 0 | 0 | 0 | 0
362 | 9718.173 | 427 | 18 | 1 | 18 | 4285.7143 | 5000 | 238.0952 | 0 | 194.3635 | 9718.173 | 3446 | 6272.173 | 1732 | 1732 | 1732 | 0 | 0 | 0 | 0
363 | 9718.173 | 428 | 18 | 1 | 18 | 4285.7143 | 5000 | 238.0952 | 0 | 194.3635 | 9718.173 | 3446 | 6272.173 | 1732 | 1732 | 1732 | 0 | 0 | 0 | 0
364 | 9718.173 | 429 | 18 | 1 | 18 | 4285.7143 | 5000 | 238.0952 | 0 | 194.3635 | 9718.173 | 3446 | 6272.173 | 1732 | 1732 | 1732 | 0 | 0 | 0 | 0
365 | 9718.173 | 438 | 19 | 1 | 19 | 4285.7143 | 5000 | 238.0952 | 0 | 194.3635 | 9718.173 | 3446 | 6272.173 | 1732 | 1732 | 1732 | 0 | 0 | 0 | 0
366 | 9718.173 | 451 | 19 | 1 | 19 | 4285.7143 | 5000 | 238.0952 | 0 | 194.3635 | 9718.173 | 3446 | 6272.173 | 1732 | 1732 | 1732 | 0 | 0 | 0 | 0
367 | 9718.173 | 452 | 19 | 1 | 19 | 4285.7143 | 5000 | 238.0952 | 0 | 194.3635 | 9718.173 | 3446 | 6272.173 | 1732 | 1732 | 1732 | 0 | 0 | 0 | 0
368 | 9718.173 | 453 | 19 | 1 | 19 | 4285.7143 | 5000 | 238.0952 | 0 | 194.3635 | 9718.173 | 3446 | 6272.173 | 1732 | 1732 | 1732 | 0 | 0 | 0 | 0
369 | 9718.173 | 462 | 20 | 1 | 20 | 4285.7143 | 5000 | 238.0952 | 0 | 194.3635 | 9718.173 | 3446 | 6272.173 | 1732 | 1732 | 1732 | 0 | 0 | 0 | 0
370 | 9718.173 | 475 | 20 | 1 | 20 | 4285.7143 | 5000 | 238.0952 | 0 | 194.3635 | 9718.173 | 3446 | 6272.173 | 1732 | 1732 | 1732 | 0 | 0 | 0 | 0
371 | 9718.173 | 476 | 20 | 1 | 20 | 4285.7143 | 5000 | 238.0952 | 0 | 194.3635 | 9718.173 | 3446 | 6272.173 | 1732 | 1732 | 1732 | 0 | 0 | 0 | 0
372 | 9718.173 | 477 | 20 | 1 | 20 | 4285.7143 | 5000 | 238.0952 | 0 | 194.3635 | 9718.173 | 3446 | 6272.173 | 1732 | 1732 | 1732 | 0 | 0 | 0 | 0
373 | 9718.173 | 486 | 21 | 1 | 21 | 4285.7143 | 5000 | 238.0952 | 0 | 194.3635 | 9718.173 | 3446 | 6272.173 | 1732 | 1732 | 1732 | 0 | 0 | 0 | 0
374 | 9718.173 | 499 | 21 | 1 | 21 | 4285.7143 | 5000 | 238.0952 | 0 | 194.3635 | 9718.173 | 3446 | 6272.173 | 1732 | 1732 | 1732 | 0 | 0 | 0 | 0
375 | 9718.173 | 500 | 21 | 1 | 21 | 4285.7143 | 5000 | 238.0952 | 0 | 194.3635 | 9718.173 | 3446 | 6272.173 | 1732 | 1732 | 1732 | 0 | 0 | 0 | 0
376 | 9718.173 | 501 | 21 | 1 | 21 | 4285.7143 | 5000 | 238.0952 | 0 | 194.3635 | 9718.173 | 3446 | 6272.173 | 1732 | 1732 | 1732 | 0 | 0 | 0 | 0
377 | 9718.173 | 510 | 22 | 1 | 22 | 4285.7143 | 5000 | 238.0952 | 0 | 194.3635 | 9718.173 | 3446 | 6272.173 | 1732 | 1732 | 1732 | 0 | 0 | 0 | 0
378 | 9718.173 | 523 | 22 | 1 | 22 | 4285.7143 | 5000 | 238.0952 | 0 | 194.3635 | 9718.173 | 3446 | 6272.173 | 1732 | 1732 | 1732 | 0 | 0 | 0 | 0
379 | 9718.173 | 524 | 22 | 1 | 22 | 4285.7143 | 5000 | 238.0952 | 0 | 194.3635 | 9718.173 | 3446 | 6272.173 | 1732 | 1732 | 1732 | 0 | 0 | 0 | 0
380 | 9718.173 | 525 | 22 | 1 | 22 | 4285.7143 | 5000 | 238.0952 | 0 | 194.3635 | 9718.173 | 3446 | 6272.173 | 1732 | 1732 | 1732 | 0 | 0 | 0 | 0
381 | 9718.173 | 534 | 23 | 1 | 23 | 4285.7143 | 5000 | 238.0952 | 0 | 194.3635 | 9718.173 | 3446 | 6272.173 | 1732 | 1732 | 1732 | 0 | 0 | 0 | 0
382 | 9718.173 | 547 | 23 | 1 | 23 | 4285.7143 | 5000 | 238.0952 | 0 | 194.3635 | 9718.173 | 3446 | 6272.173 | 1732 | 1732 | 1732 | 0 | 0 | 0 | 0
383 | 9718.173 | 548 | 23 | 1 | 23 | 4285.7143 | 5000 | 238.0952 | 0 | 194.3635 | 9718.173 | 3446 | 6272.173 | 1732 | 1732 | 1732 | 0 | 0 | 0 | 0
384 | 9718.173 | 549 | 23 | 1 | 23 | 4285.7143 | 5000 | 238.0952 | 0 | 194.3635 | 9718.173 | 3446 | 6272.173 | 1732 | 1732 | 1732 | 0 | 0 | 0 | 0
385 | 9718.173 | 558 | 24 | 1 | 24 | 4285.7143 | 5000 | 238.0952 | 0 | 194.3635 | 9718.173 | 3446 | 6272.173 | 1732 | 1732 | 1732 | 0 | 0 | 0 | 0
386 | 9718.173 | 571 | 24 | 1 | 24 | 4285.7143 | 5000 | 238.0952 | 0 | 194.3635 | 9718.173 | 3446 | 6272.173 | 1732 | 1732 | 1732 | 0 | 0 | 0 | 0
387 | 9718.173 | 572 | 24 | 1 | 24 | 4285.7143 | 5000 | 238.0952 | 0 | 194.3635 | 9718.173 | 3446 | 6272.173 | 1732 | 1732 | 1732 | 0 | 0 | 0 | 0
388 | 9718.173 | 573 | 24 | 1 | 24 | 4285.7143 | 5000 | 238.0952 | 0 | 194.3635 | 9718.173 | 3446 | 6272.173 | 1732 | 1732 | 1732 | 0 | 0 | 0 | 0
389 | 9718.173 | 582 | 25 | 1 | 25 | 4285.7143 | 5000 | 238.0952 | 0 | 194.3635 | 9718.173 | 3446 | 6272.173 | 1732 | 1732 | 1732 | 0 | 0 | 0 | 0
390 | 9718.173 | 595 | 25 | 1 | 25 | 4285.7143 | 5000 | 238.0952 | 0 | 194.3635 | 9718.173 | 3446 | 6272.173 | 1732 | 1732 | 1732 | 0 | 0 | 0 | 0
391 | 9718.173 | 596 | 25 | 1 | 25 | 4285.7143 | 5000 | 238.0952 | 0 | 194.3635 | 9718.173 | 3446 | 6272.173 | 1732 | 1732 | 1732 | 0 | 0 | 0 | 0
392 | 9718.173 | 597 | 25 | 1 | 25 | 4285.7143 | 5000 | 238.0952 | 0 | 194.3635 | 9718.173 | 3446 | 6272.173 | 1732 | 1732 | 1732 | 0 | 0 | 0 | 0
393 | 9718.173 | 606 | 26 | 1 | 26 | 4285.7143 | 5000 | 238.0952 | 0 | 194.3635 | 9718.173 | 3446 | 6272.173 | 1732 | 1732 | 1732 | 0 | 0 | 0 | 0
394 | 9718.173 | 619 | 26 | 1 | 26 | 4285.7143 | 5000 | 238.0952 | 0 | 194.3635 | 9718.173 | 3446 | 6272.173 | 1732 | 1732 | 1732 | 0 | 0 | 0 | 0
395 | 9718.173 | 620 | 26 | 1 | 26 | 4285.7143 | 5000 | 238.0952 | 0 | 194.3635 | 9718.173 | 3446 | 6272.173 | 1732 | 1732 | 1732 | 0 | 0 | 0 | 0
396 | 9718.173 | 621 | 26 | 1 | 26 | 4285.7143 | 5000 | 238.0952 | 0 | 194.3635 | 9718.173 | 3446 | 6272.173 | 1732 | 1732 | 1732 | 0 | 0 | 0 | 0
397 | 9718.173 | 630 | 27 | 1 | 27 | 4285.7143 | 5000 | 238.0952 | 0 | 194.3635 | 9718.173 | 3446 | 6272.173 | 1732 | 1732 | 1732 | 0 | 0 | 0 | 0
398 | 9718.173 | 643 | 27 | 1 | 27 | 4285.7143 | 5000 | 238.0952 | 0 | 194.3635 | 9718.173 | 3446 | 6272.173 | 1732 | 1732 | 1732 | 0 | 0 | 0 | 0
399 | 9718.173 | 644 | 27 | 1 | 27 | 4285.7143 | 5000 | 238.0952 | 0 | 194.3635 | 9718.173 | 3446 | 6272.173 | 1732 | 1732 | 1732 | 0 | 0 | 0 | 0
400 | 9718.173 | 645 | 27 | 1 | 27 | 4285.7143 | 5000 | 238.0952 | 0 | 194.3635 | 9718.173 | 3446 | 6272.173 | 1732 | 1732 | 1732 | 0 | 0 | 0 | 0
401 | 9718.173 | 654 | 28 | 1 | 28 | 4285.7143 | 5000 | 238.0952 | 0 | 194.3635 | 9718.173 | 3446 | 6272.173 | 1732 | 1732 | 1732 | 0 | 0 | 0 | 0
402 | 9718.173 | 667 | 28 | 1 | 28 | 4285.7143 | 5000 | 238.0952 | 0 | 194.3635 | 9718.173 | 3446 | 6272.173 | 1732 | 1732 | 1732 | 0 | 0 | 0 | 0
403 | 9718.173 | 668 | 28 | 1 | 28 | 4285.7143 | 5000 | 238.0952 | 0 | 194.3635 | 9718.173 | 3446 | 6272.173 | 1732 | 1732 | 1732 | 0 | 0 | 0 | 0
404 | 9718.173 | 669 | 28 | 1 | 28 | 4285.7143 | 5000 | 238.0952 | 0 | 194.3635 | 9718.173 | 3446 | 6272.173 | 1732 | 1732 | 1732 | 0 | 0 | 0 | 0
405 | 9718.173 | 678 | 29 | 1 | 29 | 4285.7143 | 5000 | 238.0952 | 0 | 194.3635 | 9718.173 | 3446 | 6272.173 | 1732 | 1732 | 1732 | 0 | 0 | 0 | 0
406 | 9718.173 | 691 | 29 | 1 | 29 | 4285.7143 | 5000 | 238.0952 | 0 | 194.3635 | 9718.173 | 3446 | 6272.173 | 1732 | 1732 | 1732 | 0 | 0 | 0 | 0
407 | 9718.173 | 692 | 29 | 1 | 29 | 4285.7143 | 5000 | 238.0952 | 0 | 194.3635 | 9718.173 | 3446 | 6272.173 | 1732 | 1732 | 1732 | 0 | 0 | 0 | 0
408 | 9718.173 | 693 | 29 | 1 | 29 | 4285.7143 | 5000 | 238.0952 | 0 | 194.3635 | 9718.173 | 3446 | 6272.173 | 1732 | 1732 | 1732 | 0 | 0 | 0 | 0
409 | 9718.173 | 702 | 30 | 1 | 30 | 4285.7143 | 5000 | 238.0952 | 0 | 194.3635 | 9718.173 | 3446 | 6272.173 | 1732 | 1732 | 1732 | 0 | 0 | 0 | 0
410 | 9718.173 | 715 | 30 | 1 | 30 | 4285.7143 | 5000 | 238.0952 | 0 | 194.3635 | 9718.173 | 3446 | 6272.173 | 1732 | 1732 | 1732 | 0 | 0 | 0 | 0
411 | 9718.173 | 716 | 30 | 1 | 30 | 4285.7143 | 5000 | 238.0952 | 0 | 194.3635 | 9718.173 | 3446 | 6272.173 | 1732 | 1732 | 1732 | 0 | 0 | 0 | 0
412 | 9718.173 | 717 | 30 | 1 | 30 | 4285.7143 | 5000 | 238.0952 | 0 | 194.3635 | 9718.173 | 3446 | 6272.173 | 1732 | 1732 | 1732 | 0 | 0 | 0 | 0
413 | 9718.173 | 726 | 31 | 1 | 31 | 4285.7143 | 5000 | 238.0952 | 0 | 194.3635 | 9718.173 | 3446 | 6272.173 | 1732 | 1732 | 1732 | 0 | 0 | 0 | 0
414 | 9718.173 | 739 | 31 | 1 | 31 | 4285.7143 | 5000 | 238.0952 | 0 | 194.3635 | 9718.173 | 3446 | 6272.173 | 1732 | 1732 | 1732 | 0 | 0 | 0 | 0
415 | 9718.173 | 740 | 31 | 1 | 31 | 4285.7143 | 5000 | 238.0952 | 0 | 194.3635 | 9718.173 | 3446 | 6272.173 | 1732 | 1732 | 1732 | 0 | 0 | 0 | 0
416 | 9718.173 | 741 | 31 | 1 | 31 | 4285.7143 | 5000 | 238.0952 | 0 | 194.3635 | 9718.173 | 3446 | 6272.173 | 1732 | 1732 | 1732 | 0 | 0 | 0 | 0
417 | 9256.5598 | 753 | 32 | 2 | 1 | 4047.619 | 2785.7143 | 238.0952 | 2000 | 185.1312 | 9256.5598 | 3446 | 5810.5598 | 1732 | 1732 | 1732 | 0 | 0 | 0 | 0
418 | 9256.5598 | 777 | 33 | 2 | 2 | 4047.619 | 2785.7143 | 238.0952 | 2000 | 185.1312 | 9256.5598 | 3446 | 5810.5598 | 1732 | 1732 | 1732 | 0 | 0 | 0 | 0
419 | 9256.5598 | 801 | 34 | 2 | 3 | 4047.619 | 2785.7143 | 238.0952 | 2000 | 185.1312 | 9256.5598 | 3446 | 5810.5598 | 1732 | 1732 | 1732 | 0 | 0 | 0 | 0
420 | 9256.5598 | 825 | 35 | 2 | 4 | 4047.619 | 2785.7143 | 238.0952 | 2000 | 185.1312 | 9256.5598 | 3446 | 5810.5598 | 1732 | 1732 | 1732 | 0 | 0 | 0 | 0
421 | 9256.5598 | 849 | 36 | 2 | 5 | 4047.619 | 2785.7143 | 238.0952 | 2000 | 185.1312 | 9256.5598 | 3446 | 5810.5598 | 1732 | 1732 | 1732 | 0 | 0 | 0 | 0
422 | 9256.5598 | 873 | 37 | 2 | 6 | 4047.619 | 2785.7143 | 238.0952 | 2000 | 185.1312 | 9256.5598 | 3446 | 5810.5598 | 1732 | 1732 | 1732 | 0 | 0 | 0 | 0
423 | 9256.5598 | 897 | 38 | 2 | 7 | 4047.619 | 2785.7143 | 238.0952 | 2000 | 185.1312 | 9256.5598 | 3446 | 5810.5598 | 1732 | 1732 | 1732 | 0 | 0 | 0 | 0
424 | 9256.5598 | 921 | 39 | 2 | 8 | 4047.619 | 2785.7143 | 238.0952 | 2000 | 185.1312 | 9256.5598 | 3446 | 5810.5598 | 1732 | 1732 | 1732 | 0 | 0 | 0 | 0
425 | 9256.5598 | 945 | 40 | 2 | 9 | 4047.619 | 2785.7143 | 238.0952 | 2000 | 185.1312 | 9256.5598 | 3446 | 5810.5598 | 1732 | 1732 | 1732 | 0 | 0 | 0 | 0
426 | 9256.5598 | 969 | 41 | 2 | 10 | 4047.619 | 2785.7143 | 238.0952 | 2000 | 185.1312 | 9256.5598 | 3446 | 5810.5598 | 1732 | 1732 | 1732 | 0 | 0 | 0 | 0
427 | 9256.5598 | 993 | 42 | 2 | 11 | 4047.619 | 2785.7143 | 238.0952 | 2000 | 185.1312 | 9256.5598 | 3446 | 5810.5598 | 1732 | 1732 | 1732 | 0 | 0 | 0 | 0
428 | 9256.5598 | 1017 | 43 | 2 | 12 | 4047.619 | 2785.7143 | 238.0952 | 2000 | 185.1312 | 9256.5598 | 3446 | 5810.5598 | 1732 | 1732 | 1732 | 0 | 0 | 0 | 0
429 | 9256.5598 | 1041 | 44 | 2 | 13 | 4047.619 | 2785.7143 | 238.0952 | 2000 | 185.1312 | 9256.5598 | 3446 | 5810.5598 | 1732 | 1732 | 1732 | 0 | 0 | 0 | 0
430 | 9256.5598 | 1065 | 45 | 2 | 14 | 4047.619 | 2785.7143 | 238.0952 | 2000 | 185.1312 | 9256.5598 | 3446 | 5810.5598 | 1732 | 1732 | 1732 | 0 | 0 | 0 | 0
431 | 9256.5598 | 1089 | 46 | 2 | 15 | 4047.619 | 2785.7143 | 238.0952 | 2000 | 185.1312 | 9256.5598 | 3446 | 5810.5598 | 1732 | 1732 | 1732 | 0 | 0 | 0 | 0
432 | 9256.5598 | 1113 | 47 | 2 | 16 | 4047.619 | 2785.7143 | 238.0952 | 2000 | 185.1312 | 9256.5598 | 3446 | 5810.5598 | 1732 | 1732 | 1732 | 0 | 0 | 0 | 0
433 | 9256.5598 | 1137 | 48 | 2 | 17 | 4047.619 | 2785.7143 | 238.0952 | 2000 | 185.1312 | 9256.5598 | 3446 | 5810.5598 | 1732 | 1732 | 1732 | 0 | 0 | 0 | 0
434 | 9256.5598 | 1161 | 49 | 2 | 18 | 4047.619 | 2785.7143 | 238.0952 | 2000 | 185.1312 | 9256.5598 | 3446 | 5810.5598 | 1732 | 1732 | 1732 | 0 | 0 | 0 | 0
435 | 9256.5598 | 1185 | 50 | 2 | 19 | 4047.619 | 2785.7143 | 238.0952 | 2000 | 185.1312 | 9256.5598 | 3446 | 5810.5598 | 1732 | 1732 | 1732 | 0 | 0 | 0 | 0
436 | 9256.5598 | 1209 | 51 | 2 | 20 | 4047.619 | 2785.7143 | 238.0952 | 2000 | 185.1312 | 9256.5598 | 3446 | 5810.5598 | 1732 | 1732 | 1732 | 0 | 0 | 0 | 0
437 | 9256.5598 | 1233 | 52 | 2 | 21 | 4047.619 | 2785.7143 | 238.0952 | 2000 | 185.1312 | 9256.5598 | 3446 | 5810.5598 | 1732 | 1732 | 1732 | 0 | 0 | 0 | 0
438 | 9256.5598 | 1257 | 53 | 2 | 22 | 4047.619 | 2785.7143 | 238.0952 | 2000 | 185.1312 | 9256.5598 | 3446 | 5810.5598 | 1732 | 1732 | 1732 | 0 | 0 | 0 | 0
439 | 9256.5598 | 1281 | 54 | 2 | 23 | 4047.619 | 2785.7143 | 238.0952 | 2000 | 185.1312 | 9256.5598 | 3446 | 5810.5598 | 1732 | 1732 | 1732 | 0 | 0 | 0 | 0
440 | 9256.5598 | 1305 | 55 | 2 | 24 | 4047.619 | 2785.7143 | 238.0952 | 2000 | 185.1312 | 9256.5598 | 3446 | 5810.5598 | 1732 | 1732 | 1732 | 0 | 0 | 0 | 0
441 | 9256.5598 | 1329 | 56 | 2 | 25 | 4047.619 | 2785.7143 | 238.0952 | 2000 | 185.1312 | 9256.5598 | 3446 | 5810.5598 | 1732 | 1732 | 1732 | 0 | 0 | 0 | 0
442 | 9256.5598 | 1353 | 57 | 2 | 26 | 4047.619 | 2785.7143 | 238.0952 | 2000 | 185.1312 | 9256.5598 | 3446 | 5810.5598 | 1732 | 1732 | 1732 | 0 | 0 | 0 | 0
443 | 9256.5598 | 1377 | 58 | 2 | 27 | 4047.619 | 2785.7143 | 238.0952 | 2000 | 185.1312 | 9256.5598 | 3446 | 5810.5598 | 1732 | 1732 | 1732 | 0 | 0 | 0 | 0
444 | 9256.5598 | 1401 | 59 | 2 | 28 | 4047.619 | 2785.7143 | 238.0952 | 2000 | 185.1312 | 9256.5598 | 3446 | 5810.5598 | 1732 | 1732 | 1732 | 0 | 0 | 0 | 0
445 | 9256.5598 | 1422 | 60 | 3 | 1 | 2500 | 6428.5714 | 142.8571 | 0 | 185.1312 | 9256.5598 | 3446 | 5810.5598 | 1732 | 1732 | 1732 | 0 | 0 | 0 | 0
446 | 9256.5598 | 1435 | 60 | 3 | 1 | 2500 | 6428.5714 | 142.8571 | 0 | 185.1312 | 9256.5598 | 4210.0092 | 5046.5505 | 1732 | 2500 | 6428.5714 | 238.0952 | 2000 | 227.8912 | 11394.5578
447 | 9256.5598 | 1436 | 60 | 3 | 1 | 2500 | 6428.5714 | 142.8571 | 0 | 185.1312 | 9256.5598 | 4210.0092 | 5046.5505 | 1732 | 2500 | 6428.5714 | 238.0952 | 2000 | 227.8912 | 11394.5578
448 | 9256.5598 | 1437 | 60 | 3 | 1 | 2500 | 6428.5714 | 142.8571 | 0 | 185.1312 | 9256.5598 | 4210.0092 | 5046.5505 | 1732 | 2500 | 2571.4286 | 238.0952 | 2000 | 149.174 | 7458.6978
449 | 9256.5598 | 1446 | 61 | 3 | 2 | 2500 | 6428.5714 | 142.8571 | 0 | 185.1312 | 9256.5598 | 3446 | 5810.5598 | 1732 | 1732 | 1732 | 0 | 0 | 0 | 0
450 | 9256.5598 | 1459 | 61 | 3 | 2 | 2500 | 6428.5714 | 142.8571 | 0 | 185.1312 | 9256.5598 | 4210.0092 | 5046.5505 | 1732 | 2500 | 6428.5714 | 238.0952 | 2000 | 227.8912 | 11394.5578
451 | 9256.5598 | 1460 | 61 | 3 | 2 | 2500 | 6428.5714 | 142.8571 | 0 | 185.1312 | 9256.5598 | 4210.0092 | 5046.5505 | 1732 | 2500 | 6428.5714 | 238.0952 | 2000 | 227.8912 | 11394.5578
452 | 9256.5598 | 1461 | 61 | 3 | 2 | 2500 | 6428.5714 | 142.8571 | 0 | 185.1312 | 9256.5598 | 4210.0092 | 5046.5505 | 1732 | 2500 | 2571.4286 | 238.0952 | 2000 | 149.174 | 7458.6978
453 | 9256.5598 | 1470 | 62 | 3 | 3 | 2500 | 6428.5714 | 142.8571 | 0 | 185.1312 | 9256.5598 | 3446 | 5810.5598 | 1732 | 1732 | 1732 | 0 | 0 | 0 | 0
454 | 9256.5598 | 1483 | 62 | 3 | 3 | 2500 | 6428.5714 | 142.8571 | 0 | 185.1312 | 9256.5598 | 4210.0092 | 5046.5505 | 1732 | 2500 | 6428.5714 | 238.0952 | 2000 | 227.8912 | 11394.5578
455 | 9256.5598 | 1484 | 62 | 3 | 3 | 2500 | 6428.5714 | 142.8571 | 0 | 185.1312 | 9256.5598 | 4210.0092 | 5046.5505 | 1732 | 2500 | 6428.5714 | 238.0952 | 2000 | 227.8912 | 11394.5578
456 | 9256.5598 | 1485 | 62 | 3 | 3 | 2500 | 6428.5714 | 142.8571 | 0 | 185.1312 | 9256.5598 | 4210.0092 | 5046.5505 | 1732 | 2500 | 2571.4286 | 238.0952 | 2000 | 149.174 | 7458.6978
457 | 9256.5598 | 1494 | 63 | 3 | 4 | 2500 | 6428.5714 | 142.8571 | 0 | 185.1312 | 9256.5598 | 3446 | 5810.5598 | 1732 | 1732 | 1732 | 0 | 0 | 0 | 0
458 | 9256.5598 | 1507 | 63 | 3 | 4 | 2500 | 6428.5714 | 142.8571 | 0 | 185.1312 | 9256.5598 | 4210.0092 | 5046.5505 | 1732 | 2500 | 6428.5714 | 238.0952 | 2000 | 227.8912 | 11394.5578
459 | 9256.5598 | 1508 | 63 | 3 | 4 | 2500 | 6428.5714 | 142.8571 | 0 | 185.1312 | 9256.5598 | 4210.0092 | 5046.5505 | 1732 | 2500 | 6428.5714 | 238.0952 | 2000 | 227.8912 | 11394.5578
460 | 9256.5598 | 1509 | 63 | 3 | 4 | 2500 | 6428.5714 | 142.8571 | 0 | 185.1312 | 9256.5598 | 4210.0092 | 5046.5505 | 1732 | 2500 | 2571.4286 | 238.0952 | 2000 | 149.174 | 7458.6978
461 | 9256.5598 | 1518 | 64 | 3 | 5 | 2500 | 6428.5714 | 142.8571 | 0 | 185.1312 | 9256.5598 | 3446 | 5810.5598 | 1732 | 1732 | 1732 | 0 | 0 | 0 | 0
462 | 9256.5598 | 1531 | 64 | 3 | 5 | 2500 | 6428.5714 | 142.8571 | 0 | 185.1312 | 9256.5598 | 4210.0092 | 5046.5505 | 1732 | 2500 | 6428.5714 | 238.0952 | 2000 | 227.8912 | 11394.5578
463 | 9256.5598 | 1532 | 64 | 3 | 5 | 2500 | 6428.5714 | 142.8571 | 0 | 185.1312 | 9256.5598 | 4210.0092 | 5046.5505 | 1732 | 2500 | 6428.5714 | 238.0952 | 2000 | 227.8912 | 11394.5578
464 | 9256.5598 | 1533 | 64 | 3 | 5 | 2500 | 6428.5714 | 142.8571 | 0 | 185.1312 | 9256.5598 | 4210.0092 | 5046.5505 | 1732 | 2500 | 2571.4286 | 238.0952 | 2000 | 149.174 | 7458.6978
465 | 9256.5598 | 1542 | 65 | 3 | 6 | 2500 | 6428.5714 | 142.8571 | 0 | 185.1312 | 9256.5598 | 3446 | 5810.5598 | 1732 | 1732 | 1732 | 0 | 0 | 0 | 0
466 | 9256.5598 | 1555 | 65 | 3 | 6 | 2500 | 6428.5714 | 142.8571 | 0 | 185.1312 | 9256.5598 | 4210.0092 | 5046.5505 | 1732 | 2500 | 6428.5714 | 238.0952 | 2000 | 227.8912 | 11394.5578
467 | 9256.5598 | 1556 | 65 | 3 | 6 | 2500 | 6428.5714 | 142.8571 | 0 | 185.1312 | 9256.5598 | 4210.0092 | 5046.5505 | 1732 | 2500 | 6428.5714 | 238.0952 | 2000 | 227.8912 | 11394.5578
468 | 9256.5598 | 1557 | 65 | 3 | 6 | 2500 | 6428.5714 | 142.8571 | 0 | 185.1312 | 9256.5598 | 4210.0092 | 5046.5505 | 1732 | 2500 | 2571.4286 | 238.0952 | 2000 | 149.174 | 7458.6978
469 | 9256.5598 | 1566 | 66 | 3 | 7 | 2500 | 6428.5714 | 142.8571 | 0 | 185.1312 | 9256.5598 | 3446 | 5810.5598 | 1732 | 1732 | 1732 | 0 | 0 | 0 | 0
470 | 9256.5598 | 1579 | 66 | 3 | 7 | 2500 | 6428.5714 | 142.8571 | 0 | 185.1312 | 9256.5598 | 4210.0092 | 5046.5505 | 1732 | 2500 | 6428.5714 | 238.0952 | 2000 | 227.8912 | 11394.5578
471 | 9256.5598 | 1580 | 66 | 3 | 7 | 2500 | 6428.5714 | 142.8571 | 0 | 185.1312 | 9256.5598 | 4210.0092 | 5046.5505 | 1732 | 2500 | 6428.5714 | 238.0952 | 2000 | 227.8912 | 11394.5578
472 | 9256.5598 | 1581 | 66 | 3 | 7 | 2500 | 6428.5714 | 142.8571 | 0 | 185.1312 | 9256.5598 | 4210.0092 | 5046.5505 | 1732 | 2500 | 2571.4286 | 238.0952 | 2000 | 149.174 | 7458.6978
473 | 9256.5598 | 1590 | 67 | 3 | 8 | 2500 | 6428.5714 | 142.8571 | 0 | 185.1312 | 9256.5598 | 3446 | 5810.5598 | 1732 | 1732 | 1732 | 0 | 0 | 0 | 0
474 | 9256.5598 | 1603 | 67 | 3 | 8 | 2500 | 6428.5714 | 142.8571 | 0 | 185.1312 | 9256.5598 | 4210.0092 | 5046.5505 | 1732 | 2500 | 6428.5714 | 238.0952 | 2000 | 227.8912 | 11394.5578
475 | 9256.5598 | 1604 | 67 | 3 | 8 | 2500 | 6428.5714 | 142.8571 | 0 | 185.1312 | 9256.5598 | 4210.0092 | 5046.5505 | 1732 | 2500 | 6428.5714 | 238.0952 | 2000 | 227.8912 | 11394.5578
476 | 9256.5598 | 1605 | 67 | 3 | 8 | 2500 | 6428.5714 | 142.8571 | 0 | 185.1312 | 9256.5598 | 4210.0092 | 5046.5505 | 1732 | 2500 | 2571.4286 | 238.0952 | 2000 | 149.174 | 7458.6978
477 | 9256.5598 | 1614 | 68 | 3 | 9 | 2500 | 6428.5714 | 142.8571 | 0 | 185.1312 | 9256.5598 | 3446 | 5810.5598 | 1732 | 1732 | 1732 | 0 | 0 | 0 | 0
478 | 9256.5598 | 1627 | 68 | 3 | 9 | 2500 | 6428.5714 | 142.8571 | 0 | 185.1312 | 9256.5598 | 4210.0092 | 5046.5505 | 1732 | 2500 | 6428.5714 | 238.0952 | 2000 | 227.8912 | 11394.5578
479 | 9256.5598 | 1628 | 68 | 3 | 9 | 2500 | 6428.5714 | 142.8571 | 0 | 185.1312 | 9256.5598 | 4210.0092 | 5046.5505 | 1732 | 2500 | 6428.5714 | 238.0952 | 2000 | 227.8912 | 11394.5578
480 | 9256.5598 | 1629 | 68 | 3 | 9 | 2500 | 6428.5714 | 142.8571 | 0 | 185.1312 | 9256.5598 | 4210.0092 | 5046.5505 | 1732 | 2500 | 2571.4286 | 238.0952 | 2000 | 149.174 | 7458.6978
481 | 9256.5598 | 1638 | 69 | 3 | 10 | 2500 | 6428.5714 | 142.8571 | 0 | 185.1312 | 9256.5598 | 3446 | 5810.5598 | 1732 | 1732 | 1732 | 0 | 0 | 0 | 0
482 | 9256.5598 | 1651 | 69 | 3 | 10 | 2500 | 6428.5714 | 142.8571 | 0 | 185.1312 | 9256.5598 | 4210.0092 | 5046.5505 | 1732 | 2500 | 6428.5714 | 238.0952 | 2000 | 227.8912 | 11394.5578
483 | 9256.5598 | 1652 | 69 | 3 | 10 | 2500 | 6428.5714 | 142.8571 | 0 | 185.1312 | 9256.5598 | 4210.0092 | 5046.5505 | 1732 | 2500 | 6428.5714 | 238.0952 | 2000 | 227.8912 | 11394.5578
484 | 9256.5598 | 1653 | 69 | 3 | 10 | 2500 | 6428.5714 | 142.8571 | 0 | 185.1312 | 9256.5598 | 4210.0092 | 5046.5505 | 1732 | 2500 | 2571.4286 | 238.0952 | 2000 | 149.174 | 7458.6978
485 | 9256.5598 | 1662 | 70 | 3 | 11 | 2500 | 6428.5714 | 142.8571 | 0 | 185.1312 | 9256.5598 | 3446 | 5810.5598 | 1732 | 1732 | 1732 | 0 | 0 | 0 | 0
486 | 9256.5598 | 1675 | 70 | 3 | 11 | 2500 | 6428.5714 | 142.8571 | 0 | 185.1312 | 9256.5598 | 4210.0092 | 5046.5505 | 1732 | 2500 | 6428.5714 | 238.0952 | 2000 | 227.8912 | 11394.5578
487 | 9256.5598 | 1676 | 70 | 3 | 11 | 2500 | 6428.5714 | 142.8571 | 0 | 185.1312 | 9256.5598 | 4210.0092 | 5046.5505 | 1732 | 2500 | 6428.5714 | 238.0952 | 2000 | 227.8912 | 11394.5578
488 | 9256.5598 | 1677 | 70 | 3 | 11 | 2500 | 6428.5714 | 142.8571 | 0 | 185.1312 | 9256.5598 | 4210.0092 | 5046.5505 | 1732 | 2500 | 2571.4286 | 238.0952 | 2000 | 149.174 | 7458.6978
489 | 9256.5598 | 1686 | 71 | 3 | 12 | 2500 | 6428.5714 | 142.8571 | 0 | 185.1312 | 9256.5598 | 3446 | 5810.5598 | 1732 | 1732 | 1732 | 0 | 0 | 0 | 0
490 | 9256.5598 | 1699 | 71 | 3 | 12 | 2500 | 6428.5714 | 142.8571 | 0 | 185.1312 | 9256.5598 | 4210.0092 | 5046.5505 | 1732 | 2500 | 6428.5714 | 238.0952 | 2000 | 227.8912 | 11394.5578
491 | 9256.5598 | 1700 | 71 | 3 | 12 | 2500 | 6428.5714 | 142.8571 | 0 | 185.1312 | 9256.5598 | 4210.0092 | 5046.5505 | 1732 | 2500 | 6428.5714 | 238.0952 | 2000 | 227.8912 | 11394.5578
492 | 9256.5598 | 1701 | 71 | 3 | 12 | 2500 | 6428.5714 | 142.8571 | 0 | 185.1312 | 9256.5598 | 4210.0092 | 5046.5505 | 1732 | 2500 | 2571.4286 | 238.0952 | 2000 | 149.174 | 7458.6978
493 | 9256.5598 | 1710 | 72 | 3 | 13 | 2500 | 6428.5714 | 142.8571 | 0 | 185.1312 | 9256.5598 | 3446 | 5810.5598 | 1732 | 1732 | 1732 | 0 | 0 | 0 | 0
494 | 9256.5598 | 1723 | 72 | 3 | 13 | 2500 | 6428.5714 | 142.8571 | 0 | 185.1312 | 9256.5598 | 4210.0092 | 5046.5505 | 1732 | 2500 | 6428.5714 | 238.0952 | 2000 | 227.8912 | 11394.5578
495 | 9256.5598 | 1724 | 72 | 3 | 13 | 2500 | 6428.5714 | 142.8571 | 0 | 185.1312 | 9256.5598 | 4210.0092 | 5046.5505 | 1732 | 2500 | 6428.5714 | 238.0952 | 2000 | 227.8912 | 11394.5578
496 | 9256.5598 | 1725 | 72 | 3 | 13 | 2500 | 6428.5714 | 142.8571 | 0 | 185.1312 | 9256.5598 | 4210.0092 | 5046.5505 | 1732 | 2500 | 2571.4286 | 238.0952 | 2000 | 149.174 | 7458.6978
497 | 9256.5598 | 1734 | 73 | 3 | 14 | 2500 | 6428.5714 | 142.8571 | 0 | 185.1312 | 9256.5598 | 3446 | 5810.5598 | 1732 | 1732 | 1732 | 0 | 0 | 0 | 0
498 | 9256.5598 | 1747 | 73 | 3 | 14 | 2500 | 6428.5714 | 142.8571 | 0 | 185.1312 | 9256.5598 | 4210.0092 | 5046.5505 | 1732 | 2500 | 6428.5714 | 238.0952 | 2000 | 227.8912 | 11394.5578
499 | 9256.5598 | 1748 | 73 | 3 | 14 | 2500 | 6428.5714 | 142.8571 | 0 | 185.1312 | 9256.5598 | 4210.0092 | 5046.5505 | 1732 | 2500 | 6428.5714 | 238.0952 | 2000 | 227.8912 | 11394.5578
500 | 9256.5598 | 1749 | 73 | 3 | 14 | 2500 | 6428.5714 | 142.8571 | 0 | 185.1312 | 9256.5598 | 4210.0092 | 5046.5505 | 1732 | 2500 | 2571.4286 | 238.0952 | 2000 | 149.174 | 7458.6978
501 | 9256.5598 | 1758 | 74 | 3 | 15 | 2500 | 6428.5714 | 142.8571 | 0 | 185.1312 | 9256.5598 | 3446 | 5810.5598 | 1732 | 1732 | 1732 | 0 | 0 | 0 | 0
502 | 9256.5598 | 1771 | 74 | 3 | 15 | 2500 | 6428.5714 | 142.8571 | 0 | 185.1312 | 9256.5598 | 4210.0092 | 5046.5505 | 1732 | 2500 | 6428.5714 | 238.0952 | 2000 | 227.8912 | 11394.5578
503 | 9256.5598 | 1772 | 74 | 3 | 15 | 2500 | 6428.5714 | 142.8571 | 0 | 185.1312 | 9256.5598 | 4210.0092 | 5046.5505 | 1732 | 2500 | 6428.5714 | 238.0952 | 2000 | 227.8912 | 11394.5578
504 | 9256.5598 | 1773 | 74 | 3 | 15 | 2500 | 6428.5714 | 142.8571 | 0 | 185.1312 | 9256.5598 | 4210.0092 | 5046.5505 | 1732 | 2500 | 2571.4286 | 238.0952 | 2000 | 149.174 | 7458.6978
505 | 9256.5598 | 1782 | 75 | 3 | 16 | 2500 | 6428.5714 | 142.8571 | 0 | 185.1312 | 9256.5598 | 3446 | 5810.5598 | 1732 | 1732 | 1732 | 0 | 0 | 0 | 0
506 | 9256.5598 | 1795 | 75 | 3 | 16 | 2500 | 6428.5714 | 142.8571 | 0 | 185.1312 | 9256.5598 | 4210.0092 | 5046.5505 | 1732 | 2500 | 6428.5714 | 238.0952 | 2000 | 227.8912 | 11394.5578
507 | 9256.5598 | 1796 | 75 | 3 | 16 | 2500 | 6428.5714 | 142.8571 | 0 | 185.1312 | 9256.5598 | 4210.0092 | 5046.5505 | 1732 | 2500 | 6428.5714 | 238.0952 | 2000 | 227.8912 | 11394.5578
508 | 9256.5598 | 1797 | 75 | 3 | 16 | 2500 | 6428.5714 | 142.8571 | 0 | 185.1312 | 9256.5598 | 4210.0092 | 5046.5505 | 1732 | 2500 | 2571.4286 | 238.0952 | 2000 | 149.174 | 7458.6978
509 | 9256.5598 | 1806 | 76 | 3 | 17 | 2500 | 6428.5714 | 142.8571 | 0 | 185.1312 | 9256.5598 | 3446 | 5810.5598 | 1732 | 1732 | 1732 | 0 | 0 | 0 | 0
510 | 9256.5598 | 1819 | 76 | 3 | 17 | 2500 | 6428.5714 | 142.8571 | 0 | 185.1312 | 9256.5598 | 4210.0092 | 5046.5505 | 1732 | 2500 | 6428.5714 | 238.0952 | 2000 | 227.8912 | 11394.5578
511 | 9256.5598 | 1820 | 76 | 3 | 17 | 2500 | 6428.5714 | 142.8571 | 0 | 185.1312 | 9256.5598 | 4210.0092 | 5046.5505 | 1732 | 2500 | 6428.5714 | 238.0952 | 2000 | 227.8912 | 11394.5578
512 | 9256.5598 | 1821 | 76 | 3 | 17 | 2500 | 6428.5714 | 142.8571 | 0 | 185.1312 | 9256.5598 | 4210.0092 | 5046.5505 | 1732 | 2500 | 2571.4286 | 238.0952 | 2000 | 149.174 | 7458.6978
513 | 9256.5598 | 1830 | 77 | 3 | 18 | 2500 | 6428.5714 | 142.8571 | 0 | 185.1312 | 9256.5598 | 3446 | 5810.5598 | 1732 | 1732 | 1732 | 0 | 0 | 0 | 0
514 | 9256.5598 | 1843 | 77 | 3 | 18 | 2500 | 6428.5714 | 142.8571 | 0 | 185.1312 | 9256.5598 | 4210.0092 | 5046.5505 | 1732 | 2500 | 6428.5714 | 238.0952 | 2000 | 227.8912 | 11394.5578
515 | 9256.5598 | 1844 | 77 | 3 | 18 | 2500 | 6428.5714 | 142.8571 | 0 | 185.1312 | 9256.5598 | 4210.0092 | 5046.5505 | 1732 | 2500 | 6428.5714 | 238.0952 | 2000 | 227.8912 | 11394.5578
516 | 9256.5598 | 1845 | 77 | 3 | 18 | 2500 | 6428.5714 | 142.8571 | 0 | 185.1312 | 9256.5598 | 4210.0092 | 5046.5505 | 1732 | 2500 | 2571.4286 | 238.0952 | 2000 | 149.174 | 7458.6978
517 | 9256.5598 | 1854 | 78 | 3 | 19 | 2500 | 6428.5714 | 142.8571 | 0 | 185.1312 | 9256.5598 | 3446 | 5810.5598 | 1732 | 1732 | 1732 | 0 | 0 | 0 | 0
518 | 9256.5598 | 1867 | 78 | 3 | 19 | 2500 | 6428.5714 | 142.8571 | 0 | 185.1312 | 9256.5598 | 4210.0092 | 5046.5505 | 1732 | 2500 | 6428.5714 | 238.0952 | 2000 | 227.8912 | 11394.5578
519 | 9256.5598 | 1868 | 78 | 3 | 19 | 2500 | 6428.5714 | 142.8571 | 0 | 185.1312 | 9256.5598 | 4210.0092 | 5046.5505 | 1732 | 2500 | 6428.5714 | 238.0952 | 2000 | 227.8912 | 11394.5578
520 | 9256.5598 | 1869 | 78 | 3 | 19 | 2500 | 6428.5714 | 142.8571 | 0 | 185.1312 | 9256.5598 | 4210.0092 | 5046.5505 | 1732 | 2500 | 2571.4286 | 238.0952 | 2000 | 149.174 | 7458.6978
521 | 9256.5598 | 1878 | 79 | 3 | 20 | 2500 | 6428.5714 | 142.8571 | 0 | 185.1312 | 9256.5598 | 3446 | 5810.5598 | 1732 | 1732 | 1732 | 0 | 0 | 0 | 0
522 | 9256.5598 | 1891 | 79 | 3 | 20 | 2500 | 6428.5714 | 142.8571 | 0 | 185.1312 | 9256.5598 | 4210.0092 | 5046.5505 | 1732 | 2500 | 6428.5714 | 238.0952 | 2000 | 227.8912 | 11394.5578
523 | 9256.5598 | 1892 | 79 | 3 | 20 | 2500 | 6428.5714 | 142.8571 | 0 | 185.1312 | 9256.5598 | 4210.0092 | 5046.5505 | 1732 | 2500 | 6428.5714 | 238.0952 | 2000 | 227.8912 | 11394.5578
524 | 9256.5598 | 1893 | 79 | 3 | 20 | 2500 | 6428.5714 | 142.8571 | 0 | 185.1312 | 9256.5598 | 4210.0092 | 5046.5505 | 1732 | 2500 | 2571.4286 | 238.0952 | 2000 | 149.174 | 7458.6978
525 | 9256.5598 | 1902 | 80 | 3 | 21 | 2500 | 6428.5714 | 142.8571 | 0 | 185.1312 | 9256.5598 | 3446 | 5810.5598 | 1732 | 1732 | 1732 | 0 | 0 | 0 | 0
526 | 9256.5598 | 1915 | 80 | 3 | 21 | 2500 | 6428.5714 | 142.8571 | 0 | 185.1312 | 9256.5598 | 4210.0092 | 5046.5505 | 1732 | 2500 | 6428.5714 | 238.0952 | 2000 | 227.8912 | 11394.5578
527 | 9256.5598 | 1916 | 80 | 3 | 21 | 2500 | 6428.5714 | 142.8571 | 0 | 185.1312 | 9256.5598 | 4210.0092 | 5046.5505 | 1732 | 2500 | 6428.5714 | 238.0952 | 2000 | 227.8912 | 11394.5578
528 | 9256.5598 | 1917 | 80 | 3 | 21 | 2500 | 6428.5714 | 142.8571 | 0 | 185.1312 | 9256.5598 | 4210.0092 | 5046.5505 | 1732 | 2500 | 2571.4286 | 238.0952 | 2000 | 149.174 | 7458.6978
529 | 9256.5598 | 1926 | 81 | 3 | 22 | 2500 | 6428.5714 | 142.8571 | 0 | 185.1312 | 9256.5598 | 3446 | 5810.5598 | 1732 | 1732 | 1732 | 0 | 0 | 0 | 0
530 | 9256.5598 | 1939 | 81 | 3 | 22 | 2500 | 6428.5714 | 142.8571 | 0 | 185.1312 | 9256.5598 | 4210.0092 | 5046.5505 | 1732 | 2500 | 6428.5714 | 238.0952 | 2000 | 227.8912 | 11394.5578
531 | 9256.5598 | 1940 | 81 | 3 | 22 | 2500 | 6428.5714 | 142.8571 | 0 | 185.1312 | 9256.5598 | 4210.0092 | 5046.5505 | 1732 | 2500 | 6428.5714 | 238.0952 | 2000 | 227.8912 | 11394.5578
532 | 9256.5598 | 1941 | 81 | 3 | 22 | 2500 | 6428.5714 | 142.8571 | 0 | 185.1312 | 9256.5598 | 4210.0092 | 5046.5505 | 1732 | 2500 | 2571.4286 | 238.0952 | 2000 | 149.174 | 7458.6978
533 | 9256.5598 | 1950 | 82 | 3 | 23 | 2500 | 6428.5714 | 142.8571 | 0 | 185.1312 | 9256.5598 | 3446 | 5810.5598 | 1732 | 1732 | 1732 | 0 | 0 | 0 | 0
534 | 9256.5598 | 1963 | 82 | 3 | 23 | 2500 | 6428.5714 | 142.8571 | 0 | 185.1312 | 9256.5598 | 4210.0092 | 5046.5505 | 1732 | 2500 | 6428.5714 | 238.0952 | 2000 | 227.8912 | 11394.5578
535 | 9256.5598 | 1964 | 82 | 3 | 23 | 2500 | 6428.5714 | 142.8571 | 0 | 185.1312 | 9256.5598 | 4210.0092 | 5046.5505 | 1732 | 2500 | 6428.5714 | 238.0952 | 2000 | 227.8912 | 11394.5578
536 | 9256.5598 | 1965 | 82 | 3 | 23 | 2500 | 6428.5714 | 142.8571 | 0 | 185.1312 | 9256.5598 | 4210.0092 | 5046.5505 | 1732 | 2500 | 2571.4286 | 238.0952 | 2000 | 149.174 | 7458.6978
537 | 9256.5598 | 1974 | 83 | 3 | 24 | 2500 | 6428.5714 | 142.8571 | 0 | 185.1312 | 9256.5598 | 3446 | 5810.5598 | 1732 | 1732 | 1732 | 0 | 0 | 0 | 0
538 | 9256.5598 | 1987 | 83 | 3 | 24 | 2500 | 6428.5714 | 142.8571 | 0 | 185.1312 | 9256.5598 | 4210.0092 | 5046.5505 | 1732 | 2500 | 6428.5714 | 238.0952 | 2000 | 227.8912 | 11394.5578
539 | 9256.5598 | 1988 | 83 | 3 | 24 | 2500 | 6428.5714 | 142.8571 | 0 | 185.1312 | 9256.5598 | 4210.0092 | 5046.5505 | 1732 | 2500 | 6428.5714 | 238.0952 | 2000 | 227.8912 | 11394.5578
540 | 9256.5598 | 1989 | 83 | 3 | 24 | 2500 | 6428.5714 | 142.8571 | 0 | 185.1312 | 9256.5598 | 4210.0092 | 5046.5505 | 1732 | 2500 | 2571.4286 | 238.0952 | 2000 | 149.174 | 7458.6978
541 | 9256.5598 | 1998 | 84 | 3 | 25 | 2500 | 6428.5714 | 142.8571 | 0 | 185.1312 | 9256.5598 | 3446 | 5810.5598 | 1732 | 1732 | 1732 | 0 | 0 | 0 | 0
542 | 9256.5598 | 2011 | 84 | 3 | 25 | 2500 | 6428.5714 | 142.8571 | 0 | 185.1312 | 9256.5598 | 4210.0092 | 5046.5505 | 1732 | 2500 | 6428.5714 | 238.0952 | 2000 | 227.8912 | 11394.5578
543 | 9256.5598 | 2012 | 84 | 3 | 25 | 2500 | 6428.5714 | 142.8571 | 0 | 185.1312 | 9256.5598 | 4210.0092 | 5046.5505 | 1732 | 2500 | 6428.5714 | 238.0952 | 2000 | 227.8912 | 11394.5578
544 | 9256.5598 | 2013 | 84 | 3 | 25 | 2500 | 6428.5714 | 142.8571 | 0 | 185.1312 | 9256.5598 | 4210.0092 | 5046.5505 | 1732 | 2500 | 2571.4286 | 238.0952 | 2000 | 149.174 | 7458.6978
545 | 9256.5598 | 2022 | 85 | 3 | 26 | 2500 | 6428.5714 | 142.8571 | 0 | 185.1312 | 9256.5598 | 3446 | 5810.5598 | 1732 | 1732 | 1732 | 0 | 0 | 0 | 0
546 | 9256.5598 | 2035 | 85 | 3 | 26 | 2500 | 6428.5714 | 142.8571 | 0 | 185.1312 | 9256.5598 | 4210.0092 | 5046.5505 | 1732 | 2500 | 6428.5714 | 238.0952 | 2000 | 227.8912 | 11394.5578
547 | 9256.5598 | 2036 | 85 | 3 | 26 | 2500 | 6428.5714 | 142.8571 | 0 | 185.1312 | 9256.5598 | 4210.0092 | 5046.5505 | 1732 | 2500 | 6428.5714 | 238.0952 | 2000 | 227.8912 | 11394.5578
548 | 9256.5598 | 2037 | 85 | 3 | 26 | 2500 | 6428.5714 | 142.8571 | 0 | 185.1312 | 9256.5598 | 4210.0092 | 5046.5505 | 1732 | 2500 | 2571.4286 | 238.0952 | 2000 | 149.174 | 7458.6978
549 | 9256.5598 | 2046 | 86 | 3 | 27 | 2500 | 6428.5714 | 142.8571 | 0 | 185.1312 | 9256.5598 | 3446 | 5810.5598 | 1732 | 1732 | 1732 | 0 | 0 | 0 | 0
550 | 9256.5598 | 2059 | 86 | 3 | 27 | 2500 | 6428.5714 | 142.8571 | 0 | 185.1312 | 9256.5598 | 4210.0092 | 5046.5505 | 1732 | 2500 | 6428.5714 | 238.0952 | 2000 | 227.8912 | 11394.5578
551 | 9256.5598 | 2060 | 86 | 3 | 27 | 2500 | 6428.5714 | 142.8571 | 0 | 185.1312 | 9256.5598 | 4210.0092 | 5046.5505 | 1732 | 2500 | 6428.5714 | 238.0952 | 2000 | 227.8912 | 11394.5578
552 | 9256.5598 | 2061 | 86 | 3 | 27 | 2500 | 6428.5714 | 142.8571 | 0 | 185.1312 | 9256.5598 | 4210.0092 | 5046.5505 | 1732 | 2500 | 2571.4286 | 238.0952 | 2000 | 149.174 | 7458.6978
553 | 9256.5598 | 2070 | 87 | 3 | 28 | 2500 | 6428.5714 | 142.8571 | 0 | 185.1312 | 9256.5598 | 3446 | 5810.5598 | 1732 | 1732 | 1732 | 0 | 0 | 0 | 0
554 | 9256.5598 | 2083 | 87 | 3 | 28 | 2500 | 6428.5714 | 142.8571 | 0 | 185.1312 | 9256.5598 | 4210.0092 | 5046.5505 | 1732 | 2500 | 6428.5714 | 238.0952 | 2000 | 227.8912 | 11394.5578
555 | 9256.5598 | 2084 | 87 | 3 | 28 | 2500 | 6428.5714 | 142.8571 | 0 | 185.1312 | 9256.5598 | 4210.0092 | 5046.5505 | 1732 | 2500 | 6428.5714 | 238.0952 | 2000 | 227.8912 | 11394.5578
556 | 9256.5598 | 2085 | 87 | 3 | 28 | 2500 | 6428.5714 | 142.8571 | 0 | 185.1312 | 9256.5598 | 4210.0092 | 5046.5505 | 1732 | 2500 | 2571.4286 | 238.0952 | 2000 | 149.174 | 7458.6978
557 | 9256.5598 | 2094 | 88 | 3 | 29 | 2500 | 6428.5714 | 142.8571 | 0 | 185.1312 | 9256.5598 | 3446 | 5810.5598 | 1732 | 1732 | 1732 | 0 | 0 | 0 | 0
558 | 9256.5598 | 2107 | 88 | 3 | 29 | 2500 | 6428.5714 | 142.8571 | 0 | 185.1312 | 9256.5598 | 4210.0092 | 5046.5505 | 1732 | 2500 | 6428.5714 | 238.0952 | 2000 | 227.8912 | 11394.5578
559 | 9256.5598 | 2108 | 88 | 3 | 29 | 2500 | 6428.5714 | 142.8571 | 0 | 185.1312 | 9256.5598 | 4210.0092 | 5046.5505 | 1732 | 2500 | 6428.5714 | 238.0952 | 2000 | 227.8912 | 11394.5578
560 | 9256.5598 | 2109 | 88 | 3 | 29 | 2500 | 6428.5714 | 142.8571 | 0 | 185.1312 | 9256.5598 | 4210.0092 | 5046.5505 | 1732 | 2500 | 2571.4286 | 238.0952 | 2000 | 149.174 | 7458.6978
561 | 9256.5598 | 2118 | 89 | 3 | 30 | 2500 | 6428.5714 | 142.8571 | 0 | 185.1312 | 9256.5598 | 3446 | 5810.5598 | 1732 | 1732 | 1732 | 0 | 0 | 0 | 0
562 | 9256.5598 | 2131 | 89 | 3 | 30 | 2500 | 6428.5714 | 142.8571 | 0 | 185.1312 | 9256.5598 | 4210.0092 | 5046.5505 | 1732 | 2500 | 6428.5714 | 238.0952 | 2000 | 227.8912 | 11394.5578
563 | 9256.5598 | 2132 | 89 | 3 | 30 | 2500 | 6428.5714 | 142.8571 | 0 | 185.1312 | 9256.5598 | 4210.0092 | 5046.5505 | 1732 | 2500 | 6428.5714 | 238.0952 | 2000 | 227.8912 | 11394.5578
564 | 9256.5598 | 2133 | 89 | 3 | 30 | 2500 | 6428.5714 | 142.8571 | 0 | 185.1312 | 9256.5598 | 4210.0092 | 5046.5505 | 1732 | 2500 | 2571.4286 | 238.0952 | 2000 | 149.174 | 7458.6978
565 | 9256.5598 | 2142 | 90 | 3 | 31 | 2500 | 6428.5714 | 142.8571 | 0 | 185.1312 | 9256.5598 | 3446 | 5810.5598 | 1732 | 1732 | 1732 | 0 | 0 | 0 | 0
566 | 9256.5598 | 2155 | 90 | 3 | 31 | 2500 | 6428.5714 | 142.8571 | 0 | 185.1312 | 9256.5598 | 4210.0092 | 5046.5505 | 1732 | 2500 | 6428.5714 | 238.0952 | 2000 | 227.8912 | 11394.5578
567 | 9256.5598 | 2156 | 90 | 3 | 31 | 2500 | 6428.5714 | 142.8571 | 0 | 185.1312 | 9256.5598 | 4210.0092 | 5046.5505 | 1732 | 2500 | 6428.5714 | 238.0952 | 2000 | 227.8912 | 11394.5578
568 | 9256.5598 | 2157 | 90 | 3 | 31 | 2500 | 6428.5714 | 142.8571 | 0 | 185.1312 | 9256.5598 | 4210.0092 | 5046.5505 | 1732 | 2500 | 2571.4286 | 238.0952 | 2000 | 149.174 | 7458.6978
569 | 8637.0262 | 749 | 32 | 2 | 1 | 4047.619 | 4178.5714 | 238.0952 | 0 | 172.7405 | 8637.0262 | 3446 | 5191.0262 | 1732 | 1732 | 1732 | 0 | 0 | 0 | 0
570 | 8637.0262 | 773 | 33 | 2 | 2 | 4047.619 | 4178.5714 | 238.0952 | 0 | 172.7405 | 8637.0262 | 3446 | 5191.0262 | 1732 | 1732 | 1732 | 0 | 0 | 0 | 0
571 | 8637.0262 | 797 | 34 | 2 | 3 | 4047.619 | 4178.5714 | 238.0952 | 0 | 172.7405 | 8637.0262 | 3446 | 5191.0262 | 1732 | 1732 | 1732 | 0 | 0 | 0 | 0
572 | 8637.0262 | 821 | 35 | 2 | 4 | 4047.619 | 4178.5714 | 238.0952 | 0 | 172.7405 | 8637.0262 | 3446 | 5191.0262 | 1732 | 1732 | 1732 | 0 | 0 | 0 | 0
573 | 8637.0262 | 845 | 36 | 2 | 5 | 4047.619 | 4178.5714 | 238.0952 | 0 | 172.7405 | 8637.0262 | 3446 | 5191.0262 | 1732 | 1732 | 1732 | 0 | 0 | 0 | 0
574 | 8637.0262 | 869 | 37 | 2 | 6 | 4047.619 | 4178.5714 | 238.0952 | 0 | 172.7405 | 8637.0262 | 3446 | 5191.0262 | 1732 | 1732 | 1732 | 0 | 0 | 0 | 0
575 | 8637.0262 | 893 | 38 | 2 | 7 | 4047.619 | 4178.5714 | 238.0952 | 0 | 172.7405 | 8637.0262 | 3446 | 5191.0262 | 1732 | 1732 | 1732 | 0 | 0 | 0 | 0
576 | 8637.0262 | 917 | 39 | 2 | 8 | 4047.619 | 4178.5714 | 238.0952 | 0 | 172.7405 | 8637.0262 | 3446 | 5191.0262 | 1732 | 1732 | 1732 | 0 | 0 | 0 | 0
577 | 8637.0262 | 941 | 40 | 2 | 9 | 4047.619 | 4178.5714 | 238.0952 | 0 | 172.7405 | 8637.0262 | 3446 | 5191.0262 | 1732 | 1732 | 1732 | 0 | 0 | 0 | 0
578 | 8637.0262 | 965 | 41 | 2 | 10 | 4047.619 | 4178.5714 | 238.0952 | 0 | 172.7405 | 8637.0262 | 3446 | 5191.0262 | 1732 | 1732 | 1732 | 0 | 0 | 0 | 0
579 | 8637.0262 | 989 | 42 | 2 | 11 | 4047.619 | 4178.5714 | 238.0952 | 0 | 172.7405 | 8637.0262 | 3446 | 5191.0262 | 1732 | 1732 | 1732 | 0 | 0 | 0 | 0
580 | 8637.0262 | 1013 | 43 | 2 | 12 | 4047.619 | 4178.5714 | 238.0952 | 0 | 172.7405 | 8637.0262 | 3446 | 5191.0262 | 1732 | 1732 | 1732 | 0 | 0 | 0 | 0
581 | 8637.0262 | 1037 | 44 | 2 | 13 | 4047.619 | 4178.5714 | 238.0952 | 0 | 172.7405 | 8637.0262 | 3446 | 5191.0262 | 1732 | 1732 | 1732 | 0 | 0 | 0 | 0
582 | 8637.0262 | 1061 | 45 | 2 | 14 | 4047.619 | 4178.5714 | 238.0952 | 0 | 172.7405 | 8637.0262 | 3446 | 5191.0262 | 1732 | 1732 | 1732 | 0 | 0 | 0 | 0
583 | 8637.0262 | 1085 | 46 | 2 | 15 | 4047.619 | 4178.5714 | 238.0952 | 0 | 172.7405 | 8637.0262 | 3446 | 5191.0262 | 1732 | 1732 | 1732 | 0 | 0 | 0 | 0
584 | 8637.0262 | 1109 | 47 | 2 | 16 | 4047.619 | 4178.5714 | 238.0952 | 0 | 172.7405 | 8637.0262 | 3446 | 5191.0262 | 1732 | 1732 | 1732 | 0 | 0 | 0 | 0
585 | 8637.0262 | 1133 | 48 | 2 | 17 | 4047.619 | 4178.5714 | 238.0952 | 0 | 172.7405 | 8637.0262 | 3446 | 5191.0262 | 1732 | 1732 | 1732 | 0 | 0 | 0 | 0
586 | 8637.0262 | 1157 | 49 | 2 | 18 | 4047.619 | 4178.5714 | 238.0952 | 0 | 172.7405 | 8637.0262 | 3446 | 5191.0262 | 1732 | 1732 | 1732 | 0 | 0 | 0 | 0
587 | 8637.0262 | 1181 | 50 | 2 | 19 | 4047.619 | 4178.5714 | 238.0952 | 0 | 172.7405 | 8637.0262 | 3446 | 5191.0262 | 1732 | 1732 | 1732 | 0 | 0 | 0 | 0
588 | 8637.0262 | 1205 | 51 | 2 | 20 | 4047.619 | 4178.5714 | 238.0952 | 0 | 172.7405 | 8637.0262 | 3446 | 5191.0262 | 1732 | 1732 | 1732 | 0 | 0 | 0 | 0
589 | 8637.0262 | 1229 | 52 | 2 | 21 | 4047.619 | 4178.5714 | 238.0952 | 0 | 172.7405 | 8637.0262 | 3446 | 5191.0262 | 1732 | 1732 | 1732 | 0 | 0 | 0 | 0
590 | 8637.0262 | 1253 | 53 | 2 | 22 | 4047.619 | 4178.5714 | 238.0952 | 0 | 172.7405 | 8637.0262 | 3446 | 5191.0262 | 1732 | 1732 | 1732 | 0 | 0 | 0 | 0
591 | 8637.0262 | 1277 | 54 | 2 | 23 | 4047.619 | 4178.5714 | 238.0952 | 0 | 172.7405 | 8637.0262 | 3446 | 5191.0262 | 1732 | 1732 | 1732 | 0 | 0 | 0 | 0
592 | 8637.0262 | 1301 | 55 | 2 | 24 | 4047.619 | 4178.5714 | 238.0952 | 0 | 172.7405 | 8637.0262 | 3446 | 5191.0262 | 1732 | 1732 | 1732 | 0 | 0 | 0 | 0
593 | 8637.0262 | 1325 | 56 | 2 | 25 | 4047.619 | 4178.5714 | 238.0952 | 0 | 172.7405 | 8637.0262 | 3446 | 5191.0262 | 1732 | 1732 | 1732 | 0 | 0 | 0 | 0
594 | 8637.0262 | 1349 | 57 | 2 | 26 | 4047.619 | 4178.5714 | 238.0952 | 0 | 172.7405 | 8637.0262 | 3446 | 5191.0262 | 1732 | 1732 | 1732 | 0 | 0 | 0 | 0
595 | 8637.0262 | 1373 | 58 | 2 | 27 | 4047.619 | 4178.5714 | 238.0952 | 0 | 172.7405 | 8637.0262 | 3446 | 5191.0262 | 1732 | 1732 | 1732 | 0 | 0 | 0 | 0
596 | 8637.0262 | 1397 | 59 | 2 | 28 | 4047.619 | 4178.5714 | 238.0952 | 0 | 172.7405 | 8637.0262 | 3446 | 5191.0262 | 1732 | 1732 | 1732 | 0 | 0 | 0 | 0
597 | 8260.447 | 9 | 1 | 1 | 1 | 4285.7143 | 2000 | 238.0952 | 1571.4286 | 165.2089 | 8260.447 | 3446 | 4814.447 | 1732 | 1732 | 1732 | 0 | 0 | 0 | 0
598 | 8260.447 | 33 | 2 | 1 | 2 | 4285.7143 | 2000 | 238.0952 | 1571.4286 | 165.2089 | 8260.447 | 3446 | 4814.447 | 1732 | 1732 | 1732 | 0 | 0 | 0 | 0
599 | 8260.447 | 57 | 3 | 1 | 3 | 4285.7143 | 2000 | 238.0952 | 1571.4286 | 165.2089 | 8260.447 | 3446 | 4814.447 | 1732 | 1732 | 1732 | 0 | 0 | 0 | 0
600 | 8260.447 | 81 | 4 | 1 | 4 | 4285.7143 | 2000 | 238.0952 | 1571.4286 | 165.2089 | 8260.447 | 3446 | 4814.447 | 1732 | 1732 | 1732 | 0 | 0 | 0 | 0
601 | 8260.447 | 105 | 5 | 1 | 5 | 4285.7143 | 2000 | 238.0952 | 1571.4286 | 165.2089 | 8260.447 | 3446 | 4814.447 | 1732 | 1732 | 1732 | 0 | 0 | 0 | 0
602 | 8260.447 | 129 | 6 | 1 | 6 | 4285.7143 | 2000 | 238.0952 | 1571.4286 | 165.2089 | 8260.447 | 3446 | 4814.447 | 1732 | 1732 | 1732 | 0 | 0 | 0 | 0
603 | 8260.447 | 153 | 7 | 1 | 7 | 4285.7143 | 2000 | 238.0952 | 1571.4286 | 165.2089 | 8260.447 | 3446 | 4814.447 | 1732 | 1732 | 1732 | 0 | 0 | 0 | 0
604 | 8260.447 | 177 | 8 | 1 | 8 | 4285.7143 | 2000 | 238.0952 | 1571.4286 | 165.2089 | 8260.447 | 3446 | 4814.447 | 1732 | 1732 | 1732 | 0 | 0 | 0 | 0
605 | 8260.447 | 201 | 9 | 1 | 9 | 4285.7143 | 2000 | 238.0952 | 1571.4286 | 165.2089 | 8260.447 | 3446 | 4814.447 | 1732 | 1732 | 1732 | 0 | 0 | 0 | 0
606 | 8260.447 | 225 | 10 | 1 | 10 | 4285.7143 | 2000 | 238.0952 | 1571.4286 | 165.2089 | 8260.447 | 3446 | 4814.447 | 1732 | 1732 | 1732 | 0 | 0 | 0 | 0
607 | 8260.447 | 249 | 11 | 1 | 11 | 4285.7143 | 2000 | 238.0952 | 1571.4286 | 165.2089 | 8260.447 | 3446 | 4814.447 | 1732 | 1732 | 1732 | 0 | 0 | 0 | 0
608 | 8260.447 | 273 | 12 | 1 | 12 | 4285.7143 | 2000 | 238.0952 | 1571.4286 | 165.2089 | 8260.447 | 3446 | 4814.447 | 1732 | 1732 | 1732 | 0 | 0 | 0 | 0
609 | 8260.447 | 297 | 13 | 1 | 13 | 4285.7143 | 2000 | 238.0952 | 1571.4286 | 165.2089 | 8260.447 | 3446 | 4814.447 | 1732 | 1732 | 1732 | 0 | 0 | 0 | 0
610 | 8260.447 | 321 | 14 | 1 | 14 | 4285.7143 | 2000 | 238.0952 | 1571.4286 | 165.2089 | 8260.447 | 3446 | 4814.447 | 1732 | 1732 | 1732 | 0 | 0 | 0 | 0
611 | 8260.447 | 345 | 15 | 1 | 15 | 4285.7143 | 2000 | 238.0952 | 1571.4286 | 165.2089 | 8260.447 | 3446 | 4814.447 | 1732 | 1732 | 1732 | 0 | 0 | 0 | 0
612 | 8260.447 | 369 | 16 | 1 | 16 | 4285.7143 | 2000 | 238.0952 | 1571.4286 | 165.2089 | 8260.447 | 3446 | 4814.447 | 1732 | 1732 | 1732 | 0 | 0 | 0 | 0
613 | 8260.447 | 393 | 17 | 1 | 17 | 4285.7143 | 2000 | 238.0952 | 1571.4286 | 165.2089 | 8260.447 | 3446 | 4814.447 | 1732 | 1732 | 1732 | 0 | 0 | 0 | 0
614 | 8260.447 | 417 | 18 | 1 | 18 | 4285.7143 | 2000 | 238.0952 | 1571.4286 | 165.2089 | 8260.447 | 3446 | 4814.447 | 1732 | 1732 | 1732 | 0 | 0 | 0 | 0
615 | 8260.447 | 441 | 19 | 1 | 19 | 4285.7143 | 2000 | 238.0952 | 1571.4286 | 165.2089 | 8260.447 | 3446 | 4814.447 | 1732 | 1732 | 1732 | 0 | 0 | 0 | 0
616 | 8260.447 | 465 | 20 | 1 | 20 | 4285.7143 | 2000 | 238.0952 | 1571.4286 | 165.2089 | 8260.447 | 3446 | 4814.447 | 1732 | 1732 | 1732 | 0 | 0 | 0 | 0
617 | 8260.447 | 489 | 21 | 1 | 21 | 4285.7143 | 2000 | 238.0952 | 1571.4286 | 165.2089 | 8260.447 | 3446 | 4814.447 | 1732 | 1732 | 1732 | 0 | 0 | 0 | 0
618 | 8260.447 | 513 | 22 | 1 | 22 | 4285.7143 | 2000 | 238.0952 | 1571.4286 | 165.2089 | 8260.447 | 3446 | 4814.447 | 1732 | 1732 | 1732 | 0 | 0 | 0 | 0
619 | 8260.447 | 537 | 23 | 1 | 23 | 4285.7143 | 2000 | 238.0952 | 1571.4286 | 165.2089 | 8260.447 | 3446 | 4814.447 | 1732 | 1732 | 1732 | 0 | 0 | 0 | 0
620 | 8260.447 | 561 | 24 | 1 | 24 | 4285.7143 | 2000 | 238.0952 | 1571.4286 | 165.2089 | 8260.447 | 3446 | 4814.447 | 1732 | 1732 | 1732 | 0 | 0 | 0 | 0
621 | 8260.447 | 585 | 25 | 1 | 25 | 4285.7143 | 2000 | 238.0952 | 1571.4286 | 165.2089 | 8260.447 | 3446 | 4814.447 | 1732 | 1732 | 1732 | 0 | 0 | 0 | 0
622 | 8260.447 | 609 | 26 | 1 | 26 | 4285.7143 | 2000 | 238.0952 | 1571.4286 | 165.2089 | 8260.447 | 3446 | 4814.447 | 1732 | 1732 | 1732 | 0 | 0 | 0 | 0
623 | 8260.447 | 633 | 27 | 1 | 27 | 4285.7143 | 2000 | 238.0952 | 1571.4286 | 165.2089 | 8260.447 | 3446 | 4814.447 | 1732 | 1732 | 1732 | 0 | 0 | 0 | 0
624 | 8260.447 | 657 | 28 | 1 | 28 | 4285.7143 | 2000 | 238.0952 | 1571.4286 | 165.2089 | 8260.447 | 3446 | 4814.447 | 1732 | 1732 | 1732 | 0 | 0 | 0 | 0
625 | 8260.447 | 681 | 29 | 1 | 29 | 4285.7143 | 2000 | 238.0952 | 1571.4286 | 165.2089 | 8260.447 | 3446 | 4814.447 | 1732 | 1732 | 1732 | 0 | 0 | 0 | 0
626 | 8260.447 | 705 | 30 | 1 | 30 | 4285.7143 | 2000 | 238.0952 | 1571.4286 | 165.2089 | 8260.447 | 3446 | 4814.447 | 1732 | 1732 | 1732 | 0 | 0 | 0 | 0
627 | 8260.447 | 729 | 31 | 1 | 31 | 4285.7143 | 2000 | 238.0952 | 1571.4286 | 165.2089 | 8260.447 | 3446 | 4814.447 | 1732 | 1732 | 1732 | 0 | 0 | 0 | 0
628 | 8053.9359 | 8023 | 335 | 12 | 1 | 2857.1429 | 3750 | 142.8571 | 1142.8571 | 161.0787 | 8053.9359 | 3446 | 4607.9359 | 1732 | 1732 | 1732 | 0 | 0 | 0 | 0
629 | 8053.9359 | 8024 | 335 | 12 | 1 | 2857.1429 | 3750 | 142.8571 | 1142.8571 | 161.0787 | 8053.9359 | 3446 | 4607.9359 | 1732 | 1732 | 1732 | 0 | 0 | 0 | 0
630 | 8053.9359 | 8047 | 336 | 12 | 2 | 2857.1429 | 3750 | 142.8571 | 1142.8571 | 161.0787 | 8053.9359 | 3446 | 4607.9359 | 1732 | 1732 | 1732 | 0 | 0 | 0 | 0
631 | 8053.9359 | 8048 | 336 | 12 | 2 | 2857.1429 | 3750 | 142.8571 | 1142.8571 | 161.0787 | 8053.9359 | 3446 | 4607.9359 | 1732 | 1732 | 1732 | 0 | 0 | 0 | 0
632 | 8053.9359 | 8071 | 337 | 12 | 3 | 2857.1429 | 3750 | 142.8571 | 1142.8571 | 161.0787 | 8053.9359 | 3446 | 4607.9359 | 1732 | 1732 | 1732 | 0 | 0 | 0 | 0
633 | 8053.9359 | 8072 | 337 | 12 | 3 | 2857.1429 | 3750 | 142.8571 | 1142.8571 | 161.0787 | 8053.9359 | 3446 | 4607.9359 | 1732 | 1732 | 1732 | 0 | 0 | 0 | 0
634 | 8053.9359 | 8095 | 338 | 12 | 4 | 2857.1429 | 3750 | 142.8571 | 1142.8571 | 161.0787 | 8053.9359 | 3446 | 4607.9359 | 1732 | 1732 | 1732 | 0 | 0 | 0 | 0
635 | 8053.9359 | 8096 | 338 | 12 | 4 | 2857.1429 | 3750 | 142.8571 | 1142.8571 | 161.0787 | 8053.9359 | 3446 | 4607.9359 | 1732 | 1732 | 1732 | 0 | 0 | 0 | 0
636 | 8053.9359 | 8119 | 339 | 12 | 5 | 2857.1429 | 3750 | 142.8571 | 1142.8571 | 161.0787 | 8053.9359 | 3446 | 4607.9359 | 1732 | 1732 | 1732 | 0 | 0 | 0 | 0
637 | 8053.9359 | 8120 | 339 | 12 | 5 | 2857.1429 | 3750 | 142.8571 | 1142.8571 | 161.0787 | 8053.9359 | 3446 | 4607.9359 | 1732 | 1732 | 1732 | 0 | 0 | 0 | 0
638 | 8053.9359 | 8143 | 340 | 12 | 6 | 2857.1429 | 3750 | 142.8571 | 1142.8571 | 161.0787 | 8053.9359 | 3446 | 4607.9359 | 1732 | 1732 | 1732 | 0 | 0 | 0 | 0
639 | 8053.9359 | 8144 | 340 | 12 | 6 | 2857.1429 | 3750 | 142.8571 | 1142.8571 | 161.0787 | 8053.9359 | 3446 | 4607.9359 | 1732 | 1732 | 1732 | 0 | 0 | 0 | 0
640 | 8053.9359 | 8167 | 341 | 12 | 7 | 2857.1429 | 3750 | 142.8571 | 1142.8571 | 161.0787 | 8053.9359 | 3446 | 4607.9359 | 1732 | 1732 | 1732 | 0 | 0 | 0 | 0
641 | 8053.9359 | 8168 | 341 | 12 | 7 | 2857.1429 | 3750 | 142.8571 | 1142.8571 | 161.0787 | 8053.9359 | 3446 | 4607.9359 | 1732 | 1732 | 1732 | 0 | 0 | 0 | 0
642 | 8053.9359 | 8191 | 342 | 12 | 8 | 2857.1429 | 3750 | 142.8571 | 1142.8571 | 161.0787 | 8053.9359 | 3446 | 4607.9359 | 1732 | 1732 | 1732 | 0 | 0 | 0 | 0
643 | 8053.9359 | 8192 | 342 | 12 | 8 | 2857.1429 | 3750 | 142.8571 | 1142.8571 | 161.0787 | 8053.9359 | 3446 | 4607.9359 | 1732 | 1732 | 1732 | 0 | 0 | 0 | 0
644 | 8053.9359 | 8215 | 343 | 12 | 9 | 2857.1429 | 3750 | 142.8571 | 1142.8571 | 161.0787 | 8053.9359 | 3446 | 4607.9359 | 1732 | 1732 | 1732 | 0 | 0 | 0 | 0
645 | 8053.9359 | 8216 | 343 | 12 | 9 | 2857.1429 | 3750 | 142.8571 | 1142.8571 | 161.0787 | 8053.9359 | 3446 | 4607.9359 | 1732 | 1732 | 1732 | 0 | 0 | 0 | 0
646 | 8053.9359 | 8239 | 344 | 12 | 10 | 2857.1429 | 3750 | 142.8571 | 1142.8571 | 161.0787 | 8053.9359 | 3446 | 4607.9359 | 1732 | 1732 | 1732 | 0 | 0 | 0 | 0
647 | 8053.9359 | 8240 | 344 | 12 | 10 | 2857.1429 | 3750 | 142.8571 | 1142.8571 | 161.0787 | 8053.9359 | 3446 | 4607.9359 | 1732 | 1732 | 1732 | 0 | 0 | 0 | 0
648 | 8053.9359 | 8263 | 345 | 12 | 11 | 2857.1429 | 3750 | 142.8571 | 1142.8571 | 161.0787 | 8053.9359 | 3446 | 4607.9359 | 1732 | 1732 | 1732 | 0 | 0 | 0 | 0
649 | 8053.9359 | 8264 | 345 | 12 | 11 | 2857.1429 | 3750 | 142.8571 | 1142.8571 | 161.0787 | 8053.9359 | 3446 | 4607.9359 | 1732 | 1732 | 1732 | 0 | 0 | 0 | 0
650 | 8053.9359 | 8287 | 346 | 12 | 12 | 2857.1429 | 3750 | 142.8571 | 1142.8571 | 161.0787 | 8053.9359 | 3446 | 4607.9359 | 1732 | 1732 | 1732 | 0 | 0 | 0 | 0
651 | 8053.9359 | 8288 | 346 | 12 | 12 | 2857.1429 | 3750 | 142.8571 | 1142.8571 | 161.0787 | 8053.9359 | 3446 | 4607.9359 | 1732 | 1732 | 1732 | 0 | 0 | 0 | 0
652 | 8053.9359 | 8311 | 347 | 12 | 13 | 2857.1429 | 3750 | 142.8571 | 1142.8571 | 161.0787 | 8053.9359 | 3446 | 4607.9359 | 1732 | 1732 | 1732 | 0 | 0 | 0 | 0
653 | 8053.9359 | 8312 | 347 | 12 | 13 | 2857.1429 | 3750 | 142.8571 | 1142.8571 | 161.0787 | 8053.9359 | 3446 | 4607.9359 | 1732 | 1732 | 1732 | 0 | 0 | 0 | 0
654 | 8053.9359 | 8335 | 348 | 12 | 14 | 2857.1429 | 3750 | 142.8571 | 1142.8571 | 161.0787 | 8053.9359 | 3446 | 4607.9359 | 1732 | 1732 | 1732 | 0 | 0 | 0 | 0
655 | 8053.9359 | 8336 | 348 | 12 | 14 | 2857.1429 | 3750 | 142.8571 | 1142.8571 | 161.0787 | 8053.9359 | 3446 | 4607.9359 | 1732 | 1732 | 1732 | 0 | 0 | 0 | 0
656 | 8053.9359 | 8359 | 349 | 12 | 15 | 2857.1429 | 3750 | 142.8571 | 1142.8571 | 161.0787 | 8053.9359 | 3446 | 4607.9359 | 1732 | 1732 | 1732 | 0 | 0 | 0 | 0
657 | 8053.9359 | 8360 | 349 | 12 | 15 | 2857.1429 | 3750 | 142.8571 | 1142.8571 | 161.0787 | 8053.9359 | 3446 | 4607.9359 | 1732 | 1732 | 1732 | 0 | 0 | 0 | 0
658 | 8053.9359 | 8383 | 350 | 12 | 16 | 2857.1429 | 3750 | 142.8571 | 1142.8571 | 161.0787 | 8053.9359 | 3446 | 4607.9359 | 1732 | 1732 | 1732 | 0 | 0 | 0 | 0
659 | 8053.9359 | 8384 | 350 | 12 | 16 | 2857.1429 | 3750 | 142.8571 | 1142.8571 | 161.0787 | 8053.9359 | 3446 | 4607.9359 | 1732 | 1732 | 1732 | 0 | 0 | 0 | 0
660 | 8053.9359 | 8407 | 351 | 12 | 17 | 2857.1429 | 3750 | 142.8571 | 1142.8571 | 161.0787 | 8053.9359 | 3446 | 4607.9359 | 1732 | 1732 | 1732 | 0 | 0 | 0 | 0
661 | 8053.9359 | 8408 | 351 | 12 | 17 | 2857.1429 | 3750 | 142.8571 | 1142.8571 | 161.0787 | 8053.9359 | 3446 | 4607.9359 | 1732 | 1732 | 1732 | 0 | 0 | 0 | 0
662 | 8053.9359 | 8431 | 352 | 12 | 18 | 2857.1429 | 3750 | 142.8571 | 1142.8571 | 161.0787 | 8053.9359 | 3446 | 4607.9359 | 1732 | 1732 | 1732 | 0 | 0 | 0 | 0
663 | 8053.9359 | 8432 | 352 | 12 | 18 | 2857.1429 | 3750 | 142.8571 | 1142.8571 | 161.0787 | 8053.9359 | 3446 | 4607.9359 | 1732 | 1732 | 1732 | 0 | 0 | 0 | 0
664 | 8053.9359 | 8455 | 353 | 12 | 19 | 2857.1429 | 3750 | 142.8571 | 1142.8571 | 161.0787 | 8053.9359 | 3446 | 4607.9359 | 1732 | 1732 | 1732 | 0 | 0 | 0 | 0
665 | 8053.9359 | 8456 | 353 | 12 | 19 | 2857.1429 | 3750 | 142.8571 | 1142.8571 | 161.0787 | 8053.9359 | 3446 | 4607.9359 | 1732 | 1732 | 1732 | 0 | 0 | 0 | 0
666 | 8053.9359 | 8479 | 354 | 12 | 20 | 2857.1429 | 3750 | 142.8571 | 1142.8571 | 161.0787 | 8053.9359 | 3446 | 4607.9359 | 1732 | 1732 | 1732 | 0 | 0 | 0 | 0
667 | 8053.9359 | 8480 | 354 | 12 | 20 | 2857.1429 | 3750 | 142.8571 | 1142.8571 | 161.0787 | 8053.9359 | 3446 | 4607.9359 | 1732 | 1732 | 1732 | 0 | 0 | 0 | 0
668 | 8053.9359 | 8503 | 355 | 12 | 21 | 2857.1429 | 3750 | 142.8571 | 1142.8571 | 161.0787 | 8053.9359 | 3446 | 4607.9359 | 1732 | 1732 | 1732 | 0 | 0 | 0 | 0
669 | 8053.9359 | 8504 | 355 | 12 | 21 | 2857.1429 | 3750 | 142.8571 | 1142.8571 | 161.0787 | 8053.9359 | 3446 | 4607.9359 | 1732 | 1732 | 1732 | 0 | 0 | 0 | 0
670 | 8053.9359 | 8527 | 356 | 12 | 22 | 2857.1429 | 3750 | 142.8571 | 1142.8571 | 161.0787 | 8053.9359 | 3446 | 4607.9359 | 1732 | 1732 | 1732 | 0 | 0 | 0 | 0
671 | 8053.9359 | 8528 | 356 | 12 | 22 | 2857.1429 | 3750 | 142.8571 | 1142.8571 | 161.0787 | 8053.9359 | 3446 | 4607.9359 | 1732 | 1732 | 1732 | 0 | 0 | 0 | 0
672 | 8053.9359 | 8551 | 357 | 12 | 23 | 2857.1429 | 3750 | 142.8571 | 1142.8571 | 161.0787 | 8053.9359 | 3446 | 4607.9359 | 1732 | 1732 | 1732 | 0 | 0 | 0 | 0
673 | 8053.9359 | 8552 | 357 | 12 | 23 | 2857.1429 | 3750 | 142.8571 | 1142.8571 | 161.0787 | 8053.9359 | 3446 | 4607.9359 | 1732 | 1732 | 1732 | 0 | 0 | 0 | 0
674 | 8053.9359 | 8575 | 358 | 12 | 24 | 2857.1429 | 3750 | 142.8571 | 1142.8571 | 161.0787 | 8053.9359 | 3446 | 4607.9359 | 1732 | 1732 | 1732 | 0 | 0 | 0 | 0
675 | 8053.9359 | 8576 | 358 | 12 | 24 | 2857.1429 | 3750 | 142.8571 | 1142.8571 | 161.0787 | 8053.9359 | 3446 | 4607.9359 | 1732 | 1732 | 1732 | 0 | 0 | 0 | 0
676 | 8053.9359 | 8599 | 359 | 12 | 25 | 2857.1429 | 3750 | 142.8571 | 1142.8571 | 161.0787 | 8053.9359 | 3446 | 4607.9359 | 1732 | 1732 | 1732 | 0 | 0 | 0 | 0
677 | 8053.9359 | 8600 | 359 | 12 | 25 | 2857.1429 | 3750 | 142.8571 | 1142.8571 | 161.0787 | 8053.9359 | 3446 | 4607.9359 | 1732 | 1732 | 1732 | 0 | 0 | 0 | 0
678 | 8053.9359 | 8623 | 360 | 12 | 26 | 2857.1429 | 3750 | 142.8571 | 1142.8571 | 161.0787 | 8053.9359 | 3446 | 4607.9359 | 1732 | 1732 | 1732 | 0 | 0 | 0 | 0
679 | 8053.9359 | 8624 | 360 | 12 | 26 | 2857.1429 | 3750 | 142.8571 | 1142.8571 | 161.0787 | 8053.9359 | 3446 | 4607.9359 | 1732 | 1732 | 1732 | 0 | 0 | 0 | 0
680 | 8053.9359 | 8647 | 361 | 12 | 27 | 2857.1429 | 3750 | 142.8571 | 1142.8571 | 161.0787 | 8053.9359 | 3446 | 4607.9359 | 1732 | 1732 | 1732 | 0 | 0 | 0 | 0
681 | 8053.9359 | 8648 | 361 | 12 | 27 | 2857.1429 | 3750 | 142.8571 | 1142.8571 | 161.0787 | 8053.9359 | 3446 | 4607.9359 | 1732 | 1732 | 1732 | 0 | 0 | 0 | 0
682 | 8053.9359 | 8671 | 362 | 12 | 28 | 2857.1429 | 3750 | 142.8571 | 1142.8571 | 161.0787 | 8053.9359 | 3446 | 4607.9359 | 1732 | 1732 | 1732 | 0 | 0 | 0 | 0
683 | 8053.9359 | 8672 | 362 | 12 | 28 | 2857.1429 | 3750 | 142.8571 | 1142.8571 | 161.0787 | 8053.9359 | 3446 | 4607.9359 | 1732 | 1732 | 1732 | 0 | 0 | 0 | 0
684 | 8053.9359 | 8695 | 363 | 12 | 29 | 2857.1429 | 3750 | 142.8571 | 1142.8571 | 161.0787 | 8053.9359 | 3446 | 4607.9359 | 1732 | 1732 | 1732 | 0 | 0 | 0 | 0
685 | 8053.9359 | 8696 | 363 | 12 | 29 | 2857.1429 | 3750 | 142.8571 | 1142.8571 | 161.0787 | 8053.9359 | 3446 | 4607.9359 | 1732 | 1732 | 1732 | 0 | 0 | 0 | 0
686 | 8053.9359 | 8719 | 364 | 12 | 30 | 2857.1429 | 3750 | 142.8571 | 1142.8571 | 161.0787 | 8053.9359 | 3446 | 4607.9359 | 1732 | 1732 | 1732 | 0 | 0 | 0 | 0
687 | 8053.9359 | 8720 | 364 | 12 | 30 | 2857.1429 | 3750 | 142.8571 | 1142.8571 | 161.0787 | 8053.9359 | 3446 | 4607.9359 | 1732 | 1732 | 1732 | 0 | 0 | 0 | 0
688 | 8053.9359 | 8743 | 365 | 12 | 31 | 2857.1429 | 3750 | 142.8571 | 1142.8571 | 161.0787 | 8053.9359 | 3446 | 4607.9359 | 1732 | 1732 | 1732 | 0 | 0 | 0 | 0
689 | 8053.9359 | 8744 | 365 | 12 | 31 | 2857.1429 | 3750 | 142.8571 | 1142.8571 | 161.0787 | 8053.9359 | 3446 | 4607.9359 | 1732 | 1732 | 1732 | 0 | 0 | 0 | 0
690 | 7926.3848 | 762 | 32 | 2 | 1 | 4047.619 | 3482.1429 | 238.0952 | 0 | 158.5277 | 7926.3848 | 3446 | 4480.3848 | 1732 | 1732 | 1732 | 0 | 0 | 0 | 0
691 | 7926.3848 | 766 | 32 | 2 | 1 | 4047.619 | 3482.1429 | 238.0952 | 0 | 158.5277 | 7926.3848 | 3446 | 4480.3848 | 1732 | 1732 | 1732 | 0 | 0 | 0 | 0
692 | 7926.3848 | 786 | 33 | 2 | 2 | 4047.619 | 3482.1429 | 238.0952 | 0 | 158.5277 | 7926.3848 | 3446 | 4480.3848 | 1732 | 1732 | 1732 | 0 | 0 | 0 | 0
693 | 7926.3848 | 790 | 33 | 2 | 2 | 4047.619 | 3482.1429 | 238.0952 | 0 | 158.5277 | 7926.3848 | 3446 | 4480.3848 | 1732 | 1732 | 1732 | 0 | 0 | 0 | 0
694 | 7926.3848 | 810 | 34 | 2 | 3 | 4047.619 | 3482.1429 | 238.0952 | 0 | 158.5277 | 7926.3848 | 3446 | 4480.3848 | 1732 | 1732 | 1732 | 0 | 0 | 0 | 0
695 | 7926.3848 | 814 | 34 | 2 | 3 | 4047.619 | 3482.1429 | 238.0952 | 0 | 158.5277 | 7926.3848 | 3446 | 4480.3848 | 1732 | 1732 | 1732 | 0 | 0 | 0 | 0
696 | 7926.3848 | 834 | 35 | 2 | 4 | 4047.619 | 3482.1429 | 238.0952 | 0 | 158.5277 | 7926.3848 | 3446 | 4480.3848 | 1732 | 1732 | 1732 | 0 | 0 | 0 | 0
697 | 7926.3848 | 838 | 35 | 2 | 4 | 4047.619 | 3482.1429 | 238.0952 | 0 | 158.5277 | 7926.3848 | 3446 | 4480.3848 | 1732 | 1732 | 1732 | 0 | 0 | 0 | 0
698 | 7926.3848 | 858 | 36 | 2 | 5 | 4047.619 | 3482.1429 | 238.0952 | 0 | 158.5277 | 7926.3848 | 3446 | 4480.3848 | 1732 | 1732 | 1732 | 0 | 0 | 0 | 0
699 | 7926.3848 | 862 | 36 | 2 | 5 | 4047.619 | 3482.1429 | 238.0952 | 0 | 158.5277 | 7926.3848 | 3446 | 4480.3848 | 1732 | 1732 | 1732 | 0 | 0 | 0 | 0
700 | 7926.3848 | 882 | 37 | 2 | 6 | 4047.619 | 3482.1429 | 238.0952 | 0 | 158.5277 | 7926.3848 | 3446 | 4480.3848 | 1732 | 1732 | 1732 | 0 | 0 | 0 | 0
701 | 7926.3848 | 886 | 37 | 2 | 6 | 4047.619 | 3482.1429 | 238.0952 | 0 | 158.5277 | 7926.3848 | 3446 | 4480.3848 | 1732 | 1732 | 1732 | 0 | 0 | 0 | 0
702 | 7926.3848 | 906 | 38 | 2 | 7 | 4047.619 | 3482.1429 | 238.0952 | 0 | 158.5277 | 7926.3848 | 3446 | 4480.3848 | 1732 | 1732 | 1732 | 0 | 0 | 0 | 0
703 | 7926.3848 | 910 | 38 | 2 | 7 | 4047.619 | 3482.1429 | 238.0952 | 0 | 158.5277 | 7926.3848 | 3446 | 4480.3848 | 1732 | 1732 | 1732 | 0 | 0 | 0 | 0
704 | 7926.3848 | 930 | 39 | 2 | 8 | 4047.619 | 3482.1429 | 238.0952 | 0 | 158.5277 | 7926.3848 | 3446 | 4480.3848 | 1732 | 1732 | 1732 | 0 | 0 | 0 | 0
705 | 7926.3848 | 934 | 39 | 2 | 8 | 4047.619 | 3482.1429 | 238.0952 | 0 | 158.5277 | 7926.3848 | 3446 | 4480.3848 | 1732 | 1732 | 1732 | 0 | 0 | 0 | 0
706 | 7926.3848 | 954 | 40 | 2 | 9 | 4047.619 | 3482.1429 | 238.0952 | 0 | 158.5277 | 7926.3848 | 3446 | 4480.3848 | 1732 | 1732 | 1732 | 0 | 0 | 0 | 0
707 | 7926.3848 | 958 | 40 | 2 | 9 | 4047.619 | 3482.1429 | 238.0952 | 0 | 158.5277 | 7926.3848 | 3446 | 4480.3848 | 1732 | 1732 | 1732 | 0 | 0 | 0 | 0
708 | 7926.3848 | 978 | 41 | 2 | 10 | 4047.619 | 3482.1429 | 238.0952 | 0 | 158.5277 | 7926.3848 | 3446 | 4480.3848 | 1732 | 1732 | 1732 | 0 | 0 | 0 | 0
709 | 7926.3848 | 982 | 41 | 2 | 10 | 4047.619 | 3482.1429 | 238.0952 | 0 | 158.5277 | 7926.3848 | 3446 | 4480.3848 | 1732 | 1732 | 1732 | 0 | 0 | 0 | 0
710 | 7926.3848 | 1002 | 42 | 2 | 11 | 4047.619 | 3482.1429 | 238.0952 | 0 | 158.5277 | 7926.3848 | 3446 | 4480.3848 | 1732 | 1732 | 1732 | 0 | 0 | 0 | 0
711 | 7926.3848 | 1006 | 42 | 2 | 11 | 4047.619 | 3482.1429 | 238.0952 | 0 | 158.5277 | 7926.3848 | 3446 | 4480.3848 | 1732 | 1732 | 1732 | 0 | 0 | 0 | 0
712 | 7926.3848 | 1026 | 43 | 2 | 12 | 4047.619 | 3482.1429 | 238.0952 | 0 | 158.5277 | 7926.3848 | 3446 | 4480.3848 | 1732 | 1732 | 1732 | 0 | 0 | 0 | 0
713 | 7926.3848 | 1030 | 43 | 2 | 12 | 4047.619 | 3482.1429 | 238.0952 | 0 | 158.5277 | 7926.3848 | 3446 | 4480.3848 | 1732 | 1732 | 1732 | 0 | 0 | 0 | 0
714 | 7926.3848 | 1050 | 44 | 2 | 13 | 4047.619 | 3482.1429 | 238.0952 | 0 | 158.5277 | 7926.3848 | 3446 | 4480.3848 | 1732 | 1732 | 1732 | 0 | 0 | 0 | 0
715 | 7926.3848 | 1054 | 44 | 2 | 13 | 4047.619 | 3482.1429 | 238.0952 | 0 | 158.5277 | 7926.3848 | 3446 | 4480.3848 | 1732 | 1732 | 1732 | 0 | 0 | 0 | 0
716 | 7926.3848 | 1074 | 45 | 2 | 14 | 4047.619 | 3482.1429 | 238.0952 | 0 | 158.5277 | 7926.3848 | 3446 | 4480.3848 | 1732 | 1732 | 1732 | 0 | 0 | 0 | 0
717 | 7926.3848 | 1078 | 45 | 2 | 14 | 4047.619 | 3482.1429 | 238.0952 | 0 | 158.5277 | 7926.3848 | 3446 | 4480.3848 | 1732 | 1732 | 1732 | 0 | 0 | 0 | 0
718 | 7926.3848 | 1098 | 46 | 2 | 15 | 4047.619 | 3482.1429 | 238.0952 | 0 | 158.5277 | 7926.3848 | 3446 | 4480.3848 | 1732 | 1732 | 1732 | 0 | 0 | 0 | 0
719 | 7926.3848 | 1102 | 46 | 2 | 15 | 4047.619 | 3482.1429 | 238.0952 | 0 | 158.5277 | 7926.3848 | 3446 | 4480.3848 | 1732 | 1732 | 1732 | 0 | 0 | 0 | 0
720 | 7926.3848 | 1122 | 47 | 2 | 16 | 4047.619 | 3482.1429 | 238.0952 | 0 | 158.5277 | 7926.3848 | 3446 | 4480.3848 | 1732 | 1732 | 1732 | 0 | 0 | 0 | 0
721 | 7926.3848 | 1126 | 47 | 2 | 16 | 4047.619 | 3482.1429 | 238.0952 | 0 | 158.5277 | 7926.3848 | 3446 | 4480.3848 | 1732 | 1732 | 1732 | 0 | 0 | 0 | 0
722 | 7926.3848 | 1146 | 48 | 2 | 17 | 4047.619 | 3482.1429 | 238.0952 | 0 | 158.5277 | 7926.3848 | 3446 | 4480.3848 | 1732 | 1732 | 1732 | 0 | 0 | 0 | 0
723 | 7926.3848 | 1150 | 48 | 2 | 17 | 4047.619 | 3482.1429 | 238.0952 | 0 | 158.5277 | 7926.3848 | 3446 | 4480.3848 | 1732 | 1732 | 1732 | 0 | 0 | 0 | 0
724 | 7926.3848 | 1170 | 49 | 2 | 18 | 4047.619 | 3482.1429 | 238.0952 | 0 | 158.5277 | 7926.3848 | 3446 | 4480.3848 | 1732 | 1732 | 1732 | 0 | 0 | 0 | 0
725 | 7926.3848 | 1174 | 49 | 2 | 18 | 4047.619 | 3482.1429 | 238.0952 | 0 | 158.5277 | 7926.3848 | 3446 | 4480.3848 | 1732 | 1732 | 1732 | 0 | 0 | 0 | 0
726 | 7926.3848 | 1194 | 50 | 2 | 19 | 4047.619 | 3482.1429 | 238.0952 | 0 | 158.5277 | 7926.3848 | 3446 | 4480.3848 | 1732 | 1732 | 1732 | 0 | 0 | 0 | 0
727 | 7926.3848 | 1198 | 50 | 2 | 19 | 4047.619 | 3482.1429 | 238.0952 | 0 | 158.5277 | 7926.3848 | 3446 | 4480.3848 | 1732 | 1732 | 1732 | 0 | 0 | 0 | 0
728 | 7926.3848 | 1218 | 51 | 2 | 20 | 4047.619 | 3482.1429 | 238.0952 | 0 | 158.5277 | 7926.3848 | 3446 | 4480.3848 | 1732 | 1732 | 1732 | 0 | 0 | 0 | 0
729 | 7926.3848 | 1222 | 51 | 2 | 20 | 4047.619 | 3482.1429 | 238.0952 | 0 | 158.5277 | 7926.3848 | 3446 | 4480.3848 | 1732 | 1732 | 1732 | 0 | 0 | 0 | 0
730 | 7926.3848 | 1242 | 52 | 2 | 21 | 4047.619 | 3482.1429 | 238.0952 | 0 | 158.5277 | 7926.3848 | 3446 | 4480.3848 | 1732 | 1732 | 1732 | 0 | 0 | 0 | 0
731 | 7926.3848 | 1246 | 52 | 2 | 21 | 4047.619 | 3482.1429 | 238.0952 | 0 | 158.5277 | 7926.3848 | 3446 | 4480.3848 | 1732 | 1732 | 1732 | 0 | 0 | 0 | 0
732 | 7926.3848 | 1266 | 53 | 2 | 22 | 4047.619 | 3482.1429 | 238.0952 | 0 | 158.5277 | 7926.3848 | 3446 | 4480.3848 | 1732 | 1732 | 1732 | 0 | 0 | 0 | 0
733 | 7926.3848 | 1270 | 53 | 2 | 22 | 4047.619 | 3482.1429 | 238.0952 | 0 | 158.5277 | 7926.3848 | 3446 | 4480.3848 | 1732 | 1732 | 1732 | 0 | 0 | 0 | 0
734 | 7926.3848 | 1290 | 54 | 2 | 23 | 4047.619 | 3482.1429 | 238.0952 | 0 | 158.5277 | 7926.3848 | 3446 | 4480.3848 | 1732 | 1732 | 1732 | 0 | 0 | 0 | 0
735 | 7926.3848 | 1294 | 54 | 2 | 23 | 4047.619 | 3482.1429 | 238.0952 | 0 | 158.5277 | 7926.3848 | 3446 | 4480.3848 | 1732 | 1732 | 1732 | 0 | 0 | 0 | 0
736 | 7926.3848 | 1314 | 55 | 2 | 24 | 4047.619 | 3482.1429 | 238.0952 | 0 | 158.5277 | 7926.3848 | 3446 | 4480.3848 | 1732 | 1732 | 1732 | 0 | 0 | 0 | 0
737 | 7926.3848 | 1318 | 55 | 2 | 24 | 4047.619 | 3482.1429 | 238.0952 | 0 | 158.5277 | 7926.3848 | 3446 | 4480.3848 | 1732 | 1732 | 1732 | 0 | 0 | 0 | 0
738 | 7926.3848 | 1338 | 56 | 2 | 25 | 4047.619 | 3482.1429 | 238.0952 | 0 | 158.5277 | 7926.3848 | 3446 | 4480.3848 | 1732 | 1732 | 1732 | 0 | 0 | 0 | 0
739 | 7926.3848 | 1342 | 56 | 2 | 25 | 4047.619 | 3482.1429 | 238.0952 | 0 | 158.5277 | 7926.3848 | 3446 | 4480.3848 | 1732 | 1732 | 1732 | 0 | 0 | 0 | 0
740 | 7926.3848 | 1362 | 57 | 2 | 26 | 4047.619 | 3482.1429 | 238.0952 | 0 | 158.5277 | 7926.3848 | 3446 | 4480.3848 | 1732 | 1732 | 1732 | 0 | 0 | 0 | 0
741 | 7926.3848 | 1366 | 57 | 2 | 26 | 4047.619 | 3482.1429 | 238.0952 | 0 | 158.5277 | 7926.3848 | 3446 | 4480.3848 | 1732 | 1732 | 1732 | 0 | 0 | 0 | 0
742 | 7926.3848 | 1386 | 58 | 2 | 27 | 4047.619 | 3482.1429 | 238.0952 | 0 | 158.5277 | 7926.3848 | 3446 | 4480.3848 | 1732 | 1732 | 1732 | 0 | 0 | 0 | 0
743 | 7926.3848 | 1390 | 58 | 2 | 27 | 4047.619 | 3482.1429 | 238.0952 | 0 | 158.5277 | 7926.3848 | 3446 | 4480.3848 | 1732 | 1732 | 1732 | 0 | 0 | 0 | 0
744 | 7926.3848 | 1410 | 59 | 2 | 28 | 4047.619 | 3482.1429 | 238.0952 | 0 | 158.5277 | 7926.3848 | 3446 | 4480.3848 | 1732 | 1732 | 1732 | 0 | 0 | 0 | 0
745 | 7926.3848 | 1414 | 59 | 2 | 28 | 4047.619 | 3482.1429 | 238.0952 | 0 | 158.5277 | 7926.3848 | 3446 | 4480.3848 | 1732 | 1732 | 1732 | 0 | 0 | 0 | 0
746 | 7677.3567 | 5 | 1 | 1 | 1 | 4285.7143 | 3000 | 238.0952 | 0 | 153.5471 | 7677.3567 | 3446 | 4231.3567 | 1732 | 1732 | 1732 | 0 | 0 | 0 | 0
747 | 7677.3567 | 29 | 2 | 1 | 2 | 4285.7143 | 3000 | 238.0952 | 0 | 153.5471 | 7677.3567 | 3446 | 4231.3567 | 1732 | 1732 | 1732 | 0 | 0 | 0 | 0
748 | 7677.3567 | 53 | 3 | 1 | 3 | 4285.7143 | 3000 | 238.0952 | 0 | 153.5471 | 7677.3567 | 3446 | 4231.3567 | 1732 | 1732 | 1732 | 0 | 0 | 0 | 0
749 | 7677.3567 | 77 | 4 | 1 | 4 | 4285.7143 | 3000 | 238.0952 | 0 | 153.5471 | 7677.3567 | 3446 | 4231.3567 | 1732 | 1732 | 1732 | 0 | 0 | 0 | 0
750 | 7677.3567 | 101 | 5 | 1 | 5 | 4285.7143 | 3000 | 238.0952 | 0 | 153.5471 | 7677.3567 | 3446 | 4231.3567 | 1732 | 1732 | 1732 | 0 | 0 | 0 | 0
751 | 7677.3567 | 125 | 6 | 1 | 6 | 4285.7143 | 3000 | 238.0952 | 0 | 153.5471 | 7677.3567 | 3446 | 4231.3567 | 1732 | 1732 | 1732 | 0 | 0 | 0 | 0
752 | 7677.3567 | 149 | 7 | 1 | 7 | 4285.7143 | 3000 | 238.0952 | 0 | 153.5471 | 7677.3567 | 3446 | 4231.3567 | 1732 | 1732 | 1732 | 0 | 0 | 0 | 0
753 | 7677.3567 | 173 | 8 | 1 | 8 | 4285.7143 | 3000 | 238.0952 | 0 | 153.5471 | 7677.3567 | 3446 | 4231.3567 | 1732 | 1732 | 1732 | 0 | 0 | 0 | 0
754 | 7677.3567 | 197 | 9 | 1 | 9 | 4285.7143 | 3000 | 238.0952 | 0 | 153.5471 | 7677.3567 | 3446 | 4231.3567 | 1732 | 1732 | 1732 | 0 | 0 | 0 | 0
755 | 7677.3567 | 221 | 10 | 1 | 10 | 4285.7143 | 3000 | 238.0952 | 0 | 153.5471 | 7677.3567 | 3446 | 4231.3567 | 1732 | 1732 | 1732 | 0 | 0 | 0 | 0
756 | 7677.3567 | 245 | 11 | 1 | 11 | 4285.7143 | 3000 | 238.0952 | 0 | 153.5471 | 7677.3567 | 3446 | 4231.3567 | 1732 | 1732 | 1732 | 0 | 0 | 0 | 0
757 | 7677.3567 | 269 | 12 | 1 | 12 | 4285.7143 | 3000 | 238.0952 | 0 | 153.5471 | 7677.3567 | 3446 | 4231.3567 | 1732 | 1732 | 1732 | 0 | 0 | 0 | 0
758 | 7677.3567 | 293 | 13 | 1 | 13 | 4285.7143 | 3000 | 238.0952 | 0 | 153.5471 | 7677.3567 | 3446 | 4231.3567 | 1732 | 1732 | 1732 | 0 | 0 | 0 | 0
759 | 7677.3567 | 317 | 14 | 1 | 14 | 4285.7143 | 3000 | 238.0952 | 0 | 153.5471 | 7677.3567 | 3446 | 4231.3567 | 1732 | 1732 | 1732 | 0 | 0 | 0 | 0
760 | 7677.3567 | 341 | 15 | 1 | 15 | 4285.7143 | 3000 | 238.0952 | 0 | 153.5471 | 7677.3567 | 3446 | 4231.3567 | 1732 | 1732 | 1732 | 0 | 0 | 0 | 0
761 | 7677.3567 | 365 | 16 | 1 | 16 | 4285.7143 | 3000 | 238.0952 | 0 | 153.5471 | 7677.3567 | 3446 | 4231.3567 | 1732 | 1732 | 1732 | 0 | 0 | 0 | 0
762 | 7677.3567 | 389 | 17 | 1 | 17 | 4285.7143 | 3000 | 238.0952 | 0 | 153.5471 | 7677.3567 | 3446 | 4231.3567 | 1732 | 1732 | 1732 | 0 | 0 | 0 | 0
763 | 7677.3567 | 413 | 18 | 1 | 18 | 4285.7143 | 3000 | 238.0952 | 0 | 153.5471 | 7677.3567 | 3446 | 4231.3567 | 1732 | 1732 | 1732 | 0 | 0 | 0 | 0
764 | 7677.3567 | 437 | 19 | 1 | 19 | 4285.7143 | 3000 | 238.0952 | 0 | 153.5471 | 7677.3567 | 3446 | 4231.3567 | 1732 | 1732 | 1732 | 0 | 0 | 0 | 0
765 | 7677.3567 | 461 | 20 | 1 | 20 | 4285.7143 | 3000 | 238.0952 | 0 | 153.5471 | 7677.3567 | 3446 | 4231.3567 | 1732 | 1732 | 1732 | 0 | 0 | 0 | 0
766 | 7677.3567 | 485 | 21 | 1 | 21 | 4285.7143 | 3000 | 238.0952 | 0 | 153.5471 | 7677.3567 | 3446 | 4231.3567 | 1732 | 1732 | 1732 | 0 | 0 | 0 | 0
767 | 7677.3567 | 509 | 22 | 1 | 22 | 4285.7143 | 3000 | 238.0952 | 0 | 153.5471 | 7677.3567 | 3446 | 4231.3567 | 1732 | 1732 | 1732 | 0 | 0 | 0 | 0
768 | 7677.3567 | 533 | 23 | 1 | 23 | 4285.7143 | 3000 | 238.0952 | 0 | 153.5471 | 7677.3567 | 3446 | 4231.3567 | 1732 | 1732 | 1732 | 0 | 0 | 0 | 0
769 | 7677.3567 | 557 | 24 | 1 | 24 | 4285.7143 | 3000 | 238.0952 | 0 | 153.5471 | 7677.3567 | 3446 | 4231.3567 | 1732 | 1732 | 1732 | 0 | 0 | 0 | 0
770 | 7677.3567 | 581 | 25 | 1 | 25 | 4285.7143 | 3000 | 238.0952 | 0 | 153.5471 | 7677.3567 | 3446 | 4231.3567 | 1732 | 1732 | 1732 | 0 | 0 | 0 | 0
771 | 7677.3567 | 605 | 26 | 1 | 26 | 4285.7143 | 3000 | 238.0952 | 0 | 153.5471 | 7677.3567 | 3446 | 4231.3567 | 1732 | 1732 | 1732 | 0 | 0 | 0 | 0
772 | 7677.3567 | 629 | 27 | 1 | 27 | 4285.7143 | 3000 | 238.0952 | 0 | 153.5471 | 7677.3567 | 3446 | 4231.3567 | 1732 | 1732 | 1732 | 0 | 0 | 0 | 0
773 | 7677.3567 | 653 | 28 | 1 | 28 | 4285.7143 | 3000 | 238.0952 | 0 | 153.5471 | 7677.3567 | 3446 | 4231.3567 | 1732 | 1732 | 1732 | 0 | 0 | 0 | 0
774 | 7677.3567 | 677 | 29 | 1 | 29 | 4285.7143 | 3000 | 238.0952 | 0 | 153.5471 | 7677.3567 | 3446 | 4231.3567 | 1732 | 1732 | 1732 | 0 | 0 | 0 | 0
775 | 7677.3567 | 701 | 30 | 1 | 30 | 4285.7143 | 3000 | 238.0952 | 0 | 153.5471 | 7677.3567 | 3446 | 4231.3567 | 1732 | 1732 | 1732 | 0 | 0 | 0 | 0
776 | 7677.3567 | 725 | 31 | 1 | 31 | 4285.7143 | 3000 | 238.0952 | 0 | 153.5471 | 7677.3567 | 3446 | 4231.3567 | 1732 | 1732 | 1732 | 0 | 0 | 0 | 0
777 | 7167.1526 | 18 | 1 | 1 | 1 | 4285.7143 | 2500 | 238.0952 | 0 | 143.3431 | 7167.1526 | 3446 | 3721.1526 | 1732 | 1732 | 1732 | 0 | 0 | 0 | 0
778 | 7167.1526 | 22 | 1 | 1 | 1 | 4285.7143 | 2500 | 238.0952 | 0 | 143.3431 | 7167.1526 | 3446 | 3721.1526 | 1732 | 1732 | 1732 | 0 | 0 | 0 | 0
779 | 7167.1526 | 42 | 2 | 1 | 2 | 4285.7143 | 2500 | 238.0952 | 0 | 143.3431 | 7167.1526 | 3446 | 3721.1526 | 1732 | 1732 | 1732 | 0 | 0 | 0 | 0
780 | 7167.1526 | 46 | 2 | 1 | 2 | 4285.7143 | 2500 | 238.0952 | 0 | 143.3431 | 7167.1526 | 3446 | 3721.1526 | 1732 | 1732 | 1732 | 0 | 0 | 0 | 0
781 | 7167.1526 | 66 | 3 | 1 | 3 | 4285.7143 | 2500 | 238.0952 | 0 | 143.3431 | 7167.1526 | 3446 | 3721.1526 | 1732 | 1732 | 1732 | 0 | 0 | 0 | 0
782 | 7167.1526 | 70 | 3 | 1 | 3 | 4285.7143 | 2500 | 238.0952 | 0 | 143.3431 | 7167.1526 | 3446 | 3721.1526 | 1732 | 1732 | 1732 | 0 | 0 | 0 | 0
783 | 7167.1526 | 90 | 4 | 1 | 4 | 4285.7143 | 2500 | 238.0952 | 0 | 143.3431 | 7167.1526 | 3446 | 3721.1526 | 1732 | 1732 | 1732 | 0 | 0 | 0 | 0
784 | 7167.1526 | 94 | 4 | 1 | 4 | 4285.7143 | 2500 | 238.0952 | 0 | 143.3431 | 7167.1526 | 3446 | 3721.1526 | 1732 | 1732 | 1732 | 0 | 0 | 0 | 0
785 | 7167.1526 | 114 | 5 | 1 | 5 | 4285.7143 | 2500 | 238.0952 | 0 | 143.3431 | 7167.1526 | 3446 | 3721.1526 | 1732 | 1732 | 1732 | 0 | 0 | 0 | 0
786 | 7167.1526 | 118 | 5 | 1 | 5 | 4285.7143 | 2500 | 238.0952 | 0 | 143.3431 | 7167.1526 | 3446 | 3721.1526 | 1732 | 1732 | 1732 | 0 | 0 | 0 | 0
787 | 7167.1526 | 138 | 6 | 1 | 6 | 4285.7143 | 2500 | 238.0952 | 0 | 143.3431 | 7167.1526 | 3446 | 3721.1526 | 1732 | 1732 | 1732 | 0 | 0 | 0 | 0
788 | 7167.1526 | 142 | 6 | 1 | 6 | 4285.7143 | 2500 | 238.0952 | 0 | 143.3431 | 7167.1526 | 3446 | 3721.1526 | 1732 | 1732 | 1732 | 0 | 0 | 0 | 0
789 | 7167.1526 | 162 | 7 | 1 | 7 | 4285.7143 | 2500 | 238.0952 | 0 | 143.3431 | 7167.1526 | 3446 | 3721.1526 | 1732 | 1732 | 1732 | 0 | 0 | 0 | 0
790 | 7167.1526 | 166 | 7 | 1 | 7 | 4285.7143 | 2500 | 238.0952 | 0 | 143.3431 | 7167.1526 | 3446 | 3721.1526 | 1732 | 1732 | 1732 | 0 | 0 | 0 | 0
791 | 7167.1526 | 186 | 8 | 1 | 8 | 4285.7143 | 2500 | 238.0952 | 0 | 143.3431 | 7167.1526 | 3446 | 3721.1526 | 1732 | 1732 | 1732 | 0 | 0 | 0 | 0
792 | 7167.1526 | 190 | 8 | 1 | 8 | 4285.7143 | 2500 | 238.0952 | 0 | 143.3431 | 7167.1526 | 3446 | 3721.1526 | 1732 | 1732 | 1732 | 0 | 0 | 0 | 0
793 | 7167.1526 | 210 | 9 | 1 | 9 | 4285.7143 | 2500 | 238.0952 | 0 | 143.3431 | 7167.1526 | 3446 | 3721.1526 | 1732 | 1732 | 1732 | 0 | 0 | 0 | 0
794 | 7167.1526 | 214 | 9 | 1 | 9 | 4285.7143 | 2500 | 238.0952 | 0 | 143.3431 | 7167.1526 | 3446 | 3721.1526 | 1732 | 1732 | 1732 | 0 | 0 | 0 | 0
795 | 7167.1526 | 234 | 10 | 1 | 10 | 4285.7143 | 2500 | 238.0952 | 0 | 143.3431 | 7167.1526 | 3446 | 3721.1526 | 1732 | 1732 | 1732 | 0 | 0 | 0 | 0
796 | 7167.1526 | 238 | 10 | 1 | 10 | 4285.7143 | 2500 | 238.0952 | 0 | 143.3431 | 7167.1526 | 3446 | 3721.1526 | 1732 | 1732 | 1732 | 0 | 0 | 0 | 0
797 | 7167.1526 | 258 | 11 | 1 | 11 | 4285.7143 | 2500 | 238.0952 | 0 | 143.3431 | 7167.1526 | 3446 | 3721.1526 | 1732 | 1732 | 1732 | 0 | 0 | 0 | 0
798 | 7167.1526 | 262 | 11 | 1 | 11 | 4285.7143 | 2500 | 238.0952 | 0 | 143.3431 | 7167.1526 | 3446 | 3721.1526 | 1732 | 1732 | 1732 | 0 | 0 | 0 | 0
799 | 7167.1526 | 282 | 12 | 1 | 12 | 4285.7143 | 2500 | 238.0952 | 0 | 143.3431 | 7167.1526 | 3446 | 3721.1526 | 1732 | 1732 | 1732 | 0 | 0 | 0 | 0
800 | 7167.1526 | 286 | 12 | 1 | 12 | 4285.7143 | 2500 | 238.0952 | 0 | 143.3431 | 7167.1526 | 3446 | 3721.1526 | 1732 | 1732 | 1732 | 0 | 0 | 0 | 0
801 | 7167.1526 | 306 | 13 | 1 | 13 | 4285.7143 | 2500 | 238.0952 | 0 | 143.3431 | 7167.1526 | 3446 | 3721.1526 | 1732 | 1732 | 1732 | 0 | 0 | 0 | 0
802 | 7167.1526 | 310 | 13 | 1 | 13 | 4285.7143 | 2500 | 238.0952 | 0 | 143.3431 | 7167.1526 | 3446 | 3721.1526 | 1732 | 1732 | 1732 | 0 | 0 | 0 | 0
803 | 7167.1526 | 330 | 14 | 1 | 14 | 4285.7143 | 2500 | 238.0952 | 0 | 143.3431 | 7167.1526 | 3446 | 3721.1526 | 1732 | 1732 | 1732 | 0 | 0 | 0 | 0
804 | 7167.1526 | 334 | 14 | 1 | 14 | 4285.7143 | 2500 | 238.0952 | 0 | 143.3431 | 7167.1526 | 3446 | 3721.1526 | 1732 | 1732 | 1732 | 0 | 0 | 0 | 0
805 | 7167.1526 | 354 | 15 | 1 | 15 | 4285.7143 | 2500 | 238.0952 | 0 | 143.3431 | 7167.1526 | 3446 | 3721.1526 | 1732 | 1732 | 1732 | 0 | 0 | 0 | 0
806 | 7167.1526 | 358 | 15 | 1 | 15 | 4285.7143 | 2500 | 238.0952 | 0 | 143.3431 | 7167.1526 | 3446 | 3721.1526 | 1732 | 1732 | 1732 | 0 | 0 | 0 | 0
807 | 7167.1526 | 378 | 16 | 1 | 16 | 4285.7143 | 2500 | 238.0952 | 0 | 143.3431 | 7167.1526 | 3446 | 3721.1526 | 1732 | 1732 | 1732 | 0 | 0 | 0 | 0
808 | 7167.1526 | 382 | 16 | 1 | 16 | 4285.7143 | 2500 | 238.0952 | 0 | 143.3431 | 7167.1526 | 3446 | 3721.1526 | 1732 | 1732 | 1732 | 0 | 0 | 0 | 0
809 | 7167.1526 | 402 | 17 | 1 | 17 | 4285.7143 | 2500 | 238.0952 | 0 | 143.3431 | 7167.1526 | 3446 | 3721.1526 | 1732 | 1732 | 1732 | 0 | 0 | 0 | 0
810 | 7167.1526 | 406 | 17 | 1 | 17 | 4285.7143 | 2500 | 238.0952 | 0 | 143.3431 | 7167.1526 | 3446 | 3721.1526 | 1732 | 1732 | 1732 | 0 | 0 | 0 | 0
811 | 7167.1526 | 426 | 18 | 1 | 18 | 4285.7143 | 2500 | 238.0952 | 0 | 143.3431 | 7167.1526 | 3446 | 3721.1526 | 1732 | 1732 | 1732 | 0 | 0 | 0 | 0
812 | 7167.1526 | 430 | 18 | 1 | 18 | 4285.7143 | 2500 | 238.0952 | 0 | 143.3431 | 7167.1526 | 3446 | 3721.1526 | 1732 | 1732 | 1732 | 0 | 0 | 0 | 0
813 | 7167.1526 | 450 | 19 | 1 | 19 | 4285.7143 | 2500 | 238.0952 | 0 | 143.3431 | 7167.1526 | 3446 | 3721.1526 | 1732 | 1732 | 1732 | 0 | 0 | 0 | 0
814 | 7167.1526 | 454 | 19 | 1 | 19 | 4285.7143 | 2500 | 238.0952 | 0 | 143.3431 | 7167.1526 | 3446 | 3721.1526 | 1732 | 1732 | 1732 | 0 | 0 | 0 | 0
815 | 7167.1526 | 474 | 20 | 1 | 20 | 4285.7143 | 2500 | 238.0952 | 0 | 143.3431 | 7167.1526 | 3446 | 3721.1526 | 1732 | 1732 | 1732 | 0 | 0 | 0 | 0
816 | 7167.1526 | 478 | 20 | 1 | 20 | 4285.7143 | 2500 | 238.0952 | 0 | 143.3431 | 7167.1526 | 3446 | 3721.1526 | 1732 | 1732 | 1732 | 0 | 0 | 0 | 0
817 | 7167.1526 | 498 | 21 | 1 | 21 | 4285.7143 | 2500 | 238.0952 | 0 | 143.3431 | 7167.1526 | 3446 | 3721.1526 | 1732 | 1732 | 1732 | 0 | 0 | 0 | 0
818 | 7167.1526 | 502 | 21 | 1 | 21 | 4285.7143 | 2500 | 238.0952 | 0 | 143.3431 | 7167.1526 | 3446 | 3721.1526 | 1732 | 1732 | 1732 | 0 | 0 | 0 | 0
819 | 7167.1526 | 522 | 22 | 1 | 22 | 4285.7143 | 2500 | 238.0952 | 0 | 143.3431 | 7167.1526 | 3446 | 3721.1526 | 1732 | 1732 | 1732 | 0 | 0 | 0 | 0
820 | 7167.1526 | 526 | 22 | 1 | 22 | 4285.7143 | 2500 | 238.0952 | 0 | 143.3431 | 7167.1526 | 3446 | 3721.1526 | 1732 | 1732 | 1732 | 0 | 0 | 0 | 0
821 | 7167.1526 | 546 | 23 | 1 | 23 | 4285.7143 | 2500 | 238.0952 | 0 | 143.3431 | 7167.1526 | 3446 | 3721.1526 | 1732 | 1732 | 1732 | 0 | 0 | 0 | 0
822 | 7167.1526 | 550 | 23 | 1 | 23 | 4285.7143 | 2500 | 238.0952 | 0 | 143.3431 | 7167.1526 | 3446 | 3721.1526 | 1732 | 1732 | 1732 | 0 | 0 | 0 | 0
823 | 7167.1526 | 570 | 24 | 1 | 24 | 4285.7143 | 2500 | 238.0952 | 0 | 143.3431 | 7167.1526 | 3446 | 3721.1526 | 1732 | 1732 | 1732 | 0 | 0 | 0 | 0
824 | 7167.1526 | 574 | 24 | 1 | 24 | 4285.7143 | 2500 | 238.0952 | 0 | 143.3431 | 7167.1526 | 3446 | 3721.1526 | 1732 | 1732 | 1732 | 0 | 0 | 0 | 0
825 | 7167.1526 | 594 | 25 | 1 | 25 | 4285.7143 | 2500 | 238.0952 | 0 | 143.3431 | 7167.1526 | 3446 | 3721.1526 | 1732 | 1732 | 1732 | 0 | 0 | 0 | 0
826 | 7167.1526 | 598 | 25 | 1 | 25 | 4285.7143 | 2500 | 238.0952 | 0 | 143.3431 | 7167.1526 | 3446 | 3721.1526 | 1732 | 1732 | 1732 | 0 | 0 | 0 | 0
827 | 7167.1526 | 618 | 26 | 1 | 26 | 4285.7143 | 2500 | 238.0952 | 0 | 143.3431 | 7167.1526 | 3446 | 3721.1526 | 1732 | 1732 | 1732 | 0 | 0 | 0 | 0
828 | 7167.1526 | 622 | 26 | 1 | 26 | 4285.7143 | 2500 | 238.0952 | 0 | 143.3431 | 7167.1526 | 3446 | 3721.1526 | 1732 | 1732 | 1732 | 0 | 0 | 0 | 0
829 | 7167.1526 | 642 | 27 | 1 | 27 | 4285.7143 | 2500 | 238.0952 | 0 | 143.3431 | 7167.1526 | 3446 | 3721.1526 | 1732 | 1732 | 1732 | 0 | 0 | 0 | 0
830 | 7167.1526 | 646 | 27 | 1 | 27 | 4285.7143 | 2500 | 238.0952 | 0 | 143.3431 | 7167.1526 | 3446 | 3721.1526 | 1732 | 1732 | 1732 | 0 | 0 | 0 | 0
831 | 7167.1526 | 666 | 28 | 1 | 28 | 4285.7143 | 2500 | 238.0952 | 0 | 143.3431 | 7167.1526 | 3446 | 3721.1526 | 1732 | 1732 | 1732 | 0 | 0 | 0 | 0
832 | 7167.1526 | 670 | 28 | 1 | 28 | 4285.7143 | 2500 | 238.0952 | 0 | 143.3431 | 7167.1526 | 3446 | 3721.1526 | 1732 | 1732 | 1732 | 0 | 0 | 0 | 0
833 | 7167.1526 | 690 | 29 | 1 | 29 | 4285.7143 | 2500 | 238.0952 | 0 | 143.3431 | 7167.1526 | 3446 | 3721.1526 | 1732 | 1732 | 1732 | 0 | 0 | 0 | 0
834 | 7167.1526 | 694 | 29 | 1 | 29 | 4285.7143 | 2500 | 238.0952 | 0 | 143.3431 | 7167.1526 | 3446 | 3721.1526 | 1732 | 1732 | 1732 | 0 | 0 | 0 | 0
835 | 7167.1526 | 714 | 30 | 1 | 30 | 4285.7143 | 2500 | 238.0952 | 0 | 143.3431 | 7167.1526 | 3446 | 3721.1526 | 1732 | 1732 | 1732 | 0 | 0 | 0 | 0
836 | 7167.1526 | 718 | 30 | 1 | 30 | 4285.7143 | 2500 | 238.0952 | 0 | 143.3431 | 7167.1526 | 3446 | 3721.1526 | 1732 | 1732 | 1732 | 0 | 0 | 0 | 0
837 | 7167.1526 | 738 | 31 | 1 | 31 | 4285.7143 | 2500 | 238.0952 | 0 | 143.3431 | 7167.1526 | 3446 | 3721.1526 | 1732 | 1732 | 1732 | 0 | 0 | 0 | 0
838 | 7167.1526 | 742 | 31 | 1 | 31 | 4285.7143 | 2500 | 238.0952 | 0 | 143.3431 | 7167.1526 | 3446 | 3721.1526 | 1732 | 1732 | 1732 | 0 | 0 | 0 | 0
839 | 6887.7551 | 8022 | 335 | 12 | 1 | 2857.1429 | 3750 | 142.8571 | 0 | 137.7551 | 6887.7551 | 3446 | 3441.7551 | 1732 | 1732 | 1732 | 0 | 0 | 0 | 0
840 | 6887.7551 | 8035 | 335 | 12 | 1 | 2857.1429 | 3750 | 142.8571 | 0 | 137.7551 | 6887.7551 | 3446 | 3441.7551 | 1732 | 1732 | 1732 | 0 | 0 | 0 | 0
841 | 6887.7551 | 8036 | 335 | 12 | 1 | 2857.1429 | 3750 | 142.8571 | 0 | 137.7551 | 6887.7551 | 3446 | 3441.7551 | 1732 | 1732 | 1732 | 0 | 0 | 0 | 0
842 | 6887.7551 | 8037 | 335 | 12 | 1 | 2857.1429 | 3750 | 142.8571 | 0 | 137.7551 | 6887.7551 | 3446 | 3441.7551 | 1732 | 1732 | 1732 | 0 | 0 | 0 | 0
843 | 6887.7551 | 8046 | 336 | 12 | 2 | 2857.1429 | 3750 | 142.8571 | 0 | 137.7551 | 6887.7551 | 3446 | 3441.7551 | 1732 | 1732 | 1732 | 0 | 0 | 0 | 0
844 | 6887.7551 | 8059 | 336 | 12 | 2 | 2857.1429 | 3750 | 142.8571 | 0 | 137.7551 | 6887.7551 | 3446 | 3441.7551 | 1732 | 1732 | 1732 | 0 | 0 | 0 | 0
845 | 6887.7551 | 8060 | 336 | 12 | 2 | 2857.1429 | 3750 | 142.8571 | 0 | 137.7551 | 6887.7551 | 3446 | 3441.7551 | 1732 | 1732 | 1732 | 0 | 0 | 0 | 0
846 | 6887.7551 | 8061 | 336 | 12 | 2 | 2857.1429 | 3750 | 142.8571 | 0 | 137.7551 | 6887.7551 | 3446 | 3441.7551 | 1732 | 1732 | 1732 | 0 | 0 | 0 | 0
847 | 6887.7551 | 8070 | 337 | 12 | 3 | 2857.1429 | 3750 | 142.8571 | 0 | 137.7551 | 6887.7551 | 3446 | 3441.7551 | 1732 | 1732 | 1732 | 0 | 0 | 0 | 0
848 | 6887.7551 | 8083 | 337 | 12 | 3 | 2857.1429 | 3750 | 142.8571 | 0 | 137.7551 | 6887.7551 | 3446 | 3441.7551 | 1732 | 1732 | 1732 | 0 | 0 | 0 | 0
849 | 6887.7551 | 8084 | 337 | 12 | 3 | 2857.1429 | 3750 | 142.8571 | 0 | 137.7551 | 6887.7551 | 3446 | 3441.7551 | 1732 | 1732 | 1732 | 0 | 0 | 0 | 0
850 | 6887.7551 | 8085 | 337 | 12 | 3 | 2857.1429 | 3750 | 142.8571 | 0 | 137.7551 | 6887.7551 | 3446 | 3441.7551 | 1732 | 1732 | 1732 | 0 | 0 | 0 | 0
851 | 6887.7551 | 8094 | 338 | 12 | 4 | 2857.1429 | 3750 | 142.8571 | 0 | 137.7551 | 6887.7551 | 3446 | 3441.7551 | 1732 | 1732 | 1732 | 0 | 0 | 0 | 0
852 | 6887.7551 | 8107 | 338 | 12 | 4 | 2857.1429 | 3750 | 142.8571 | 0 | 137.7551 | 6887.7551 | 3446 | 3441.7551 | 1732 | 1732 | 1732 | 0 | 0 | 0 | 0
853 | 6887.7551 | 8108 | 338 | 12 | 4 | 2857.1429 | 3750 | 142.8571 | 0 | 137.7551 | 6887.7551 | 3446 | 3441.7551 | 1732 | 1732 | 1732 | 0 | 0 | 0 | 0
854 | 6887.7551 | 8109 | 338 | 12 | 4 | 2857.1429 | 3750 | 142.8571 | 0 | 137.7551 | 6887.7551 | 3446 | 3441.7551 | 1732 | 1732 | 1732 | 0 | 0 | 0 | 0
855 | 6887.7551 | 8118 | 339 | 12 | 5 | 2857.1429 | 3750 | 142.8571 | 0 | 137.7551 | 6887.7551 | 3446 | 3441.7551 | 1732 | 1732 | 1732 | 0 | 0 | 0 | 0
856 | 6887.7551 | 8131 | 339 | 12 | 5 | 2857.1429 | 3750 | 142.8571 | 0 | 137.7551 | 6887.7551 | 3446 | 3441.7551 | 1732 | 1732 | 1732 | 0 | 0 | 0 | 0
857 | 6887.7551 | 8132 | 339 | 12 | 5 | 2857.1429 | 3750 | 142.8571 | 0 | 137.7551 | 6887.7551 | 3446 | 3441.7551 | 1732 | 1732 | 1732 | 0 | 0 | 0 | 0
858 | 6887.7551 | 8133 | 339 | 12 | 5 | 2857.1429 | 3750 | 142.8571 | 0 | 137.7551 | 6887.7551 | 3446 | 3441.7551 | 1732 | 1732 | 1732 | 0 | 0 | 0 | 0
859 | 6887.7551 | 8142 | 340 | 12 | 6 | 2857.1429 | 3750 | 142.8571 | 0 | 137.7551 | 6887.7551 | 3446 | 3441.7551 | 1732 | 1732 | 1732 | 0 | 0 | 0 | 0
860 | 6887.7551 | 8155 | 340 | 12 | 6 | 2857.1429 | 3750 | 142.8571 | 0 | 137.7551 | 6887.7551 | 3446 | 3441.7551 | 1732 | 1732 | 1732 | 0 | 0 | 0 | 0
861 | 6887.7551 | 8156 | 340 | 12 | 6 | 2857.1429 | 3750 | 142.8571 | 0 | 137.7551 | 6887.7551 | 3446 | 3441.7551 | 1732 | 1732 | 1732 | 0 | 0 | 0 | 0
862 | 6887.7551 | 8157 | 340 | 12 | 6 | 2857.1429 | 3750 | 142.8571 | 0 | 137.7551 | 6887.7551 | 3446 | 3441.7551 | 1732 | 1732 | 1732 | 0 | 0 | 0 | 0
863 | 6887.7551 | 8166 | 341 | 12 | 7 | 2857.1429 | 3750 | 142.8571 | 0 | 137.7551 | 6887.7551 | 3446 | 3441.7551 | 1732 | 1732 | 1732 | 0 | 0 | 0 | 0
864 | 6887.7551 | 8179 | 341 | 12 | 7 | 2857.1429 | 3750 | 142.8571 | 0 | 137.7551 | 6887.7551 | 3446 | 3441.7551 | 1732 | 1732 | 1732 | 0 | 0 | 0 | 0
865 | 6887.7551 | 8180 | 341 | 12 | 7 | 2857.1429 | 3750 | 142.8571 | 0 | 137.7551 | 6887.7551 | 3446 | 3441.7551 | 1732 | 1732 | 1732 | 0 | 0 | 0 | 0
866 | 6887.7551 | 8181 | 341 | 12 | 7 | 2857.1429 | 3750 | 142.8571 | 0 | 137.7551 | 6887.7551 | 3446 | 3441.7551 | 1732 | 1732 | 1732 | 0 | 0 | 0 | 0
867 | 6887.7551 | 8190 | 342 | 12 | 8 | 2857.1429 | 3750 | 142.8571 | 0 | 137.7551 | 6887.7551 | 3446 | 3441.7551 | 1732 | 1732 | 1732 | 0 | 0 | 0 | 0
868 | 6887.7551 | 8203 | 342 | 12 | 8 | 2857.1429 | 3750 | 142.8571 | 0 | 137.7551 | 6887.7551 | 3446 | 3441.7551 | 1732 | 1732 | 1732 | 0 | 0 | 0 | 0
869 | 6887.7551 | 8204 | 342 | 12 | 8 | 2857.1429 | 3750 | 142.8571 | 0 | 137.7551 | 6887.7551 | 3446 | 3441.7551 | 1732 | 1732 | 1732 | 0 | 0 | 0 | 0
870 | 6887.7551 | 8205 | 342 | 12 | 8 | 2857.1429 | 3750 | 142.8571 | 0 | 137.7551 | 6887.7551 | 3446 | 3441.7551 | 1732 | 1732 | 1732 | 0 | 0 | 0 | 0
871 | 6887.7551 | 8214 | 343 | 12 | 9 | 2857.1429 | 3750 | 142.8571 | 0 | 137.7551 | 6887.7551 | 3446 | 3441.7551 | 1732 | 1732 | 1732 | 0 | 0 | 0 | 0
872 | 6887.7551 | 8227 | 343 | 12 | 9 | 2857.1429 | 3750 | 142.8571 | 0 | 137.7551 | 6887.7551 | 3446 | 3441.7551 | 1732 | 1732 | 1732 | 0 | 0 | 0 | 0
873 | 6887.7551 | 8228 | 343 | 12 | 9 | 2857.1429 | 3750 | 142.8571 | 0 | 137.7551 | 6887.7551 | 3446 | 3441.7551 | 1732 | 1732 | 1732 | 0 | 0 | 0 | 0
874 | 6887.7551 | 8229 | 343 | 12 | 9 | 2857.1429 | 3750 | 142.8571 | 0 | 137.7551 | 6887.7551 | 3446 | 3441.7551 | 1732 | 1732 | 1732 | 0 | 0 | 0 | 0
875 | 6887.7551 | 8238 | 344 | 12 | 10 | 2857.1429 | 3750 | 142.8571 | 0 | 137.7551 | 6887.7551 | 3446 | 3441.7551 | 1732 | 1732 | 1732 | 0 | 0 | 0 | 0
876 | 6887.7551 | 8251 | 344 | 12 | 10 | 2857.1429 | 3750 | 142.8571 | 0 | 137.7551 | 6887.7551 | 3446 | 3441.7551 | 1732 | 1732 | 1732 | 0 | 0 | 0 | 0
877 | 6887.7551 | 8252 | 344 | 12 | 10 | 2857.1429 | 3750 | 142.8571 | 0 | 137.7551 | 6887.7551 | 3446 | 3441.7551 | 1732 | 1732 | 1732 | 0 | 0 | 0 | 0
878 | 6887.7551 | 8253 | 344 | 12 | 10 | 2857.1429 | 3750 | 142.8571 | 0 | 137.7551 | 6887.7551 | 3446 | 3441.7551 | 1732 | 1732 | 1732 | 0 | 0 | 0 | 0
879 | 6887.7551 | 8262 | 345 | 12 | 11 | 2857.1429 | 3750 | 142.8571 | 0 | 137.7551 | 6887.7551 | 3446 | 3441.7551 | 1732 | 1732 | 1732 | 0 | 0 | 0 | 0
880 | 6887.7551 | 8275 | 345 | 12 | 11 | 2857.1429 | 3750 | 142.8571 | 0 | 137.7551 | 6887.7551 | 3446 | 3441.7551 | 1732 | 1732 | 1732 | 0 | 0 | 0 | 0
881 | 6887.7551 | 8276 | 345 | 12 | 11 | 2857.1429 | 3750 | 142.8571 | 0 | 137.7551 | 6887.7551 | 3446 | 3441.7551 | 1732 | 1732 | 1732 | 0 | 0 | 0 | 0
882 | 6887.7551 | 8277 | 345 | 12 | 11 | 2857.1429 | 3750 | 142.8571 | 0 | 137.7551 | 6887.7551 | 3446 | 3441.7551 | 1732 | 1732 | 1732 | 0 | 0 | 0 | 0
883 | 6887.7551 | 8286 | 346 | 12 | 12 | 2857.1429 | 3750 | 142.8571 | 0 | 137.7551 | 6887.7551 | 3446 | 3441.7551 | 1732 | 1732 | 1732 | 0 | 0 | 0 | 0
884 | 6887.7551 | 8299 | 346 | 12 | 12 | 2857.1429 | 3750 | 142.8571 | 0 | 137.7551 | 6887.7551 | 3446 | 3441.7551 | 1732 | 1732 | 1732 | 0 | 0 | 0 | 0
885 | 6887.7551 | 8300 | 346 | 12 | 12 | 2857.1429 | 3750 | 142.8571 | 0 | 137.7551 | 6887.7551 | 3446 | 3441.7551 | 1732 | 1732 | 1732 | 0 | 0 | 0 | 0
886 | 6887.7551 | 8301 | 346 | 12 | 12 | 2857.1429 | 3750 | 142.8571 | 0 | 137.7551 | 6887.7551 | 3446 | 3441.7551 | 1732 | 1732 | 1732 | 0 | 0 | 0 | 0
887 | 6887.7551 | 8310 | 347 | 12 | 13 | 2857.1429 | 3750 | 142.8571 | 0 | 137.7551 | 6887.7551 | 3446 | 3441.7551 | 1732 | 1732 | 1732 | 0 | 0 | 0 | 0
888 | 6887.7551 | 8323 | 347 | 12 | 13 | 2857.1429 | 3750 | 142.8571 | 0 | 137.7551 | 6887.7551 | 3446 | 3441.7551 | 1732 | 1732 | 1732 | 0 | 0 | 0 | 0
889 | 6887.7551 | 8324 | 347 | 12 | 13 | 2857.1429 | 3750 | 142.8571 | 0 | 137.7551 | 6887.7551 | 3446 | 3441.7551 | 1732 | 1732 | 1732 | 0 | 0 | 0 | 0
890 | 6887.7551 | 8325 | 347 | 12 | 13 | 2857.1429 | 3750 | 142.8571 | 0 | 137.7551 | 6887.7551 | 3446 | 3441.7551 | 1732 | 1732 | 1732 | 0 | 0 | 0 | 0
891 | 6887.7551 | 8334 | 348 | 12 | 14 | 2857.1429 | 3750 | 142.8571 | 0 | 137.7551 | 6887.7551 | 3446 | 3441.7551 | 1732 | 1732 | 1732 | 0 | 0 | 0 | 0
892 | 6887.7551 | 8347 | 348 | 12 | 14 | 2857.1429 | 3750 | 142.8571 | 0 | 137.7551 | 6887.7551 | 3446 | 3441.7551 | 1732 | 1732 | 1732 | 0 | 0 | 0 | 0
893 | 6887.7551 | 8348 | 348 | 12 | 14 | 2857.1429 | 3750 | 142.8571 | 0 | 137.7551 | 6887.7551 | 3446 | 3441.7551 | 1732 | 1732 | 1732 | 0 | 0 | 0 | 0
894 | 6887.7551 | 8349 | 348 | 12 | 14 | 2857.1429 | 3750 | 142.8571 | 0 | 137.7551 | 6887.7551 | 3446 | 3441.7551 | 1732 | 1732 | 1732 | 0 | 0 | 0 | 0
895 | 6887.7551 | 8358 | 349 | 12 | 15 | 2857.1429 | 3750 | 142.8571 | 0 | 137.7551 | 6887.7551 | 3446 | 3441.7551 | 1732 | 1732 | 1732 | 0 | 0 | 0 | 0
896 | 6887.7551 | 8371 | 349 | 12 | 15 | 2857.1429 | 3750 | 142.8571 | 0 | 137.7551 | 6887.7551 | 3446 | 3441.7551 | 1732 | 1732 | 1732 | 0 | 0 | 0 | 0
897 | 6887.7551 | 8372 | 349 | 12 | 15 | 2857.1429 | 3750 | 142.8571 | 0 | 137.7551 | 6887.7551 | 3446 | 3441.7551 | 1732 | 1732 | 1732 | 0 | 0 | 0 | 0
898 | 6887.7551 | 8373 | 349 | 12 | 15 | 2857.1429 | 3750 | 142.8571 | 0 | 137.7551 | 6887.7551 | 3446 | 3441.7551 | 1732 | 1732 | 1732 | 0 | 0 | 0 | 0
899 | 6887.7551 | 8382 | 350 | 12 | 16 | 2857.1429 | 3750 | 142.8571 | 0 | 137.7551 | 6887.7551 | 3446 | 3441.7551 | 1732 | 1732 | 1732 | 0 | 0 | 0 | 0
900 | 6887.7551 | 8395 | 350 | 12 | 16 | 2857.1429 | 3750 | 142.8571 | 0 | 137.7551 | 6887.7551 | 3446 | 3441.7551 | 1732 | 1732 | 1732 | 0 | 0 | 0 | 0
901 | 6887.7551 | 8396 | 350 | 12 | 16 | 2857.1429 | 3750 | 142.8571 | 0 | 137.7551 | 6887.7551 | 3446 | 3441.7551 | 1732 | 1732 | 1732 | 0 | 0 | 0 | 0
902 | 6887.7551 | 8397 | 350 | 12 | 16 | 2857.1429 | 3750 | 142.8571 | 0 | 137.7551 | 6887.7551 | 3446 | 3441.7551 | 1732 | 1732 | 1732 | 0 | 0 | 0 | 0
903 | 6887.7551 | 8406 | 351 | 12 | 17 | 2857.1429 | 3750 | 142.8571 | 0 | 137.7551 | 6887.7551 | 3446 | 3441.7551 | 1732 | 1732 | 1732 | 0 | 0 | 0 | 0
904 | 6887.7551 | 8419 | 351 | 12 | 17 | 2857.1429 | 3750 | 142.8571 | 0 | 137.7551 | 6887.7551 | 3446 | 3441.7551 | 1732 | 1732 | 1732 | 0 | 0 | 0 | 0
905 | 6887.7551 | 8420 | 351 | 12 | 17 | 2857.1429 | 3750 | 142.8571 | 0 | 137.7551 | 6887.7551 | 3446 | 3441.7551 | 1732 | 1732 | 1732 | 0 | 0 | 0 | 0
906 | 6887.7551 | 8421 | 351 | 12 | 17 | 2857.1429 | 3750 | 142.8571 | 0 | 137.7551 | 6887.7551 | 3446 | 3441.7551 | 1732 | 1732 | 1732 | 0 | 0 | 0 | 0
907 | 6887.7551 | 8430 | 352 | 12 | 18 | 2857.1429 | 3750 | 142.8571 | 0 | 137.7551 | 6887.7551 | 3446 | 3441.7551 | 1732 | 1732 | 1732 | 0 | 0 | 0 | 0
908 | 6887.7551 | 8443 | 352 | 12 | 18 | 2857.1429 | 3750 | 142.8571 | 0 | 137.7551 | 6887.7551 | 3446 | 3441.7551 | 1732 | 1732 | 1732 | 0 | 0 | 0 | 0
909 | 6887.7551 | 8444 | 352 | 12 | 18 | 2857.1429 | 3750 | 142.8571 | 0 | 137.7551 | 6887.7551 | 3446 | 3441.7551 | 1732 | 1732 | 1732 | 0 | 0 | 0 | 0
910 | 6887.7551 | 8445 | 352 | 12 | 18 | 2857.1429 | 3750 | 142.8571 | 0 | 137.7551 | 6887.7551 | 3446 | 3441.7551 | 1732 | 1732 | 1732 | 0 | 0 | 0 | 0
911 | 6887.7551 | 8454 | 353 | 12 | 19 | 2857.1429 | 3750 | 142.8571 | 0 | 137.7551 | 6887.7551 | 3446 | 3441.7551 | 1732 | 1732 | 1732 | 0 | 0 | 0 | 0
912 | 6887.7551 | 8467 | 353 | 12 | 19 | 2857.1429 | 3750 | 142.8571 | 0 | 137.7551 | 6887.7551 | 3446 | 3441.7551 | 1732 | 1732 | 1732 | 0 | 0 | 0 | 0
913 | 6887.7551 | 8468 | 353 | 12 | 19 | 2857.1429 | 3750 | 142.8571 | 0 | 137.7551 | 6887.7551 | 3446 | 3441.7551 | 1732 | 1732 | 1732 | 0 | 0 | 0 | 0
914 | 6887.7551 | 8469 | 353 | 12 | 19 | 2857.1429 | 3750 | 142.8571 | 0 | 137.7551 | 6887.7551 | 3446 | 3441.7551 | 1732 | 1732 | 1732 | 0 | 0 | 0 | 0
915 | 6887.7551 | 8478 | 354 | 12 | 20 | 2857.1429 | 3750 | 142.8571 | 0 | 137.7551 | 6887.7551 | 3446 | 3441.7551 | 1732 | 1732 | 1732 | 0 | 0 | 0 | 0
916 | 6887.7551 | 8491 | 354 | 12 | 20 | 2857.1429 | 3750 | 142.8571 | 0 | 137.7551 | 6887.7551 | 3446 | 3441.7551 | 1732 | 1732 | 1732 | 0 | 0 | 0 | 0
917 | 6887.7551 | 8492 | 354 | 12 | 20 | 2857.1429 | 3750 | 142.8571 | 0 | 137.7551 | 6887.7551 | 3446 | 3441.7551 | 1732 | 1732 | 1732 | 0 | 0 | 0 | 0
918 | 6887.7551 | 8493 | 354 | 12 | 20 | 2857.1429 | 3750 | 142.8571 | 0 | 137.7551 | 6887.7551 | 3446 | 3441.7551 | 1732 | 1732 | 1732 | 0 | 0 | 0 | 0
919 | 6887.7551 | 8502 | 355 | 12 | 21 | 2857.1429 | 3750 | 142.8571 | 0 | 137.7551 | 6887.7551 | 3446 | 3441.7551 | 1732 | 1732 | 1732 | 0 | 0 | 0 | 0
920 | 6887.7551 | 8515 | 355 | 12 | 21 | 2857.1429 | 3750 | 142.8571 | 0 | 137.7551 | 6887.7551 | 3446 | 3441.7551 | 1732 | 1732 | 1732 | 0 | 0 | 0 | 0
921 | 6887.7551 | 8516 | 355 | 12 | 21 | 2857.1429 | 3750 | 142.8571 | 0 | 137.7551 | 6887.7551 | 3446 | 3441.7551 | 1732 | 1732 | 1732 | 0 | 0 | 0 | 0
922 | 6887.7551 | 8517 | 355 | 12 | 21 | 2857.1429 | 3750 | 142.8571 | 0 | 137.7551 | 6887.7551 | 3446 | 3441.7551 | 1732 | 1732 | 1732 | 0 | 0 | 0 | 0
923 | 6887.7551 | 8526 | 356 | 12 | 22 | 2857.1429 | 3750 | 142.8571 | 0 | 137.7551 | 6887.7551 | 3446 | 3441.7551 | 1732 | 1732 | 1732 | 0 | 0 | 0 | 0
924 | 6887.7551 | 8539 | 356 | 12 | 22 | 2857.1429 | 3750 | 142.8571 | 0 | 137.7551 | 6887.7551 | 3446 | 3441.7551 | 1732 | 1732 | 1732 | 0 | 0 | 0 | 0
925 | 6887.7551 | 8540 | 356 | 12 | 22 | 2857.1429 | 3750 | 142.8571 | 0 | 137.7551 | 6887.7551 | 3446 | 3441.7551 | 1732 | 1732 | 1732 | 0 | 0 | 0 | 0
926 | 6887.7551 | 8541 | 356 | 12 | 22 | 2857.1429 | 3750 | 142.8571 | 0 | 137.7551 | 6887.7551 | 3446 | 3441.7551 | 1732 | 1732 | 1732 | 0 | 0 | 0 | 0
927 | 6887.7551 | 8550 | 357 | 12 | 23 | 2857.1429 | 3750 | 142.8571 | 0 | 137.7551 | 6887.7551 | 3446 | 3441.7551 | 1732 | 1732 | 1732 | 0 | 0 | 0 | 0
928 | 6887.7551 | 8563 | 357 | 12 | 23 | 2857.1429 | 3750 | 142.8571 | 0 | 137.7551 | 6887.7551 | 3446 | 3441.7551 | 1732 | 1732 | 1732 | 0 | 0 | 0 | 0
929 | 6887.7551 | 8564 | 357 | 12 | 23 | 2857.1429 | 3750 | 142.8571 | 0 | 137.7551 | 6887.7551 | 3446 | 3441.7551 | 1732 | 1732 | 1732 | 0 | 0 | 0 | 0
930 | 6887.7551 | 8565 | 357 | 12 | 23 | 2857.1429 | 3750 | 142.8571 | 0 | 137.7551 | 6887.7551 | 3446 | 3441.7551 | 1732 | 1732 | 1732 | 0 | 0 | 0 | 0
931 | 6887.7551 | 8574 | 358 | 12 | 24 | 2857.1429 | 3750 | 142.8571 | 0 | 137.7551 | 6887.7551 | 3446 | 3441.7551 | 1732 | 1732 | 1732 | 0 | 0 | 0 | 0
932 | 6887.7551 | 8587 | 358 | 12 | 24 | 2857.1429 | 3750 | 142.8571 | 0 | 137.7551 | 6887.7551 | 3446 | 3441.7551 | 1732 | 1732 | 1732 | 0 | 0 | 0 | 0
933 | 6887.7551 | 8588 | 358 | 12 | 24 | 2857.1429 | 3750 | 142.8571 | 0 | 137.7551 | 6887.7551 | 3446 | 3441.7551 | 1732 | 1732 | 1732 | 0 | 0 | 0 | 0
934 | 6887.7551 | 8589 | 358 | 12 | 24 | 2857.1429 | 3750 | 142.8571 | 0 | 137.7551 | 6887.7551 | 3446 | 3441.7551 | 1732 | 1732 | 1732 | 0 | 0 | 0 | 0
935 | 6887.7551 | 8598 | 359 | 12 | 25 | 2857.1429 | 3750 | 142.8571 | 0 | 137.7551 | 6887.7551 | 3446 | 3441.7551 | 1732 | 1732 | 1732 | 0 | 0 | 0 | 0
936 | 6887.7551 | 8611 | 359 | 12 | 25 | 2857.1429 | 3750 | 142.8571 | 0 | 137.7551 | 6887.7551 | 3446 | 3441.7551 | 1732 | 1732 | 1732 | 0 | 0 | 0 | 0
937 | 6887.7551 | 8612 | 359 | 12 | 25 | 2857.1429 | 3750 | 142.8571 | 0 | 137.7551 | 6887.7551 | 3446 | 3441.7551 | 1732 | 1732 | 1732 | 0 | 0 | 0 | 0
938 | 6887.7551 | 8613 | 359 | 12 | 25 | 2857.1429 | 3750 | 142.8571 | 0 | 137.7551 | 6887.7551 | 3446 | 3441.7551 | 1732 | 1732 | 1732 | 0 | 0 | 0 | 0
939 | 6887.7551 | 8622 | 360 | 12 | 26 | 2857.1429 | 3750 | 142.8571 | 0 | 137.7551 | 6887.7551 | 3446 | 3441.7551 | 1732 | 1732 | 1732 | 0 | 0 | 0 | 0
940 | 6887.7551 | 8635 | 360 | 12 | 26 | 2857.1429 | 3750 | 142.8571 | 0 | 137.7551 | 6887.7551 | 3446 | 3441.7551 | 1732 | 1732 | 1732 | 0 | 0 | 0 | 0
941 | 6887.7551 | 8636 | 360 | 12 | 26 | 2857.1429 | 3750 | 142.8571 | 0 | 137.7551 | 6887.7551 | 3446 | 3441.7551 | 1732 | 1732 | 1732 | 0 | 0 | 0 | 0
942 | 6887.7551 | 8637 | 360 | 12 | 26 | 2857.1429 | 3750 | 142.8571 | 0 | 137.7551 | 6887.7551 | 3446 | 3441.7551 | 1732 | 1732 | 1732 | 0 | 0 | 0 | 0
943 | 6887.7551 | 8646 | 361 | 12 | 27 | 2857.1429 | 3750 | 142.8571 | 0 | 137.7551 | 6887.7551 | 3446 | 3441.7551 | 1732 | 1732 | 1732 | 0 | 0 | 0 | 0
944 | 6887.7551 | 8659 | 361 | 12 | 27 | 2857.1429 | 3750 | 142.8571 | 0 | 137.7551 | 6887.7551 | 3446 | 3441.7551 | 1732 | 1732 | 1732 | 0 | 0 | 0 | 0
945 | 6887.7551 | 8660 | 361 | 12 | 27 | 2857.1429 | 3750 | 142.8571 | 0 | 137.7551 | 6887.7551 | 3446 | 3441.7551 | 1732 | 1732 | 1732 | 0 | 0 | 0 | 0
946 | 6887.7551 | 8661 | 361 | 12 | 27 | 2857.1429 | 3750 | 142.8571 | 0 | 137.7551 | 6887.7551 | 3446 | 3441.7551 | 1732 | 1732 | 1732 | 0 | 0 | 0 | 0
947 | 6887.7551 | 8670 | 362 | 12 | 28 | 2857.1429 | 3750 | 142.8571 | 0 | 137.7551 | 6887.7551 | 3446 | 3441.7551 | 1732 | 1732 | 1732 | 0 | 0 | 0 | 0
948 | 6887.7551 | 8683 | 362 | 12 | 28 | 2857.1429 | 3750 | 142.8571 | 0 | 137.7551 | 6887.7551 | 3446 | 3441.7551 | 1732 | 1732 | 1732 | 0 | 0 | 0 | 0
949 | 6887.7551 | 8684 | 362 | 12 | 28 | 2857.1429 | 3750 | 142.8571 | 0 | 137.7551 | 6887.7551 | 3446 | 3441.7551 | 1732 | 1732 | 1732 | 0 | 0 | 0 | 0
950 | 6887.7551 | 8685 | 362 | 12 | 28 | 2857.1429 | 3750 | 142.8571 | 0 | 137.7551 | 6887.7551 | 3446 | 3441.7551 | 1732 | 1732 | 1732 | 0 | 0 | 0 | 0
951 | 6887.7551 | 8694 | 363 | 12 | 29 | 2857.1429 | 3750 | 142.8571 | 0 | 137.7551 | 6887.7551 | 3446 | 3441.7551 | 1732 | 1732 | 1732 | 0 | 0 | 0 | 0
952 | 6887.7551 | 8707 | 363 | 12 | 29 | 2857.1429 | 3750 | 142.8571 | 0 | 137.7551 | 6887.7551 | 3446 | 3441.7551 | 1732 | 1732 | 1732 | 0 | 0 | 0 | 0
953 | 6887.7551 | 8708 | 363 | 12 | 29 | 2857.1429 | 3750 | 142.8571 | 0 | 137.7551 | 6887.7551 | 3446 | 3441.7551 | 1732 | 1732 | 1732 | 0 | 0 | 0 | 0
954 | 6887.7551 | 8709 | 363 | 12 | 29 | 2857.1429 | 3750 | 142.8571 | 0 | 137.7551 | 6887.7551 | 3446 | 3441.7551 | 1732 | 1732 | 1732 | 0 | 0 | 0 | 0
955 | 6887.7551 | 8718 | 364 | 12 | 30 | 2857.1429 | 3750 | 142.8571 | 0 | 137.7551 | 6887.7551 | 3446 | 3441.7551 | 1732 | 1732 | 1732 | 0 | 0 | 0 | 0
956 | 6887.7551 | 8731 | 364 | 12 | 30 | 2857.1429 | 3750 | 142.8571 | 0 | 137.7551 | 6887.7551 | 3446 | 3441.7551 | 1732 | 1732 | 1732 | 0 | 0 | 0 | 0
957 | 6887.7551 | 8732 | 364 | 12 | 30 | 2857.1429 | 3750 | 142.8571 | 0 | 137.7551 | 6887.7551 | 3446 | 3441.7551 | 1732 | 1732 | 1732 | 0 | 0 | 0 | 0
958 | 6887.7551 | 8733 | 364 | 12 | 30 | 2857.1429 | 3750 | 142.8571 | 0 | 137.7551 | 6887.7551 | 3446 | 3441.7551 | 1732 | 1732 | 1732 | 0 | 0 | 0 | 0
959 | 6887.7551 | 8742 | 365 | 12 | 31 | 2857.1429 | 3750 | 142.8571 | 0 | 137.7551 | 6887.7551 | 3446 | 3441.7551 | 1732 | 1732 | 1732 | 0 | 0 | 0 | 0
960 | 6887.7551 | 8755 | 365 | 12 | 31 | 2857.1429 | 3750 | 142.8571 | 0 | 137.7551 | 6887.7551 | 3446 | 3441.7551 | 1732 | 1732 | 1732 | 0 | 0 | 0 | 0
961 | 6887.7551 | 8756 | 365 | 12 | 31 | 2857.1429 | 3750 | 142.8571 | 0 | 137.7551 | 6887.7551 | 3446 | 3441.7551 | 1732 | 1732 | 1732 | 0 | 0 | 0 | 0
962 | 6887.7551 | 8757 | 365 | 12 | 31 | 2857.1429 | 3750 | 142.8571 | 0 | 137.7551 | 6887.7551 | 3446 | 3441.7551 | 1732 | 1732 | 1732 | 0 | 0 | 0 | 0
963 | 6778.4257 | 1425 | 60 | 3 | 1 | 2500 | 2571.4286 | 142.8571 | 1428.5714 | 135.5685 | 6778.4257 | 3446 | 3332.4257 | 1732 | 1732 | 1732 | 0 | 0 | 0 | 0
964 | 6778.4257 | 1449 | 61 | 3 | 2 | 2500 | 2571.4286 | 142.8571 | 1428.5714 | 135.5685 | 6778.4257 | 3446 | 3332.4257 | 1732 | 1732 | 1732 | 0 | 0 | 0 | 0
965 | 6778.4257 | 1473 | 62 | 3 | 3 | 2500 | 2571.4286 | 142.8571 | 1428.5714 | 135.5685 | 6778.4257 | 3446 | 3332.4257 | 1732 | 1732 | 1732 | 0 | 0 | 0 | 0
966 | 6778.4257 | 1497 | 63 | 3 | 4 | 2500 | 2571.4286 | 142.8571 | 1428.5714 | 135.5685 | 6778.4257 | 3446 | 3332.4257 | 1732 | 1732 | 1732 | 0 | 0 | 0 | 0
967 | 6778.4257 | 1521 | 64 | 3 | 5 | 2500 | 2571.4286 | 142.8571 | 1428.5714 | 135.5685 | 6778.4257 | 3446 | 3332.4257 | 1732 | 1732 | 1732 | 0 | 0 | 0 | 0
968 | 6778.4257 | 1545 | 65 | 3 | 6 | 2500 | 2571.4286 | 142.8571 | 1428.5714 | 135.5685 | 6778.4257 | 3446 | 3332.4257 | 1732 | 1732 | 1732 | 0 | 0 | 0 | 0
969 | 6778.4257 | 1569 | 66 | 3 | 7 | 2500 | 2571.4286 | 142.8571 | 1428.5714 | 135.5685 | 6778.4257 | 3446 | 3332.4257 | 1732 | 1732 | 1732 | 0 | 0 | 0 | 0
970 | 6778.4257 | 1593 | 67 | 3 | 8 | 2500 | 2571.4286 | 142.8571 | 1428.5714 | 135.5685 | 6778.4257 | 3446 | 3332.4257 | 1732 | 1732 | 1732 | 0 | 0 | 0 | 0
971 | 6778.4257 | 1617 | 68 | 3 | 9 | 2500 | 2571.4286 | 142.8571 | 1428.5714 | 135.5685 | 6778.4257 | 3446 | 3332.4257 | 1732 | 1732 | 1732 | 0 | 0 | 0 | 0
972 | 6778.4257 | 1641 | 69 | 3 | 10 | 2500 | 2571.4286 | 142.8571 | 1428.5714 | 135.5685 | 6778.4257 | 3446 | 3332.4257 | 1732 | 1732 | 1732 | 0 | 0 | 0 | 0
973 | 6778.4257 | 1665 | 70 | 3 | 11 | 2500 | 2571.4286 | 142.8571 | 1428.5714 | 135.5685 | 6778.4257 | 3446 | 3332.4257 | 1732 | 1732 | 1732 | 0 | 0 | 0 | 0
974 | 6778.4257 | 1689 | 71 | 3 | 12 | 2500 | 2571.4286 | 142.8571 | 1428.5714 | 135.5685 | 6778.4257 | 3446 | 3332.4257 | 1732 | 1732 | 1732 | 0 | 0 | 0 | 0
975 | 6778.4257 | 1713 | 72 | 3 | 13 | 2500 | 2571.4286 | 142.8571 | 1428.5714 | 135.5685 | 6778.4257 | 3446 | 3332.4257 | 1732 | 1732 | 1732 | 0 | 0 | 0 | 0
976 | 6778.4257 | 1737 | 73 | 3 | 14 | 2500 | 2571.4286 | 142.8571 | 1428.5714 | 135.5685 | 6778.4257 | 3446 | 3332.4257 | 1732 | 1732 | 1732 | 0 | 0 | 0 | 0
977 | 6778.4257 | 1761 | 74 | 3 | 15 | 2500 | 2571.4286 | 142.8571 | 1428.5714 | 135.5685 | 6778.4257 | 3446 | 3332.4257 | 1732 | 1732 | 1732 | 0 | 0 | 0 | 0
978 | 6778.4257 | 1785 | 75 | 3 | 16 | 2500 | 2571.4286 | 142.8571 | 1428.5714 | 135.5685 | 6778.4257 | 3446 | 3332.4257 | 1732 | 1732 | 1732 | 0 | 0 | 0 | 0
979 | 6778.4257 | 1809 | 76 | 3 | 17 | 2500 | 2571.4286 | 142.8571 | 1428.5714 | 135.5685 | 6778.4257 | 3446 | 3332.4257 | 1732 | 1732 | 1732 | 0 | 0 | 0 | 0
980 | 6778.4257 | 1833 | 77 | 3 | 18 | 2500 | 2571.4286 | 142.8571 | 1428.5714 | 135.5685 | 6778.4257 | 3446 | 3332.4257 | 1732 | 1732 | 1732 | 0 | 0 | 0 | 0
981 | 6778.4257 | 1857 | 78 | 3 | 19 | 2500 | 2571.4286 | 142.8571 | 1428.5714 | 135.5685 | 6778.4257 | 3446 | 3332.4257 | 1732 | 1732 | 1732 | 0 | 0 | 0 | 0
982 | 6778.4257 | 1881 | 79 | 3 | 20 | 2500 | 2571.4286 | 142.8571 | 1428.5714 | 135.5685 | 6778.4257 | 3446 | 3332.4257 | 1732 | 1732 | 1732 | 0 | 0 | 0 | 0
983 | 6778.4257 | 1905 | 80 | 3 | 21 | 2500 | 2571.4286 | 142.8571 | 1428.5714 | 135.5685 | 6778.4257 | 3446 | 3332.4257 | 1732 | 1732 | 1732 | 0 | 0 | 0 | 0
984 | 6778.4257 | 1929 | 81 | 3 | 22 | 2500 | 2571.4286 | 142.8571 | 1428.5714 | 135.5685 | 6778.4257 | 3446 | 3332.4257 | 1732 | 1732 | 1732 | 0 | 0 | 0 | 0
985 | 6778.4257 | 1953 | 82 | 3 | 23 | 2500 | 2571.4286 | 142.8571 | 1428.5714 | 135.5685 | 6778.4257 | 3446 | 3332.4257 | 1732 | 1732 | 1732 | 0 | 0 | 0 | 0
986 | 6778.4257 | 1977 | 83 | 3 | 24 | 2500 | 2571.4286 | 142.8571 | 1428.5714 | 135.5685 | 6778.4257 | 3446 | 3332.4257 | 1732 | 1732 | 1732 | 0 | 0 | 0 | 0
987 | 6778.4257 | 2001 | 84 | 3 | 25 | 2500 | 2571.4286 | 142.8571 | 1428.5714 | 135.5685 | 6778.4257 | 3446 | 3332.4257 | 1732 | 1732 | 1732 | 0 | 0 | 0 | 0
988 | 6778.4257 | 2025 | 85 | 3 | 26 | 2500 | 2571.4286 | 142.8571 | 1428.5714 | 135.5685 | 6778.4257 | 3446 | 3332.4257 | 1732 | 1732 | 1732 | 0 | 0 | 0 | 0
989 | 6778.4257 | 2049 | 86 | 3 | 27 | 2500 | 2571.4286 | 142.8571 | 1428.5714 | 135.5685 | 6778.4257 | 3446 | 3332.4257 | 1732 | 1732 | 1732 | 0 | 0 | 0 | 0
990 | 6778.4257 | 2073 | 87 | 3 | 28 | 2500 | 2571.4286 | 142.8571 | 1428.5714 | 135.5685 | 6778.4257 | 3446 | 3332.4257 | 1732 | 1732 | 1732 | 0 | 0 | 0 | 0
991 | 6778.4257 | 2097 | 88 | 3 | 29 | 2500 | 2571.4286 | 142.8571 | 1428.5714 | 135.5685 | 6778.4257 | 3446 | 3332.4257 | 1732 | 1732 | 1732 | 0 | 0 | 0 | 0
992 | 6778.4257 | 2121 | 89 | 3 | 30 | 2500 | 2571.4286 | 142.8571 | 1428.5714 | 135.5685 | 6778.4257 | 3446 | 3332.4257 | 1732 | 1732 | 1732 | 0 | 0 | 0 | 0
993 | 6778.4257 | 2145 | 90 | 3 | 31 | 2500 | 2571.4286 | 142.8571 | 1428.5714 | 135.5685 | 6778.4257 | 3446 | 3332.4257 | 1732 | 1732 | 1732 | 0 | 0 | 0 | 0
994 | 6632.6531 | 1421 | 60 | 3 | 1 | 2500 | 3857.1429 | 142.8571 | 0 | 132.6531 | 6632.6531 | 3446 | 3186.6531 | 1732 | 1732 | 1732 | 0 | 0 | 0 | 0
995 | 6632.6531 | 1445 | 61 | 3 | 2 | 2500 | 3857.1429 | 142.8571 | 0 | 132.6531 | 6632.6531 | 3446 | 3186.6531 | 1732 | 1732 | 1732 | 0 | 0 | 0 | 0
996 | 6632.6531 | 1469 | 62 | 3 | 3 | 2500 | 3857.1429 | 142.8571 | 0 | 132.6531 | 6632.6531 | 3446 | 3186.6531 | 1732 | 1732 | 1732 | 0 | 0 | 0 | 0
997 | 6632.6531 | 1493 | 63 | 3 | 4 | 2500 | 3857.1429 | 142.8571 | 0 | 132.6531 | 6632.6531 | 3446 | 3186.6531 | 1732 | 1732 | 1732 | 0 | 0 | 0 | 0
998 | 6632.6531 | 1517 | 64 | 3 | 5 | 2500 | 3857.1429 | 142.8571 | 0 | 132.6531 | 6632.6531 | 3446 | 3186.6531 | 1732 | 1732 | 1732 | 0 | 0 | 0 | 0
999 | 6632.6531 | 1541 | 65 | 3 | 6 | 2500 | 3857.1429 | 142.8571 | 0 | 132.6531 | 6632.6531 | 3446 | 3186.6531 | 1732 | 1732 | 1732 | 0 | 0 | 0 | 0
1000 | 6632.6531 | 1565 | 66 | 3 | 7 | 2500 | 3857.1429 | 142.8571 | 0 | 132.6531 | 6632.6531 | 3446 | 3186.6531 | 1732 | 1732 | 1732 | 0 | 0 | 0 | 0
1001 | 6632.6531 | 1589 | 67 | 3 | 8 | 2500 | 3857.1429 | 142.8571 | 0 | 132.6531 | 6632.6531 | 3446 | 3186.6531 | 1732 | 1732 | 1732 | 0 | 0 | 0 | 0
1002 | 6632.6531 | 1613 | 68 | 3 | 9 | 2500 | 3857.1429 | 142.8571 | 0 | 132.6531 | 6632.6531 | 3446 | 3186.6531 | 1732 | 1732 | 1732 | 0 | 0 | 0 | 0
1003 | 6632.6531 | 1637 | 69 | 3 | 10 | 2500 | 3857.1429 | 142.8571 | 0 | 132.6531 | 6632.6531 | 3446 | 3186.6531 | 1732 | 1732 | 1732 | 0 | 0 | 0 | 0
1004 | 6632.6531 | 1661 | 70 | 3 | 11 | 2500 | 3857.1429 | 142.8571 | 0 | 132.6531 | 6632.6531 | 3446 | 3186.6531 | 1732 | 1732 | 1732 | 0 | 0 | 0 | 0
1005 | 6632.6531 | 1685 | 71 | 3 | 12 | 2500 | 3857.1429 | 142.8571 | 0 | 132.6531 | 6632.6531 | 3446 | 3186.6531 | 1732 | 1732 | 1732 | 0 | 0 | 0 | 0
1006 | 6632.6531 | 1709 | 72 | 3 | 13 | 2500 | 3857.1429 | 142.8571 | 0 | 132.6531 | 6632.6531 | 3446 | 3186.6531 | 1732 | 1732 | 1732 | 0 | 0 | 0 | 0
1007 | 6632.6531 | 1733 | 73 | 3 | 14 | 2500 | 3857.1429 | 142.8571 | 0 | 132.6531 | 6632.6531 | 3446 | 3186.6531 | 1732 | 1732 | 1732 | 0 | 0 | 0 | 0
1008 | 6632.6531 | 1757 | 74 | 3 | 15 | 2500 | 3857.1429 | 142.8571 | 0 | 132.6531 | 6632.6531 | 3446 | 3186.6531 | 1732 | 1732 | 1732 | 0 | 0 | 0 | 0
1009 | 6632.6531 | 1781 | 75 | 3 | 16 | 2500 | 3857.1429 | 142.8571 | 0 | 132.6531 | 6632.6531 | 3446 | 3186.6531 | 1732 | 1732 | 1732 | 0 | 0 | 0 | 0
1010 | 6632.6531 | 1805 | 76 | 3 | 17 | 2500 | 3857.1429 | 142.8571 | 0 | 132.6531 | 6632.6531 | 3446 | 3186.6531 | 1732 | 1732 | 1732 | 0 | 0 | 0 | 0
1011 | 6632.6531 | 1829 | 77 | 3 | 18 | 2500 | 3857.1429 | 142.8571 | 0 | 132.6531 | 6632.6531 | 3446 | 3186.6531 | 1732 | 1732 | 1732 | 0 | 0 | 0 | 0
1012 | 6632.6531 | 1853 | 78 | 3 | 19 | 2500 | 3857.1429 | 142.8571 | 0 | 132.6531 | 6632.6531 | 3446 | 3186.6531 | 1732 | 1732 | 1732 | 0 | 0 | 0 | 0
1013 | 6632.6531 | 1877 | 79 | 3 | 20 | 2500 | 3857.1429 | 142.8571 | 0 | 132.6531 | 6632.6531 | 3446 | 3186.6531 | 1732 | 1732 | 1732 | 0 | 0 | 0 | 0
1014 | 6632.6531 | 1901 | 80 | 3 | 21 | 2500 | 3857.1429 | 142.8571 | 0 | 132.6531 | 6632.6531 | 3446 | 3186.6531 | 1732 | 1732 | 1732 | 0 | 0 | 0 | 0
1015 | 6632.6531 | 1925 | 81 | 3 | 22 | 2500 | 3857.1429 | 142.8571 | 0 | 132.6531 | 6632.6531 | 3446 | 3186.6531 | 1732 | 1732 | 1732 | 0 | 0 | 0 | 0
1016 | 6632.6531 | 1949 | 82 | 3 | 23 | 2500 | 3857.1429 | 142.8571 | 0 | 132.6531 | 6632.6531 | 3446 | 3186.6531 | 1732 | 1732 | 1732 | 0 | 0 | 0 | 0
1017 | 6632.6531 | 1973 | 83 | 3 | 24 | 2500 | 3857.1429 | 142.8571 | 0 | 132.6531 | 6632.6531 | 3446 | 3186.6531 | 1732 | 1732 | 1732 | 0 | 0 | 0 | 0
1018 | 6632.6531 | 1997 | 84 | 3 | 25 | 2500 | 3857.1429 | 142.8571 | 0 | 132.6531 | 6632.6531 | 3446 | 3186.6531 | 1732 | 1732 | 1732 | 0 | 0 | 0 | 0
1019 | 6632.6531 | 2021 | 85 | 3 | 26 | 2500 | 3857.1429 | 142.8571 | 0 | 132.6531 | 6632.6531 | 3446 | 3186.6531 | 1732 | 1732 | 1732 | 0 | 0 | 0 | 0
1020 | 6632.6531 | 2045 | 86 | 3 | 27 | 2500 | 3857.1429 | 142.8571 | 0 | 132.6531 | 6632.6531 | 3446 | 3186.6531 | 1732 | 1732 | 1732 | 0 | 0 | 0 | 0
1021 | 6632.6531 | 2069 | 87 | 3 | 28 | 2500 | 3857.1429 | 142.8571 | 0 | 132.6531 | 6632.6531 | 3446 | 3186.6531 | 1732 | 1732 | 1732 | 0 | 0 | 0 | 0
1022 | 6632.6531 | 2093 | 88 | 3 | 29 | 2500 | 3857.1429 | 142.8571 | 0 | 132.6531 | 6632.6531 | 3446 | 3186.6531 | 1732 | 1732 | 1732 | 0 | 0 | 0 | 0
1023 | 6632.6531 | 2117 | 89 | 3 | 30 | 2500 | 3857.1429 | 142.8571 | 0 | 132.6531 | 6632.6531 | 3446 | 3186.6531 | 1732 | 1732 | 1732 | 0 | 0 | 0 | 0
1024 | 6632.6531 | 2141 | 90 | 3 | 31 | 2500 | 3857.1429 | 142.8571 | 0 | 132.6531 | 6632.6531 | 3446 | 3186.6531 | 1732 | 1732 | 1732 | 0 | 0 | 0 | 0
1025 | 6523.3236 | 2167 | 91 | 4 | 1 | 2380.9524 | 3035.7143 | 119.0476 | 857.1429 | 130.4665 | 6523.3236 | 3446 | 3077.3236 | 1732 | 1732 | 1732 | 238.0952 | 0 | 75.553 | 3777.6482
1026 | 6523.3236 | 2168 | 91 | 4 | 1 | 2380.9524 | 3035.7143 | 119.0476 | 857.1429 | 130.4665 | 6523.3236 | 3446 | 3077.3236 | 1732 | 1732 | 1732 | 238.0952 | 0 | 75.553 | 3777.6482
1027 | 6523.3236 | 2191 | 92 | 4 | 2 | 2380.9524 | 3035.7143 | 119.0476 | 857.1429 | 130.4665 | 6523.3236 | 3446 | 3077.3236 | 1732 | 1732 | 1732 | 238.0952 | 0 | 75.553 | 3777.6482
1028 | 6523.3236 | 2192 | 92 | 4 | 2 | 2380.9524 | 3035.7143 | 119.0476 | 857.1429 | 130.4665 | 6523.3236 | 3446 | 3077.3236 | 1732 | 1732 | 1732 | 238.0952 | 0 | 75.553 | 3777.6482
1029 | 6523.3236 | 2215 | 93 | 4 | 3 | 2380.9524 | 3035.7143 | 119.0476 | 857.1429 | 130.4665 | 6523.3236 | 3446 | 3077.3236 | 1732 | 1732 | 1732 | 238.0952 | 0 | 75.553 | 3777.6482
1030 | 6523.3236 | 2216 | 93 | 4 | 3 | 2380.9524 | 3035.7143 | 119.0476 | 857.1429 | 130.4665 | 6523.3236 | 3446 | 3077.3236 | 1732 | 1732 | 1732 | 238.0952 | 0 | 75.553 | 3777.6482
1031 | 6523.3236 | 2239 | 94 | 4 | 4 | 2380.9524 | 3035.7143 | 119.0476 | 857.1429 | 130.4665 | 6523.3236 | 3446 | 3077.3236 | 1732 | 1732 | 1732 | 238.0952 | 0 | 75.553 | 3777.6482
1032 | 6523.3236 | 2240 | 94 | 4 | 4 | 2380.9524 | 3035.7143 | 119.0476 | 857.1429 | 130.4665 | 6523.3236 | 3446 | 3077.3236 | 1732 | 1732 | 1732 | 238.0952 | 0 | 75.553 | 3777.6482
1033 | 6523.3236 | 2263 | 95 | 4 | 5 | 2380.9524 | 3035.7143 | 119.0476 | 857.1429 | 130.4665 | 6523.3236 | 3446 | 3077.3236 | 1732 | 1732 | 1732 | 238.0952 | 0 | 75.553 | 3777.6482
1034 | 6523.3236 | 2264 | 95 | 4 | 5 | 2380.9524 | 3035.7143 | 119.0476 | 857.1429 | 130.4665 | 6523.3236 | 3446 | 3077.3236 | 1732 | 1732 | 1732 | 238.0952 | 0 | 75.553 | 3777.6482
1035 | 6523.3236 | 2287 | 96 | 4 | 6 | 2380.9524 | 3035.7143 | 119.0476 | 857.1429 | 130.4665 | 6523.3236 | 3446 | 3077.3236 | 1732 | 1732 | 1732 | 238.0952 | 0 | 75.553 | 3777.6482
1036 | 6523.3236 | 2288 | 96 | 4 | 6 | 2380.9524 | 3035.7143 | 119.0476 | 857.1429 | 130.4665 | 6523.3236 | 3446 | 3077.3236 | 1732 | 1732 | 1732 | 238.0952 | 0 | 75.553 | 3777.6482
1037 | 6523.3236 | 2311 | 97 | 4 | 7 | 2380.9524 | 3035.7143 | 119.0476 | 857.1429 | 130.4665 | 6523.3236 | 3446 | 3077.3236 | 1732 | 1732 | 1732 | 238.0952 | 0 | 75.553 | 3777.6482
1038 | 6523.3236 | 2312 | 97 | 4 | 7 | 2380.9524 | 3035.7143 | 119.0476 | 857.1429 | 130.4665 | 6523.3236 | 3446 | 3077.3236 | 1732 | 1732 | 1732 | 238.0952 | 0 | 75.553 | 3777.6482
1039 | 6523.3236 | 2335 | 98 | 4 | 8 | 2380.9524 | 3035.7143 | 119.0476 | 857.1429 | 130.4665 | 6523.3236 | 3446 | 3077.3236 | 1732 | 1732 | 1732 | 238.0952 | 0 | 75.553 | 3777.6482
1040 | 6523.3236 | 2336 | 98 | 4 | 8 | 2380.9524 | 3035.7143 | 119.0476 | 857.1429 | 130.4665 | 6523.3236 | 3446 | 3077.3236 | 1732 | 1732 | 1732 | 238.0952 | 0 | 75.553 | 3777.6482
1041 | 6523.3236 | 2359 | 99 | 4 | 9 | 2380.9524 | 3035.7143 | 119.0476 | 857.1429 | 130.4665 | 6523.3236 | 3446 | 3077.3236 | 1732 | 1732 | 1732 | 238.0952 | 0 | 75.553 | 3777.6482
1042 | 6523.3236 | 2360 | 99 | 4 | 9 | 2380.9524 | 3035.7143 | 119.0476 | 857.1429 | 130.4665 | 6523.3236 | 3446 | 3077.3236 | 1732 | 1732 | 1732 | 238.0952 | 0 | 75.553 | 3777.6482
1043 | 6523.3236 | 2383 | 100 | 4 | 10 | 2380.9524 | 3035.7143 | 119.0476 | 857.1429 | 130.4665 | 6523.3236 | 3446 | 3077.3236 | 1732 | 1732 | 1732 | 238.0952 | 0 | 75.553 | 3777.6482
1044 | 6523.3236 | 2384 | 100 | 4 | 10 | 2380.9524 | 3035.7143 | 119.0476 | 857.1429 | 130.4665 | 6523.3236 | 3446 | 3077.3236 | 1732 | 1732 | 1732 | 238.0952 | 0 | 75.553 | 3777.6482
1045 | 6523.3236 | 2407 | 101 | 4 | 11 | 2380.9524 | 3035.7143 | 119.0476 | 857.1429 | 130.4665 | 6523.3236 | 3446 | 3077.3236 | 1732 | 1732 | 1732 | 238.0952 | 0 | 75.553 | 3777.6482
1046 | 6523.3236 | 2408 | 101 | 4 | 11 | 2380.9524 | 3035.7143 | 119.0476 | 857.1429 | 130.4665 | 6523.3236 | 3446 | 3077.3236 | 1732 | 1732 | 1732 | 238.0952 | 0 | 75.553 | 3777.6482
1047 | 6523.3236 | 2431 | 102 | 4 | 12 | 2380.9524 | 3035.7143 | 119.0476 | 857.1429 | 130.4665 | 6523.3236 | 3446 | 3077.3236 | 1732 | 1732 | 1732 | 238.0952 | 0 | 75.553 | 3777.6482
1048 | 6523.3236 | 2432 | 102 | 4 | 12 | 2380.9524 | 3035.7143 | 119.0476 | 857.1429 | 130.4665 | 6523.3236 | 3446 | 3077.3236 | 1732 | 1732 | 1732 | 238.0952 | 0 | 75.553 | 3777.6482
1049 | 6523.3236 | 2455 | 103 | 4 | 13 | 2380.9524 | 3035.7143 | 119.0476 | 857.1429 | 130.4665 | 6523.3236 | 3446 | 3077.3236 | 1732 | 1732 | 1732 | 238.0952 | 0 | 75.553 | 3777.6482
1050 | 6523.3236 | 2456 | 103 | 4 | 13 | 2380.9524 | 3035.7143 | 119.0476 | 857.1429 | 130.4665 | 6523.3236 | 3446 | 3077.3236 | 1732 | 1732 | 1732 | 238.0952 | 0 | 75.553 | 3777.6482
1051 | 6523.3236 | 2479 | 104 | 4 | 14 | 2380.9524 | 3035.7143 | 119.0476 | 857.1429 | 130.4665 | 6523.3236 | 3446 | 3077.3236 | 1732 | 1732 | 1732 | 238.0952 | 0 | 75.553 | 3777.6482
1052 | 6523.3236 | 2480 | 104 | 4 | 14 | 2380.9524 | 3035.7143 | 119.0476 | 857.1429 | 130.4665 | 6523.3236 | 3446 | 3077.3236 | 1732 | 1732 | 1732 | 238.0952 | 0 | 75.553 | 3777.6482
1053 | 6523.3236 | 2503 | 105 | 4 | 15 | 2380.9524 | 3035.7143 | 119.0476 | 857.1429 | 130.4665 | 6523.3236 | 3446 | 3077.3236 | 1732 | 1732 | 1732 | 238.0952 | 0 | 75.553 | 3777.6482
1054 | 6523.3236 | 2504 | 105 | 4 | 15 | 2380.9524 | 3035.7143 | 119.0476 | 857.1429 | 130.4665 | 6523.3236 | 3446 | 3077.3236 | 1732 | 1732 | 1732 | 238.0952 | 0 | 75.553 | 3777.6482
1055 | 6523.3236 | 2527 | 106 | 4 | 16 | 2380.9524 | 3035.7143 | 119.0476 | 857.1429 | 130.4665 | 6523.3236 | 3446 | 3077.3236 | 1732 | 1732 | 1732 | 238.0952 | 0 | 75.553 | 3777.6482
1056 | 6523.3236 | 2528 | 106 | 4 | 16 | 2380.9524 | 3035.7143 | 119.0476 | 857.1429 | 130.4665 | 6523.3236 | 3446 | 3077.3236 | 1732 | 1732 | 1732 | 238.0952 | 0 | 75.553 | 3777.6482
1057 | 6523.3236 | 2551 | 107 | 4 | 17 | 2380.9524 | 3035.7143 | 119.0476 | 857.1429 | 130.4665 | 6523.3236 | 3446 | 3077.3236 | 1732 | 1732 | 1732 | 238.0952 | 0 | 75.553 | 3777.6482
1058 | 6523.3236 | 2552 | 107 | 4 | 17 | 2380.9524 | 3035.7143 | 119.0476 | 857.1429 | 130.4665 | 6523.3236 | 3446 | 3077.3236 | 1732 | 1732 | 1732 | 238.0952 | 0 | 75.553 | 3777.6482
1059 | 6523.3236 | 2575 | 108 | 4 | 18 | 2380.9524 | 3035.7143 | 119.0476 | 857.1429 | 130.4665 | 6523.3236 | 3446 | 3077.3236 | 1732 | 1732 | 1732 | 238.0952 | 0 | 75.553 | 3777.6482
1060 | 6523.3236 | 2576 | 108 | 4 | 18 | 2380.9524 | 3035.7143 | 119.0476 | 857.1429 | 130.4665 | 6523.3236 | 3446 | 3077.3236 | 1732 | 1732 | 1732 | 238.0952 | 0 | 75.553 | 3777.6482
1061 | 6523.3236 | 2599 | 109 | 4 | 19 | 2380.9524 | 3035.7143 | 119.0476 | 857.1429 | 130.4665 | 6523.3236 | 3446 | 3077.3236 | 1732 | 1732 | 1732 | 238.0952 | 0 | 75.553 | 3777.6482
1062 | 6523.3236 | 2600 | 109 | 4 | 19 | 2380.9524 | 3035.7143 | 119.0476 | 857.1429 | 130.4665 | 6523.3236 | 3446 | 3077.3236 | 1732 | 1732 | 1732 | 238.0952 | 0 | 75.553 | 3777.6482
1063 | 6523.3236 | 2623 | 110 | 4 | 20 | 2380.9524 | 3035.7143 | 119.0476 | 857.1429 | 130.4665 | 6523.3236 | 3446 | 3077.3236 | 1732 | 1732 | 1732 | 238.0952 | 0 | 75.553 | 3777.6482
1064 | 6523.3236 | 2624 | 110 | 4 | 20 | 2380.9524 | 3035.7143 | 119.0476 | 857.1429 | 130.4665 | 6523.3236 | 3446 | 3077.3236 | 1732 | 1732 | 1732 | 238.0952 | 0 | 75.553 | 3777.6482
1065 | 6523.3236 | 2647 | 111 | 4 | 21 | 2380.9524 | 3035.7143 | 119.0476 | 857.1429 | 130.4665 | 6523.3236 | 3446 | 3077.3236 | 1732 | 1732 | 1732 | 238.0952 | 0 | 75.553 | 3777.6482
1066 | 6523.3236 | 2648 | 111 | 4 | 21 | 2380.9524 | 3035.7143 | 119.0476 | 857.1429 | 130.4665 | 6523.3236 | 3446 | 3077.3236 | 1732 | 1732 | 1732 | 238.0952 | 0 | 75.553 | 3777.6482
1067 | 6523.3236 | 2671 | 112 | 4 | 22 | 2380.9524 | 3035.7143 | 119.0476 | 857.1429 | 130.4665 | 6523.3236 | 3446 | 3077.3236 | 1732 | 1732 | 1732 | 238.0952 | 0 | 75.553 | 3777.6482
1068 | 6523.3236 | 2672 | 112 | 4 | 22 | 2380.9524 | 3035.7143 | 119.0476 | 857.1429 | 130.4665 | 6523.3236 | 3446 | 3077.3236 | 1732 | 1732 | 1732 | 238.0952 | 0 | 75.553 | 3777.6482
1069 | 6523.3236 | 2695 | 113 | 4 | 23 | 2380.9524 | 3035.7143 | 119.0476 | 857.1429 | 130.4665 | 6523.3236 | 3446 | 3077.3236 | 1732 | 1732 | 1732 | 238.0952 | 0 | 75.553 | 3777.6482
1070 | 6523.3236 | 2696 | 113 | 4 | 23 | 2380.9524 | 3035.7143 | 119.0476 | 857.1429 | 130.4665 | 6523.3236 | 3446 | 3077.3236 | 1732 | 1732 | 1732 | 238.0952 | 0 | 75.553 | 3777.6482
1071 | 6523.3236 | 2719 | 114 | 4 | 24 | 2380.9524 | 3035.7143 | 119.0476 | 857.1429 | 130.4665 | 6523.3236 | 3446 | 3077.3236 | 1732 | 1732 | 1732 | 238.0952 | 0 | 75.553 | 3777.6482
1072 | 6523.3236 | 2720 | 114 | 4 | 24 | 2380.9524 | 3035.7143 | 119.0476 | 857.1429 | 130.4665 | 6523.3236 | 3446 | 3077.3236 | 1732 | 1732 | 1732 | 238.0952 | 0 | 75.553 | 3777.6482
1073 | 6523.3236 | 2743 | 115 | 4 | 25 | 2380.9524 | 3035.7143 | 119.0476 | 857.1429 | 130.4665 | 6523.3236 | 3446 | 3077.3236 | 1732 | 1732 | 1732 | 238.0952 | 0 | 75.553 | 3777.6482
1074 | 6523.3236 | 2744 | 115 | 4 | 25 | 2380.9524 | 3035.7143 | 119.0476 | 857.1429 | 130.4665 | 6523.3236 | 3446 | 3077.3236 | 1732 | 1732 | 1732 | 238.0952 | 0 | 75.553 | 3777.6482
1075 | 6523.3236 | 2767 | 116 | 4 | 26 | 2380.9524 | 3035.7143 | 119.0476 | 857.1429 | 130.4665 | 6523.3236 | 3446 | 3077.3236 | 1732 | 1732 | 1732 | 238.0952 | 0 | 75.553 | 3777.6482
1076 | 6523.3236 | 2768 | 116 | 4 | 26 | 2380.9524 | 3035.7143 | 119.0476 | 857.1429 | 130.4665 | 6523.3236 | 3446 | 3077.3236 | 1732 | 1732 | 1732 | 238.0952 | 0 | 75.553 | 3777.6482
1077 | 6523.3236 | 2791 | 117 | 4 | 27 | 2380.9524 | 3035.7143 | 119.0476 | 857.1429 | 130.4665 | 6523.3236 | 3446 | 3077.3236 | 1732 | 1732 | 1732 | 238.0952 | 0 | 75.553 | 3777.6482
1078 | 6523.3236 | 2792 | 117 | 4 | 27 | 2380.9524 | 3035.7143 | 119.0476 | 857.1429 | 130.4665 | 6523.3236 | 3446 | 3077.3236 | 1732 | 1732 | 1732 | 238.0952 | 0 | 75.553 | 3777.6482
1079 | 6523.3236 | 2815 | 118 | 4 | 28 | 2380.9524 | 3035.7143 | 119.0476 | 857.1429 | 130.4665 | 6523.3236 | 3446 | 3077.3236 | 1732 | 1732 | 1732 | 238.0952 | 0 | 75.553 | 3777.6482
1080 | 6523.3236 | 2816 | 118 | 4 | 28 | 2380.9524 | 3035.7143 | 119.0476 | 857.1429 | 130.4665 | 6523.3236 | 3446 | 3077.3236 | 1732 | 1732 | 1732 | 238.0952 | 0 | 75.553 | 3777.6482
1081 | 6523.3236 | 2839 | 119 | 4 | 29 | 2380.9524 | 3035.7143 | 119.0476 | 857.1429 | 130.4665 | 6523.3236 | 3446 | 3077.3236 | 1732 | 1732 | 1732 | 238.0952 | 0 | 75.553 | 3777.6482
1082 | 6523.3236 | 2840 | 119 | 4 | 29 | 2380.9524 | 3035.7143 | 119.0476 | 857.1429 | 130.4665 | 6523.3236 | 3446 | 3077.3236 | 1732 | 1732 | 1732 | 238.0952 | 0 | 75.553 | 3777.6482
1083 | 6523.3236 | 2863 | 120 | 4 | 30 | 2380.9524 | 3035.7143 | 119.0476 | 857.1429 | 130.4665 | 6523.3236 | 3446 | 3077.3236 | 1732 | 1732 | 1732 | 238.0952 | 0 | 75.553 | 3777.6482
1084 | 6523.3236 | 2864 | 120 | 4 | 30 | 2380.9524 | 3035.7143 | 119.0476 | 857.1429 | 130.4665 | 6523.3236 | 3446 | 3077.3236 | 1732 | 1732 | 1732 | 238.0952 | 0 | 75.553 | 3777.6482
1085 | 6413.9942 | 754 | 32 | 2 | 1 | 4047.619 | 0 | 238.0952 | 2000 | 128.2799 | 6413.9942 | 3446 | 2967.9942 | 1732 | 1732 | 1732 | 0 | 0 | 0 | 0
1086 | 6413.9942 | 755 | 32 | 2 | 1 | 4047.619 | 0 | 238.0952 | 2000 | 128.2799 | 6413.9942 | 3446 | 2967.9942 | 1732 | 1732 | 1732 | 0 | 0 | 0 | 0
1087 | 6413.9942 | 756 | 32 | 2 | 1 | 4047.619 | 0 | 238.0952 | 2000 | 128.2799 | 6413.9942 | 3446 | 2967.9942 | 1732 | 1732 | 1732 | 0 | 0 | 0 | 0
1088 | 6413.9942 | 757 | 32 | 2 | 1 | 4047.619 | 0 | 238.0952 | 2000 | 128.2799 | 6413.9942 | 3446 | 2967.9942 | 1732 | 1732 | 1732 | 0 | 0 | 0 | 0
1089 | 6413.9942 | 758 | 32 | 2 | 1 | 4047.619 | 0 | 238.0952 | 2000 | 128.2799 | 6413.9942 | 3446 | 2967.9942 | 1732 | 1732 | 1732 | 0 | 0 | 0 | 0
1090 | 6413.9942 | 759 | 32 | 2 | 1 | 4047.619 | 0 | 238.0952 | 2000 | 128.2799 | 6413.9942 | 3446 | 2967.9942 | 1732 | 1732 | 1732 | 0 | 0 | 0 | 0
1091 | 6413.9942 | 760 | 32 | 2 | 1 | 4047.619 | 0 | 238.0952 | 2000 | 128.2799 | 6413.9942 | 3446 | 2967.9942 | 1732 | 1732 | 1732 | 0 | 0 | 0 | 0
1092 | 6413.9942 | 778 | 33 | 2 | 2 | 4047.619 | 0 | 238.0952 | 2000 | 128.2799 | 6413.9942 | 3446 | 2967.9942 | 1732 | 1732 | 1732 | 0 | 0 | 0 | 0
1093 | 6413.9942 | 779 | 33 | 2 | 2 | 4047.619 | 0 | 238.0952 | 2000 | 128.2799 | 6413.9942 | 3446 | 2967.9942 | 1732 | 1732 | 1732 | 0 | 0 | 0 | 0
1094 | 6413.9942 | 780 | 33 | 2 | 2 | 4047.619 | 0 | 238.0952 | 2000 | 128.2799 | 6413.9942 | 3446 | 2967.9942 | 1732 | 1732 | 1732 | 0 | 0 | 0 | 0
1095 | 6413.9942 | 781 | 33 | 2 | 2 | 4047.619 | 0 | 238.0952 | 2000 | 128.2799 | 6413.9942 | 3446 | 2967.9942 | 1732 | 1732 | 1732 | 0 | 0 | 0 | 0
1096 | 6413.9942 | 782 | 33 | 2 | 2 | 4047.619 | 0 | 238.0952 | 2000 | 128.2799 | 6413.9942 | 3446 | 2967.9942 | 1732 | 1732 | 1732 | 0 | 0 | 0 | 0
1097 | 6413.9942 | 783 | 33 | 2 | 2 | 4047.619 | 0 | 238.0952 | 2000 | 128.2799 | 6413.9942 | 3446 | 2967.9942 | 1732 | 1732 | 1732 | 0 | 0 | 0 | 0
1098 | 6413.9942 | 784 | 33 | 2 | 2 | 4047.619 | 0 | 238.0952 | 2000 | 128.2799 | 6413.9942 | 3446 | 2967.9942 | 1732 | 1732 | 1732 | 0 | 0 | 0 | 0
1099 | 6413.9942 | 802 | 34 | 2 | 3 | 4047.619 | 0 | 238.0952 | 2000 | 128.2799 | 6413.9942 | 3446 | 2967.9942 | 1732 | 1732 | 1732 | 0 | 0 | 0 | 0
1100 | 6413.9942 | 803 | 34 | 2 | 3 | 4047.619 | 0 | 238.0952 | 2000 | 128.2799 | 6413.9942 | 3446 | 2967.9942 | 1732 | 1732 | 1732 | 0 | 0 | 0 | 0
1101 | 6413.9942 | 804 | 34 | 2 | 3 | 4047.619 | 0 | 238.0952 | 2000 | 128.2799 | 6413.9942 | 3446 | 2967.9942 | 1732 | 1732 | 1732 | 0 | 0 | 0 | 0
1102 | 6413.9942 | 805 | 34 | 2 | 3 | 4047.619 | 0 | 238.0952 | 2000 | 128.2799 | 6413.9942 | 3446 | 2967.9942 | 1732 | 1732 | 1732 | 0 | 0 | 0 | 0
1103 | 6413.9942 | 806 | 34 | 2 | 3 | 4047.619 | 0 | 238.0952 | 2000 | 128.2799 | 6413.9942 | 3446 | 2967.9942 | 1732 | 1732 | 1732 | 0 | 0 | 0 | 0
1104 | 6413.9942 | 807 | 34 | 2 | 3 | 4047.619 | 0 | 238.0952 | 2000 | 128.2799 | 6413.9942 | 3446 | 2967.9942 | 1732 | 1732 | 1732 | 0 | 0 | 0 | 0
1105 | 6413.9942 | 808 | 34 | 2 | 3 | 4047.619 | 0 | 238.0952 | 2000 | 128.2799 | 6413.9942 | 3446 | 2967.9942 | 1732 | 1732 | 1732 | 0 | 0 | 0 | 0
1106 | 6413.9942 | 826 | 35 | 2 | 4 | 4047.619 | 0 | 238.0952 | 2000 | 128.2799 | 6413.9942 | 3446 | 2967.9942 | 1732 | 1732 | 1732 | 0 | 0 | 0 | 0
1107 | 6413.9942 | 827 | 35 | 2 | 4 | 4047.619 | 0 | 238.0952 | 2000 | 128.2799 | 6413.9942 | 3446 | 2967.9942 | 1732 | 1732 | 1732 | 0 | 0 | 0 | 0
1108 | 6413.9942 | 828 | 35 | 2 | 4 | 4047.619 | 0 | 238.0952 | 2000 | 128.2799 | 6413.9942 | 3446 | 2967.9942 | 1732 | 1732 | 1732 | 0 | 0 | 0 | 0
1109 | 6413.9942 | 829 | 35 | 2 | 4 | 4047.619 | 0 | 238.0952 | 2000 | 128.2799 | 6413.9942 | 3446 | 2967.9942 | 1732 | 1732 | 1732 | 0 | 0 | 0 | 0
1110 | 6413.9942 | 830 | 35 | 2 | 4 | 4047.619 | 0 | 238.0952 | 2000 | 128.2799 | 6413.9942 | 3446 | 2967.9942 | 1732 | 1732 | 1732 | 0 | 0 | 0 | 0
1111 | 6413.9942 | 831 | 35 | 2 | 4 | 4047.619 | 0 | 238.0952 | 2000 | 128.2799 | 6413.9942 | 3446 | 2967.9942 | 1732 | 1732 | 1732 | 0 | 0 | 0 | 0
1112 | 6413.9942 | 832 | 35 | 2 | 4 | 4047.619 | 0 | 238.0952 | 2000 | 128.2799 | 6413.9942 | 3446 | 2967.9942 | 1732 | 1732 | 1732 | 0 | 0 | 0 | 0
1113 | 6413.9942 | 850 | 36 | 2 | 5 | 4047.619 | 0 | 238.0952 | 2000 | 128.2799 | 6413.9942 | 3446 | 2967.9942 | 1732 | 1732 | 1732 | 0 | 0 | 0 | 0
1114 | 6413.9942 | 851 | 36 | 2 | 5 | 4047.619 | 0 | 238.0952 | 2000 | 128.2799 | 6413.9942 | 3446 | 2967.9942 | 1732 | 1732 | 1732 | 0 | 0 | 0 | 0
1115 | 6413.9942 | 852 | 36 | 2 | 5 | 4047.619 | 0 | 238.0952 | 2000 | 128.2799 | 6413.9942 | 3446 | 2967.9942 | 1732 | 1732 | 1732 | 0 | 0 | 0 | 0
1116 | 6413.9942 | 853 | 36 | 2 | 5 | 4047.619 | 0 | 238.0952 | 2000 | 128.2799 | 6413.9942 | 3446 | 2967.9942 | 1732 | 1732 | 1732 | 0 | 0 | 0 | 0
1117 | 6413.9942 | 854 | 36 | 2 | 5 | 4047.619 | 0 | 238.0952 | 2000 | 128.2799 | 6413.9942 | 3446 | 2967.9942 | 1732 | 1732 | 1732 | 0 | 0 | 0 | 0
1118 | 6413.9942 | 855 | 36 | 2 | 5 | 4047.619 | 0 | 238.0952 | 2000 | 128.2799 | 6413.9942 | 3446 | 2967.9942 | 1732 | 1732 | 1732 | 0 | 0 | 0 | 0
1119 | 6413.9942 | 856 | 36 | 2 | 5 | 4047.619 | 0 | 238.0952 | 2000 | 128.2799 | 6413.9942 | 3446 | 2967.9942 | 1732 | 1732 | 1732 | 0 | 0 | 0 | 0
1120 | 6413.9942 | 874 | 37 | 2 | 6 | 4047.619 | 0 | 238.0952 | 2000 | 128.2799 | 6413.9942 | 3446 | 2967.9942 | 1732 | 1732 | 1732 | 0 | 0 | 0 | 0
1121 | 6413.9942 | 875 | 37 | 2 | 6 | 4047.619 | 0 | 238.0952 | 2000 | 128.2799 | 6413.9942 | 3446 | 2967.9942 | 1732 | 1732 | 1732 | 0 | 0 | 0 | 0
1122 | 6413.9942 | 876 | 37 | 2 | 6 | 4047.619 | 0 | 238.0952 | 2000 | 128.2799 | 6413.9942 | 3446 | 2967.9942 | 1732 | 1732 | 1732 | 0 | 0 | 0 | 0
1123 | 6413.9942 | 877 | 37 | 2 | 6 | 4047.619 | 0 | 238.0952 | 2000 | 128.2799 | 6413.9942 | 3446 | 2967.9942 | 1732 | 1732 | 1732 | 0 | 0 | 0 | 0
1124 | 6413.9942 | 878 | 37 | 2 | 6 | 4047.619 | 0 | 238.0952 | 2000 | 128.2799 | 6413.9942 | 3446 | 2967.9942 | 1732 | 1732 | 1732 | 0 | 0 | 0 | 0
1125 | 6413.9942 | 879 | 37 | 2 | 6 | 4047.619 | 0 | 238.0952 | 2000 | 128.2799 | 6413.9942 | 3446 | 2967.9942 | 1732 | 1732 | 1732 | 0 | 0 | 0 | 0
1126 | 6413.9942 | 880 | 37 | 2 | 6 | 4047.619 | 0 | 238.0952 | 2000 | 128.2799 | 6413.9942 | 3446 | 2967.9942 | 1732 | 1732 | 1732 | 0 | 0 | 0 | 0
1127 | 6413.9942 | 898 | 38 | 2 | 7 | 4047.619 | 0 | 238.0952 | 2000 | 128.2799 | 6413.9942 | 3446 | 2967.9942 | 1732 | 1732 | 1732 | 0 | 0 | 0 | 0
1128 | 6413.9942 | 899 | 38 | 2 | 7 | 4047.619 | 0 | 238.0952 | 2000 | 128.2799 | 6413.9942 | 3446 | 2967.9942 | 1732 | 1732 | 1732 | 0 | 0 | 0 | 0
1129 | 6413.9942 | 900 | 38 | 2 | 7 | 4047.619 | 0 | 238.0952 | 2000 | 128.2799 | 6413.9942 | 3446 | 2967.9942 | 1732 | 1732 | 1732 | 0 | 0 | 0 | 0
1130 | 6413.9942 | 901 | 38 | 2 | 7 | 4047.619 | 0 | 238.0952 | 2000 | 128.2799 | 6413.9942 | 3446 | 2967.9942 | 1732 | 1732 | 1732 | 0 | 0 | 0 | 0
1131 | 6413.9942 | 902 | 38 | 2 | 7 | 4047.619 | 0 | 238.0952 | 2000 | 128.2799 | 6413.9942 | 3446 | 2967.9942 | 1732 | 1732 | 1732 | 0 | 0 | 0 | 0
1132 | 6413.9942 | 903 | 38 | 2 | 7 | 4047.619 | 0 | 238.0952 | 2000 | 128.2799 | 6413.9942 | 3446 | 2967.9942 | 1732 | 1732 | 1732 | 0 | 0 | 0 | 0
1133 | 6413.9942 | 904 | 38 | 2 | 7 | 4047.619 | 0 | 238.0952 | 2000 | 128.2799 | 6413.9942 | 3446 | 2967.9942 | 1732 | 1732 | 1732 | 0 | 0 | 0 | 0
1134 | 6413.9942 | 922 | 39 | 2 | 8 | 4047.619 | 0 | 238.0952 | 2000 | 128.2799 | 6413.9942 | 3446 | 2967.9942 | 1732 | 1732 | 1732 | 0 | 0 | 0 | 0
1135 | 6413.9942 | 923 | 39 | 2 | 8 | 4047.619 | 0 | 238.0952 | 2000 | 128.2799 | 6413.9942 | 3446 | 2967.9942 | 1732 | 1732 | 1732 | 0 | 0 | 0 | 0
1136 | 6413.9942 | 924 | 39 | 2 | 8 | 4047.619 | 0 | 238.0952 | 2000 | 128.2799 | 6413.9942 | 3446 | 2967.9942 | 1732 | 1732 | 1732 | 0 | 0 | 0 | 0
1137 | 6413.9942 | 925 | 39 | 2 | 8 | 4047.619 | 0 | 238.0952 | 2000 | 128.2799 | 6413.9942 | 3446 | 2967.9942 | 1732 | 1732 | 1732 | 0 | 0 | 0 | 0
1138 | 6413.9942 | 926 | 39 | 2 | 8 | 4047.619 | 0 | 238.0952 | 2000 | 128.2799 | 6413.9942 | 3446 | 2967.9942 | 1732 | 1732 | 1732 | 0 | 0 | 0 | 0
1139 | 6413.9942 | 927 | 39 | 2 | 8 | 4047.619 | 0 | 238.0952 | 2000 | 128.2799 | 6413.9942 | 3446 | 2967.9942 | 1732 | 1732 | 1732 | 0 | 0 | 0 | 0
1140 | 6413.9942 | 928 | 39 | 2 | 8 | 4047.619 | 0 | 238.0952 | 2000 | 128.2799 | 6413.9942 | 3446 | 2967.9942 | 1732 | 1732 | 1732 | 0 | 0 | 0 | 0
1141 | 6413.9942 | 946 | 40 | 2 | 9 | 4047.619 | 0 | 238.0952 | 2000 | 128.2799 | 6413.9942 | 3446 | 2967.9942 | 1732 | 1732 | 1732 | 0 | 0 | 0 | 0
1142 | 6413.9942 | 947 | 40 | 2 | 9 | 4047.619 | 0 | 238.0952 | 2000 | 128.2799 | 6413.9942 | 3446 | 2967.9942 | 1732 | 1732 | 1732 | 0 | 0 | 0 | 0
1143 | 6413.9942 | 948 | 40 | 2 | 9 | 4047.619 | 0 | 238.0952 | 2000 | 128.2799 | 6413.9942 | 3446 | 2967.9942 | 1732 | 1732 | 1732 | 0 | 0 | 0 | 0
1144 | 6413.9942 | 949 | 40 | 2 | 9 | 4047.619 | 0 | 238.0952 | 2000 | 128.2799 | 6413.9942 | 3446 | 2967.9942 | 1732 | 1732 | 1732 | 0 | 0 | 0 | 0
1145 | 6413.9942 | 950 | 40 | 2 | 9 | 4047.619 | 0 | 238.0952 | 2000 | 128.2799 | 6413.9942 | 3446 | 2967.9942 | 1732 | 1732 | 1732 | 0 | 0 | 0 | 0
1146 | 6413.9942 | 951 | 40 | 2 | 9 | 4047.619 | 0 | 238.0952 | 2000 | 128.2799 | 6413.9942 | 3446 | 2967.9942 | 1732 | 1732 | 1732 | 0 | 0 | 0 | 0
1147 | 6413.9942 | 952 | 40 | 2 | 9 | 4047.619 | 0 | 238.0952 | 2000 | 128.2799 | 6413.9942 | 3446 | 2967.9942 | 1732 | 1732 | 1732 | 0 | 0 | 0 | 0
1148 | 6413.9942 | 970 | 41 | 2 | 10 | 4047.619 | 0 | 238.0952 | 2000 | 128.2799 | 6413.9942 | 3446 | 2967.9942 | 1732 | 1732 | 1732 | 0 | 0 | 0 | 0
1149 | 6413.9942 | 971 | 41 | 2 | 10 | 4047.619 | 0 | 238.0952 | 2000 | 128.2799 | 6413.9942 | 3446 | 2967.9942 | 1732 | 1732 | 1732 | 0 | 0 | 0 | 0
1150 | 6413.9942 | 972 | 41 | 2 | 10 | 4047.619 | 0 | 238.0952 | 2000 | 128.2799 | 6413.9942 | 3446 | 2967.9942 | 1732 | 1732 | 1732 | 0 | 0 | 0 | 0
1151 | 6413.9942 | 973 | 41 | 2 | 10 | 4047.619 | 0 | 238.0952 | 2000 | 128.2799 | 6413.9942 | 3446 | 2967.9942 | 1732 | 1732 | 1732 | 0 | 0 | 0 | 0
1152 | 6413.9942 | 974 | 41 | 2 | 10 | 4047.619 | 0 | 238.0952 | 2000 | 128.2799 | 6413.9942 | 3446 | 2967.9942 | 1732 | 1732 | 1732 | 0 | 0 | 0 | 0
1153 | 6413.9942 | 975 | 41 | 2 | 10 | 4047.619 | 0 | 238.0952 | 2000 | 128.2799 | 6413.9942 | 3446 | 2967.9942 | 1732 | 1732 | 1732 | 0 | 0 | 0 | 0
1154 | 6413.9942 | 976 | 41 | 2 | 10 | 4047.619 | 0 | 238.0952 | 2000 | 128.2799 | 6413.9942 | 3446 | 2967.9942 | 1732 | 1732 | 1732 | 0 | 0 | 0 | 0
1155 | 6413.9942 | 994 | 42 | 2 | 11 | 4047.619 | 0 | 238.0952 | 2000 | 128.2799 | 6413.9942 | 3446 | 2967.9942 | 1732 | 1732 | 1732 | 0 | 0 | 0 | 0
1156 | 6413.9942 | 995 | 42 | 2 | 11 | 4047.619 | 0 | 238.0952 | 2000 | 128.2799 | 6413.9942 | 3446 | 2967.9942 | 1732 | 1732 | 1732 | 0 | 0 | 0 | 0
1157 | 6413.9942 | 996 | 42 | 2 | 11 | 4047.619 | 0 | 238.0952 | 2000 | 128.2799 | 6413.9942 | 3446 | 2967.9942 | 1732 | 1732 | 1732 | 0 | 0 | 0 | 0
1158 | 6413.9942 | 997 | 42 | 2 | 11 | 4047.619 | 0 | 238.0952 | 2000 | 128.2799 | 6413.9942 | 3446 | 2967.9942 | 1732 | 1732 | 1732 | 0 | 0 | 0 | 0
1159 | 6413.9942 | 998 | 42 | 2 | 11 | 4047.619 | 0 | 238.0952 | 2000 | 128.2799 | 6413.9942 | 3446 | 2967.9942 | 1732 | 1732 | 1732 | 0 | 0 | 0 | 0
1160 | 6413.9942 | 999 | 42 | 2 | 11 | 4047.619 | 0 | 238.0952 | 2000 | 128.2799 | 6413.9942 | 3446 | 2967.9942 | 1732 | 1732 | 1732 | 0 | 0 | 0 | 0
1161 | 6413.9942 | 1000 | 42 | 2 | 11 | 4047.619 | 0 | 238.0952 | 2000 | 128.2799 | 6413.9942 | 3446 | 2967.9942 | 1732 | 1732 | 1732 | 0 | 0 | 0 | 0
1162 | 6413.9942 | 1018 | 43 | 2 | 12 | 4047.619 | 0 | 238.0952 | 2000 | 128.2799 | 6413.9942 | 3446 | 2967.9942 | 1732 | 1732 | 1732 | 0 | 0 | 0 | 0
1163 | 6413.9942 | 1019 | 43 | 2 | 12 | 4047.619 | 0 | 238.0952 | 2000 | 128.2799 | 6413.9942 | 3446 | 2967.9942 | 1732 | 1732 | 1732 | 0 | 0 | 0 | 0
1164 | 6413.9942 | 1020 | 43 | 2 | 12 | 4047.619 | 0 | 238.0952 | 2000 | 128.2799 | 6413.9942 | 3446 | 2967.9942 | 1732 | 1732 | 1732 | 0 | 0 | 0 | 0
1165 | 6413.9942 | 1021 | 43 | 2 | 12 | 4047.619 | 0 | 238.0952 | 2000 | 128.2799 | 6413.9942 | 3446 | 2967.9942 | 1732 | 1732 | 1732 | 0 | 0 | 0 | 0
1166 | 6413.9942 | 1022 | 43 | 2 | 12 | 4047.619 | 0 | 238.0952 | 2000 | 128.2799 | 6413.9942 | 3446 | 2967.9942 | 1732 | 1732 | 1732 | 0 | 0 | 0 | 0
1167 | 6413.9942 | 1023 | 43 | 2 | 12 | 4047.619 | 0 | 238.0952 | 2000 | 128.2799 | 6413.9942 | 3446 | 2967.9942 | 1732 | 1732 | 1732 | 0 | 0 | 0 | 0
1168 | 6413.9942 | 1024 | 43 | 2 | 12 | 4047.619 | 0 | 238.0952 | 2000 | 128.2799 | 6413.9942 | 3446 | 2967.9942 | 1732 | 1732 | 1732 | 0 | 0 | 0 | 0
1169 | 6413.9942 | 1042 | 44 | 2 | 13 | 4047.619 | 0 | 238.0952 | 2000 | 128.2799 | 6413.9942 | 3446 | 2967.9942 | 1732 | 1732 | 1732 | 0 | 0 | 0 | 0
1170 | 6413.9942 | 1043 | 44 | 2 | 13 | 4047.619 | 0 | 238.0952 | 2000 | 128.2799 | 6413.9942 | 3446 | 2967.9942 | 1732 | 1732 | 1732 | 0 | 0 | 0 | 0
1171 | 6413.9942 | 1044 | 44 | 2 | 13 | 4047.619 | 0 | 238.0952 | 2000 | 128.2799 | 6413.9942 | 3446 | 2967.9942 | 1732 | 1732 | 1732 | 0 | 0 | 0 | 0
1172 | 6413.9942 | 1045 | 44 | 2 | 13 | 4047.619 | 0 | 238.0952 | 2000 | 128.2799 | 6413.9942 | 3446 | 2967.9942 | 1732 | 1732 | 1732 | 0 | 0 | 0 | 0
1173 | 6413.9942 | 1046 | 44 | 2 | 13 | 4047.619 | 0 | 238.0952 | 2000 | 128.2799 | 6413.9942 | 3446 | 2967.9942 | 1732 | 1732 | 1732 | 0 | 0 | 0 | 0
1174 | 6413.9942 | 1047 | 44 | 2 | 13 | 4047.619 | 0 | 238.0952 | 2000 | 128.2799 | 6413.9942 | 3446 | 2967.9942 | 1732 | 1732 | 1732 | 0 | 0 | 0 | 0
1175 | 6413.9942 | 1048 | 44 | 2 | 13 | 4047.619 | 0 | 238.0952 | 2000 | 128.2799 | 6413.9942 | 3446 | 2967.9942 | 1732 | 1732 | 1732 | 0 | 0 | 0 | 0
1176 | 6413.9942 | 1066 | 45 | 2 | 14 | 4047.619 | 0 | 238.0952 | 2000 | 128.2799 | 6413.9942 | 3446 | 2967.9942 | 1732 | 1732 | 1732 | 0 | 0 | 0 | 0
1177 | 6413.9942 | 1067 | 45 | 2 | 14 | 4047.619 | 0 | 238.0952 | 2000 | 128.2799 | 6413.9942 | 3446 | 2967.9942 | 1732 | 1732 | 1732 | 0 | 0 | 0 | 0
1178 | 6413.9942 | 1068 | 45 | 2 | 14 | 4047.619 | 0 | 238.0952 | 2000 | 128.2799 | 6413.9942 | 3446 | 2967.9942 | 1732 | 1732 | 1732 | 0 | 0 | 0 | 0
1179 | 6413.9942 | 1069 | 45 | 2 | 14 | 4047.619 | 0 | 238.0952 | 2000 | 128.2799 | 6413.9942 | 3446 | 2967.9942 | 1732 | 1732 | 1732 | 0 | 0 | 0 | 0
1180 | 6413.9942 | 1070 | 45 | 2 | 14 | 4047.619 | 0 | 238.0952 | 2000 | 128.2799 | 6413.9942 | 3446 | 2967.9942 | 1732 | 1732 | 1732 | 0 | 0 | 0 | 0
1181 | 6413.9942 | 1071 | 45 | 2 | 14 | 4047.619 | 0 | 238.0952 | 2000 | 128.2799 | 6413.9942 | 3446 | 2967.9942 | 1732 | 1732 | 1732 | 0 | 0 | 0 | 0
1182 | 6413.9942 | 1072 | 45 | 2 | 14 | 4047.619 | 0 | 238.0952 | 2000 | 128.2799 | 6413.9942 | 3446 | 2967.9942 | 1732 | 1732 | 1732 | 0 | 0 | 0 | 0
1183 | 6413.9942 | 1090 | 46 | 2 | 15 | 4047.619 | 0 | 238.0952 | 2000 | 128.2799 | 6413.9942 | 3446 | 2967.9942 | 1732 | 1732 | 1732 | 0 | 0 | 0 | 0
1184 | 6413.9942 | 1091 | 46 | 2 | 15 | 4047.619 | 0 | 238.0952 | 2000 | 128.2799 | 6413.9942 | 3446 | 2967.9942 | 1732 | 1732 | 1732 | 0 | 0 | 0 | 0
1185 | 6413.9942 | 1092 | 46 | 2 | 15 | 4047.619 | 0 | 238.0952 | 2000 | 128.2799 | 6413.9942 | 3446 | 2967.9942 | 1732 | 1732 | 1732 | 0 | 0 | 0 | 0
1186 | 6413.9942 | 1093 | 46 | 2 | 15 | 4047.619 | 0 | 238.0952 | 2000 | 128.2799 | 6413.9942 | 3446 | 2967.9942 | 1732 | 1732 | 1732 | 0 | 0 | 0 | 0
1187 | 6413.9942 | 1094 | 46 | 2 | 15 | 4047.619 | 0 | 238.0952 | 2000 | 128.2799 | 6413.9942 | 3446 | 2967.9942 | 1732 | 1732 | 1732 | 0 | 0 | 0 | 0
1188 | 6413.9942 | 1095 | 46 | 2 | 15 | 4047.619 | 0 | 238.0952 | 2000 | 128.2799 | 6413.9942 | 3446 | 2967.9942 | 1732 | 1732 | 1732 | 0 | 0 | 0 | 0
1189 | 6413.9942 | 1096 | 46 | 2 | 15 | 4047.619 | 0 | 238.0952 | 2000 | 128.2799 | 6413.9942 | 3446 | 2967.9942 | 1732 | 1732 | 1732 | 0 | 0 | 0 | 0
1190 | 6413.9942 | 1114 | 47 | 2 | 16 | 4047.619 | 0 | 238.0952 | 2000 | 128.2799 | 6413.9942 | 3446 | 2967.9942 | 1732 | 1732 | 1732 | 0 | 0 | 0 | 0
1191 | 6413.9942 | 1115 | 47 | 2 | 16 | 4047.619 | 0 | 238.0952 | 2000 | 128.2799 | 6413.9942 | 3446 | 2967.9942 | 1732 | 1732 | 1732 | 0 | 0 | 0 | 0
1192 | 6413.9942 | 1116 | 47 | 2 | 16 | 4047.619 | 0 | 238.0952 | 2000 | 128.2799 | 6413.9942 | 3446 | 2967.9942 | 1732 | 1732 | 1732 | 0 | 0 | 0 | 0
1193 | 6413.9942 | 1117 | 47 | 2 | 16 | 4047.619 | 0 | 238.0952 | 2000 | 128.2799 | 6413.9942 | 3446 | 2967.9942 | 1732 | 1732 | 1732 | 0 | 0 | 0 | 0
1194 | 6413.9942 | 1118 | 47 | 2 | 16 | 4047.619 | 0 | 238.0952 | 2000 | 128.2799 | 6413.9942 | 3446 | 2967.9942 | 1732 | 1732 | 1732 | 0 | 0 | 0 | 0
1195 | 6413.9942 | 1119 | 47 | 2 | 16 | 4047.619 | 0 | 238.0952 | 2000 | 128.2799 | 6413.9942 | 3446 | 2967.9942 | 1732 | 1732 | 1732 | 0 | 0 | 0 | 0
1196 | 6413.9942 | 1120 | 47 | 2 | 16 | 4047.619 | 0 | 238.0952 | 2000 | 128.2799 | 6413.9942 | 3446 | 2967.9942 | 1732 | 1732 | 1732 | 0 | 0 | 0 | 0
1197 | 6413.9942 | 1138 | 48 | 2 | 17 | 4047.619 | 0 | 238.0952 | 2000 | 128.2799 | 6413.9942 | 3446 | 2967.9942 | 1732 | 1732 | 1732 | 0 | 0 | 0 | 0
1198 | 6413.9942 | 1139 | 48 | 2 | 17 | 4047.619 | 0 | 238.0952 | 2000 | 128.2799 | 6413.9942 | 3446 | 2967.9942 | 1732 | 1732 | 1732 | 0 | 0 | 0 | 0
1199 | 6413.9942 | 1140 | 48 | 2 | 17 | 4047.619 | 0 | 238.0952 | 2000 | 128.2799 | 6413.9942 | 3446 | 2967.9942 | 1732 | 1732 | 1732 | 0 | 0 | 0 | 0
1200 | 6413.9942 | 1141 | 48 | 2 | 17 | 4047.619 | 0 | 238.0952 | 2000 | 128.2799 | 6413.9942 | 3446 | 2967.9942 | 1732 | 1732 | 1732 | 0 | 0 | 0 | 0
1201 | 6413.9942 | 1142 | 48 | 2 | 17 | 4047.619 | 0 | 238.0952 | 2000 | 128.2799 | 6413.9942 | 3446 | 2967.9942 | 1732 | 1732 | 1732 | 0 | 0 | 0 | 0
1202 | 6413.9942 | 1143 | 48 | 2 | 17 | 4047.619 | 0 | 238.0952 | 2000 | 128.2799 | 6413.9942 | 3446 | 2967.9942 | 1732 | 1732 | 1732 | 0 | 0 | 0 | 0
1203 | 6413.9942 | 1144 | 48 | 2 | 17 | 4047.619 | 0 | 238.0952 | 2000 | 128.2799 | 6413.9942 | 3446 | 2967.9942 | 1732 | 1732 | 1732 | 0 | 0 | 0 | 0
1204 | 6413.9942 | 1162 | 49 | 2 | 18 | 4047.619 | 0 | 238.0952 | 2000 | 128.2799 | 6413.9942 | 3446 | 2967.9942 | 1732 | 1732 | 1732 | 0 | 0 | 0 | 0
1205 | 6413.9942 | 1163 | 49 | 2 | 18 | 4047.619 | 0 | 238.0952 | 2000 | 128.2799 | 6413.9942 | 3446 | 2967.9942 | 1732 | 1732 | 1732 | 0 | 0 | 0 | 0
1206 | 6413.9942 | 1164 | 49 | 2 | 18 | 4047.619 | 0 | 238.0952 | 2000 | 128.2799 | 6413.9942 | 3446 | 2967.9942 | 1732 | 1732 | 1732 | 0 | 0 | 0 | 0
1207 | 6413.9942 | 1165 | 49 | 2 | 18 | 4047.619 | 0 | 238.0952 | 2000 | 128.2799 | 6413.9942 | 3446 | 2967.9942 | 1732 | 1732 | 1732 | 0 | 0 | 0 | 0
1208 | 6413.9942 | 1166 | 49 | 2 | 18 | 4047.619 | 0 | 238.0952 | 2000 | 128.2799 | 6413.9942 | 3446 | 2967.9942 | 1732 | 1732 | 1732 | 0 | 0 | 0 | 0
1209 | 6413.9942 | 1167 | 49 | 2 | 18 | 4047.619 | 0 | 238.0952 | 2000 | 128.2799 | 6413.9942 | 3446 | 2967.9942 | 1732 | 1732 | 1732 | 0 | 0 | 0 | 0
1210 | 6413.9942 | 1168 | 49 | 2 | 18 | 4047.619 | 0 | 238.0952 | 2000 | 128.2799 | 6413.9942 | 3446 | 2967.9942 | 1732 | 1732 | 1732 | 0 | 0 | 0 | 0
1211 | 6413.9942 | 1186 | 50 | 2 | 19 | 4047.619 | 0 | 238.0952 | 2000 | 128.2799 | 6413.9942 | 3446 | 2967.9942 | 1732 | 1732 | 1732 | 0 | 0 | 0 | 0
1212 | 6413.9942 | 1187 | 50 | 2 | 19 | 4047.619 | 0 | 238.0952 | 2000 | 128.2799 | 6413.9942 | 3446 | 2967.9942 | 1732 | 1732 | 1732 | 0 | 0 | 0 | 0
1213 | 6413.9942 | 1188 | 50 | 2 | 19 | 4047.619 | 0 | 238.0952 | 2000 | 128.2799 | 6413.9942 | 3446 | 2967.9942 | 1732 | 1732 | 1732 | 0 | 0 | 0 | 0
1214 | 6413.9942 | 1189 | 50 | 2 | 19 | 4047.619 | 0 | 238.0952 | 2000 | 128.2799 | 6413.9942 | 3446 | 2967.9942 | 1732 | 1732 | 1732 | 0 | 0 | 0 | 0
1215 | 6413.9942 | 1190 | 50 | 2 | 19 | 4047.619 | 0 | 238.0952 | 2000 | 128.2799 | 6413.9942 | 3446 | 2967.9942 | 1732 | 1732 | 1732 | 0 | 0 | 0 | 0
1216 | 6413.9942 | 1191 | 50 | 2 | 19 | 4047.619 | 0 | 238.0952 | 2000 | 128.2799 | 6413.9942 | 3446 | 2967.9942 | 1732 | 1732 | 1732 | 0 | 0 | 0 | 0
1217 | 6413.9942 | 1192 | 50 | 2 | 19 | 4047.619 | 0 | 238.0952 | 2000 | 128.2799 | 6413.9942 | 3446 | 2967.9942 | 1732 | 1732 | 1732 | 0 | 0 | 0 | 0
1218 | 6413.9942 | 1210 | 51 | 2 | 20 | 4047.619 | 0 | 238.0952 | 2000 | 128.2799 | 6413.9942 | 3446 | 2967.9942 | 1732 | 1732 | 1732 | 0 | 0 | 0 | 0
1219 | 6413.9942 | 1211 | 51 | 2 | 20 | 4047.619 | 0 | 238.0952 | 2000 | 128.2799 | 6413.9942 | 3446 | 2967.9942 | 1732 | 1732 | 1732 | 0 | 0 | 0 | 0
1220 | 6413.9942 | 1212 | 51 | 2 | 20 | 4047.619 | 0 | 238.0952 | 2000 | 128.2799 | 6413.9942 | 3446 | 2967.9942 | 1732 | 1732 | 1732 | 0 | 0 | 0 | 0
1221 | 6413.9942 | 1213 | 51 | 2 | 20 | 4047.619 | 0 | 238.0952 | 2000 | 128.2799 | 6413.9942 | 3446 | 2967.9942 | 1732 | 1732 | 1732 | 0 | 0 | 0 | 0
1222 | 6413.9942 | 1214 | 51 | 2 | 20 | 4047.619 | 0 | 238.0952 | 2000 | 128.2799 | 6413.9942 | 3446 | 2967.9942 | 1732 | 1732 | 1732 | 0 | 0 | 0 | 0
1223 | 6413.9942 | 1215 | 51 | 2 | 20 | 4047.619 | 0 | 238.0952 | 2000 | 128.2799 | 6413.9942 | 3446 | 2967.9942 | 1732 | 1732 | 1732 | 0 | 0 | 0 | 0
1224 | 6413.9942 | 1216 | 51 | 2 | 20 | 4047.619 | 0 | 238.0952 | 2000 | 128.2799 | 6413.9942 | 3446 | 2967.9942 | 1732 | 1732 | 1732 | 0 | 0 | 0 | 0
1225 | 6413.9942 | 1234 | 52 | 2 | 21 | 4047.619 | 0 | 238.0952 | 2000 | 128.2799 | 6413.9942 | 3446 | 2967.9942 | 1732 | 1732 | 1732 | 0 | 0 | 0 | 0
1226 | 6413.9942 | 1235 | 52 | 2 | 21 | 4047.619 | 0 | 238.0952 | 2000 | 128.2799 | 6413.9942 | 3446 | 2967.9942 | 1732 | 1732 | 1732 | 0 | 0 | 0 | 0
1227 | 6413.9942 | 1236 | 52 | 2 | 21 | 4047.619 | 0 | 238.0952 | 2000 | 128.2799 | 6413.9942 | 3446 | 2967.9942 | 1732 | 1732 | 1732 | 0 | 0 | 0 | 0
1228 | 6413.9942 | 1237 | 52 | 2 | 21 | 4047.619 | 0 | 238.0952 | 2000 | 128.2799 | 6413.9942 | 3446 | 2967.9942 | 1732 | 1732 | 1732 | 0 | 0 | 0 | 0
1229 | 6413.9942 | 1238 | 52 | 2 | 21 | 4047.619 | 0 | 238.0952 | 2000 | 128.2799 | 6413.9942 | 3446 | 2967.9942 | 1732 | 1732 | 1732 | 0 | 0 | 0 | 0
1230 | 6413.9942 | 1239 | 52 | 2 | 21 | 4047.619 | 0 | 238.0952 | 2000 | 128.2799 | 6413.9942 | 3446 | 2967.9942 | 1732 | 1732 | 1732 | 0 | 0 | 0 | 0
1231 | 6413.9942 | 1240 | 52 | 2 | 21 | 4047.619 | 0 | 238.0952 | 2000 | 128.2799 | 6413.9942 | 3446 | 2967.9942 | 1732 | 1732 | 1732 | 0 | 0 | 0 | 0
1232 | 6413.9942 | 1258 | 53 | 2 | 22 | 4047.619 | 0 | 238.0952 | 2000 | 128.2799 | 6413.9942 | 3446 | 2967.9942 | 1732 | 1732 | 1732 | 0 | 0 | 0 | 0
1233 | 6413.9942 | 1259 | 53 | 2 | 22 | 4047.619 | 0 | 238.0952 | 2000 | 128.2799 | 6413.9942 | 3446 | 2967.9942 | 1732 | 1732 | 1732 | 0 | 0 | 0 | 0
1234 | 6413.9942 | 1260 | 53 | 2 | 22 | 4047.619 | 0 | 238.0952 | 2000 | 128.2799 | 6413.9942 | 3446 | 2967.9942 | 1732 | 1732 | 1732 | 0 | 0 | 0 | 0
1235 | 6413.9942 | 1261 | 53 | 2 | 22 | 4047.619 | 0 | 238.0952 | 2000 | 128.2799 | 6413.9942 | 3446 | 2967.9942 | 1732 | 1732 | 1732 | 0 | 0 | 0 | 0
1236 | 6413.9942 | 1262 | 53 | 2 | 22 | 4047.619 | 0 | 238.0952 | 2000 | 128.2799 | 6413.9942 | 3446 | 2967.9942 | 1732 | 1732 | 1732 | 0 | 0 | 0 | 0
1237 | 6413.9942 | 1263 | 53 | 2 | 22 | 4047.619 | 0 | 238.0952 | 2000 | 128.2799 | 6413.9942 | 3446 | 2967.9942 | 1732 | 1732 | 1732 | 0 | 0 | 0 | 0
1238 | 6413.9942 | 1264 | 53 | 2 | 22 | 4047.619 | 0 | 238.0952 | 2000 | 128.2799 | 6413.9942 | 3446 | 2967.9942 | 1732 | 1732 | 1732 | 0 | 0 | 0 | 0
1239 | 6413.9942 | 1282 | 54 | 2 | 23 | 4047.619 | 0 | 238.0952 | 2000 | 128.2799 | 6413.9942 | 3446 | 2967.9942 | 1732 | 1732 | 1732 | 0 | 0 | 0 | 0
1240 | 6413.9942 | 1283 | 54 | 2 | 23 | 4047.619 | 0 | 238.0952 | 2000 | 128.2799 | 6413.9942 | 3446 | 2967.9942 | 1732 | 1732 | 1732 | 0 | 0 | 0 | 0
1241 | 6413.9942 | 1284 | 54 | 2 | 23 | 4047.619 | 0 | 238.0952 | 2000 | 128.2799 | 6413.9942 | 3446 | 2967.9942 | 1732 | 1732 | 1732 | 0 | 0 | 0 | 0
1242 | 6413.9942 | 1285 | 54 | 2 | 23 | 4047.619 | 0 | 238.0952 | 2000 | 128.2799 | 6413.9942 | 3446 | 2967.9942 | 1732 | 1732 | 1732 | 0 | 0 | 0 | 0
1243 | 6413.9942 | 1286 | 54 | 2 | 23 | 4047.619 | 0 | 238.0952 | 2000 | 128.2799 | 6413.9942 | 3446 | 2967.9942 | 1732 | 1732 | 1732 | 0 | 0 | 0 | 0
1244 | 6413.9942 | 1287 | 54 | 2 | 23 | 4047.619 | 0 | 238.0952 | 2000 | 128.2799 | 6413.9942 | 3446 | 2967.9942 | 1732 | 1732 | 1732 | 0 | 0 | 0 | 0
1245 | 6413.9942 | 1288 | 54 | 2 | 23 | 4047.619 | 0 | 238.0952 | 2000 | 128.2799 | 6413.9942 | 3446 | 2967.9942 | 1732 | 1732 | 1732 | 0 | 0 | 0 | 0
1246 | 6413.9942 | 1306 | 55 | 2 | 24 | 4047.619 | 0 | 238.0952 | 2000 | 128.2799 | 6413.9942 | 3446 | 2967.9942 | 1732 | 1732 | 1732 | 0 | 0 | 0 | 0
1247 | 6413.9942 | 1307 | 55 | 2 | 24 | 4047.619 | 0 | 238.0952 | 2000 | 128.2799 | 6413.9942 | 3446 | 2967.9942 | 1732 | 1732 | 1732 | 0 | 0 | 0 | 0
1248 | 6413.9942 | 1308 | 55 | 2 | 24 | 4047.619 | 0 | 238.0952 | 2000 | 128.2799 | 6413.9942 | 3446 | 2967.9942 | 1732 | 1732 | 1732 | 0 | 0 | 0 | 0
1249 | 6413.9942 | 1309 | 55 | 2 | 24 | 4047.619 | 0 | 238.0952 | 2000 | 128.2799 | 6413.9942 | 3446 | 2967.9942 | 1732 | 1732 | 1732 | 0 | 0 | 0 | 0
1250 | 6413.9942 | 1310 | 55 | 2 | 24 | 4047.619 | 0 | 238.0952 | 2000 | 128.2799 | 6413.9942 | 3446 | 2967.9942 | 1732 | 1732 | 1732 | 0 | 0 | 0 | 0
1251 | 6413.9942 | 1311 | 55 | 2 | 24 | 4047.619 | 0 | 238.0952 | 2000 | 128.2799 | 6413.9942 | 3446 | 2967.9942 | 1732 | 1732 | 1732 | 0 | 0 | 0 | 0
1252 | 6413.9942 | 1312 | 55 | 2 | 24 | 4047.619 | 0 | 238.0952 | 2000 | 128.2799 | 6413.9942 | 3446 | 2967.9942 | 1732 | 1732 | 1732 | 0 | 0 | 0 | 0
1253 | 6413.9942 | 1330 | 56 | 2 | 25 | 4047.619 | 0 | 238.0952 | 2000 | 128.2799 | 6413.9942 | 3446 | 2967.9942 | 1732 | 1732 | 1732 | 0 | 0 | 0 | 0
1254 | 6413.9942 | 1331 | 56 | 2 | 25 | 4047.619 | 0 | 238.0952 | 2000 | 128.2799 | 6413.9942 | 3446 | 2967.9942 | 1732 | 1732 | 1732 | 0 | 0 | 0 | 0
1255 | 6413.9942 | 1332 | 56 | 2 | 25 | 4047.619 | 0 | 238.0952 | 2000 | 128.2799 | 6413.9942 | 3446 | 2967.9942 | 1732 | 1732 | 1732 | 0 | 0 | 0 | 0
1256 | 6413.9942 | 1333 | 56 | 2 | 25 | 4047.619 | 0 | 238.0952 | 2000 | 128.2799 | 6413.9942 | 3446 | 2967.9942 | 1732 | 1732 | 1732 | 0 | 0 | 0 | 0
1257 | 6413.9942 | 1334 | 56 | 2 | 25 | 4047.619 | 0 | 238.0952 | 2000 | 128.2799 | 6413.9942 | 3446 | 2967.9942 | 1732 | 1732 | 1732 | 0 | 0 | 0 | 0
1258 | 6413.9942 | 1335 | 56 | 2 | 25 | 4047.619 | 0 | 238.0952 | 2000 | 128.2799 | 6413.9942 | 3446 | 2967.9942 | 1732 | 1732 | 1732 | 0 | 0 | 0 | 0
1259 | 6413.9942 | 1336 | 56 | 2 | 25 | 4047.619 | 0 | 238.0952 | 2000 | 128.2799 | 6413.9942 | 3446 | 2967.9942 | 1732 | 1732 | 1732 | 0 | 0 | 0 | 0
1260 | 6413.9942 | 1354 | 57 | 2 | 26 | 4047.619 | 0 | 238.0952 | 2000 | 128.2799 | 6413.9942 | 3446 | 2967.9942 | 1732 | 1732 | 1732 | 0 | 0 | 0 | 0
1261 | 6413.9942 | 1355 | 57 | 2 | 26 | 4047.619 | 0 | 238.0952 | 2000 | 128.2799 | 6413.9942 | 3446 | 2967.9942 | 1732 | 1732 | 1732 | 0 | 0 | 0 | 0
1262 | 6413.9942 | 1356 | 57 | 2 | 26 | 4047.619 | 0 | 238.0952 | 2000 | 128.2799 | 6413.9942 | 3446 | 2967.9942 | 1732 | 1732 | 1732 | 0 | 0 | 0 | 0
1263 | 6413.9942 | 1357 | 57 | 2 | 26 | 4047.619 | 0 | 238.0952 | 2000 | 128.2799 | 6413.9942 | 3446 | 2967.9942 | 1732 | 1732 | 1732 | 0 | 0 | 0 | 0
1264 | 6413.9942 | 1358 | 57 | 2 | 26 | 4047.619 | 0 | 238.0952 | 2000 | 128.2799 | 6413.9942 | 3446 | 2967.9942 | 1732 | 1732 | 1732 | 0 | 0 | 0 | 0
1265 | 6413.9942 | 1359 | 57 | 2 | 26 | 4047.619 | 0 | 238.0952 | 2000 | 128.2799 | 6413.9942 | 3446 | 2967.9942 | 1732 | 1732 | 1732 | 0 | 0 | 0 | 0
1266 | 6413.9942 | 1360 | 57 | 2 | 26 | 4047.619 | 0 | 238.0952 | 2000 | 128.2799 | 6413.9942 | 3446 | 2967.9942 | 1732 | 1732 | 1732 | 0 | 0 | 0 | 0
1267 | 6413.9942 | 1378 | 58 | 2 | 27 | 4047.619 | 0 | 238.0952 | 2000 | 128.2799 | 6413.9942 | 3446 | 2967.9942 | 1732 | 1732 | 1732 | 0 | 0 | 0 | 0
1268 | 6413.9942 | 1379 | 58 | 2 | 27 | 4047.619 | 0 | 238.0952 | 2000 | 128.2799 | 6413.9942 | 3446 | 2967.9942 | 1732 | 1732 | 1732 | 0 | 0 | 0 | 0
1269 | 6413.9942 | 1380 | 58 | 2 | 27 | 4047.619 | 0 | 238.0952 | 2000 | 128.2799 | 6413.9942 | 3446 | 2967.9942 | 1732 | 1732 | 1732 | 0 | 0 | 0 | 0
1270 | 6413.9942 | 1381 | 58 | 2 | 27 | 4047.619 | 0 | 238.0952 | 2000 | 128.2799 | 6413.9942 | 3446 | 2967.9942 | 1732 | 1732 | 1732 | 0 | 0 | 0 | 0
1271 | 6413.9942 | 1382 | 58 | 2 | 27 | 4047.619 | 0 | 238.0952 | 2000 | 128.2799 | 6413.9942 | 3446 | 2967.9942 | 1732 | 1732 | 1732 | 0 | 0 | 0 | 0
1272 | 6413.9942 | 1383 | 58 | 2 | 27 | 4047.619 | 0 | 238.0952 | 2000 | 128.2799 | 6413.9942 | 3446 | 2967.9942 | 1732 | 1732 | 1732 | 0 | 0 | 0 | 0
1273 | 6413.9942 | 1384 | 58 | 2 | 27 | 4047.619 | 0 | 238.0952 | 2000 | 128.2799 | 6413.9942 | 3446 | 2967.9942 | 1732 | 1732 | 1732 | 0 | 0 | 0 | 0
1274 | 6413.9942 | 1402 | 59 | 2 | 28 | 4047.619 | 0 | 238.0952 | 2000 | 128.2799 | 6413.9942 | 3446 | 2967.9942 | 1732 | 1732 | 1732 | 0 | 0 | 0 | 0
1275 | 6413.9942 | 1403 | 59 | 2 | 28 | 4047.619 | 0 | 238.0952 | 2000 | 128.2799 | 6413.9942 | 3446 | 2967.9942 | 1732 | 1732 | 1732 | 0 | 0 | 0 | 0
1276 | 6413.9942 | 1404 | 59 | 2 | 28 | 4047.619 | 0 | 238.0952 | 2000 | 128.2799 | 6413.9942 | 3446 | 2967.9942 | 1732 | 1732 | 1732 | 0 | 0 | 0 | 0
1277 | 6413.9942 | 1405 | 59 | 2 | 28 | 4047.619 | 0 | 238.0952 | 2000 | 128.2799 | 6413.9942 | 3446 | 2967.9942 | 1732 | 1732 | 1732 | 0 | 0 | 0 | 0
1278 | 6413.9942 | 1406 | 59 | 2 | 28 | 4047.619 | 0 | 238.0952 | 2000 | 128.2799 | 6413.9942 | 3446 | 2967.9942 | 1732 | 1732 | 1732 | 0 | 0 | 0 | 0
1279 | 6413.9942 | 1407 | 59 | 2 | 28 | 4047.619 | 0 | 238.0952 | 2000 | 128.2799 | 6413.9942 | 3446 | 2967.9942 | 1732 | 1732 | 1732 | 0 | 0 | 0 | 0
1280 | 6413.9942 | 1408 | 59 | 2 | 28 | 4047.619 | 0 | 238.0952 | 2000 | 128.2799 | 6413.9942 | 3446 | 2967.9942 | 1732 | 1732 | 1732 | 0 | 0 | 0 | 0
1281 | 6219.6307 | 10 | 1 | 1 | 1 | 4285.7143 | 0 | 238.0952 | 1571.4286 | 124.3926 | 6219.6307 | 3446 | 2773.6307 | 1732 | 1732 | 1732 | 0 | 0 | 0 | 0
1282 | 6219.6307 | 11 | 1 | 1 | 1 | 4285.7143 | 0 | 238.0952 | 1571.4286 | 124.3926 | 6219.6307 | 3446 | 2773.6307 | 1732 | 1732 | 1732 | 0 | 0 | 0 | 0
1283 | 6219.6307 | 12 | 1 | 1 | 1 | 4285.7143 | 0 | 238.0952 | 1571.4286 | 124.3926 | 6219.6307 | 3446 | 2773.6307 | 1732 | 1732 | 1732 | 0 | 0 | 0 | 0
1284 | 6219.6307 | 13 | 1 | 1 | 1 | 4285.7143 | 0 | 238.0952 | 1571.4286 | 124.3926 | 6219.6307 | 3446 | 2773.6307 | 1732 | 1732 | 1732 | 0 | 0 | 0 | 0
1285 | 6219.6307 | 14 | 1 | 1 | 1 | 4285.7143 | 0 | 238.0952 | 1571.4286 | 124.3926 | 6219.6307 | 3446 | 2773.6307 | 1732 | 1732 | 1732 | 0 | 0 | 0 | 0
1286 | 6219.6307 | 15 | 1 | 1 | 1 | 4285.7143 | 0 | 238.0952 | 1571.4286 | 124.3926 | 6219.6307 | 3446 | 2773.6307 | 1732 | 1732 | 1732 | 0 | 0 | 0 | 0
1287 | 6219.6307 | 16 | 1 | 1 | 1 | 4285.7143 | 0 | 238.0952 | 1571.4286 | 124.3926 | 6219.6307 | 3446 | 2773.6307 | 1732 | 1732 | 1732 | 0 | 0 | 0 | 0
1288 | 6219.6307 | 34 | 2 | 1 | 2 | 4285.7143 | 0 | 238.0952 | 1571.4286 | 124.3926 | 6219.6307 | 3446 | 2773.6307 | 1732 | 1732 | 1732 | 0 | 0 | 0 | 0
1289 | 6219.6307 | 35 | 2 | 1 | 2 | 4285.7143 | 0 | 238.0952 | 1571.4286 | 124.3926 | 6219.6307 | 3446 | 2773.6307 | 1732 | 1732 | 1732 | 0 | 0 | 0 | 0
1290 | 6219.6307 | 36 | 2 | 1 | 2 | 4285.7143 | 0 | 238.0952 | 1571.4286 | 124.3926 | 6219.6307 | 3446 | 2773.6307 | 1732 | 1732 | 1732 | 0 | 0 | 0 | 0
1291 | 6219.6307 | 37 | 2 | 1 | 2 | 4285.7143 | 0 | 238.0952 | 1571.4286 | 124.3926 | 6219.6307 | 3446 | 2773.6307 | 1732 | 1732 | 1732 | 0 | 0 | 0 | 0
1292 | 6219.6307 | 38 | 2 | 1 | 2 | 4285.7143 | 0 | 238.0952 | 1571.4286 | 124.3926 | 6219.6307 | 3446 | 2773.6307 | 1732 | 1732 | 1732 | 0 | 0 | 0 | 0
1293 | 6219.6307 | 39 | 2 | 1 | 2 | 4285.7143 | 0 | 238.0952 | 1571.4286 | 124.3926 | 6219.6307 | 3446 | 2773.6307 | 1732 | 1732 | 1732 | 0 | 0 | 0 | 0
1294 | 6219.6307 | 40 | 2 | 1 | 2 | 4285.7143 | 0 | 238.0952 | 1571.4286 | 124.3926 | 6219.6307 | 3446 | 2773.6307 | 1732 | 1732 | 1732 | 0 | 0 | 0 | 0
1295 | 6219.6307 | 58 | 3 | 1 | 3 | 4285.7143 | 0 | 238.0952 | 1571.4286 | 124.3926 | 6219.6307 | 3446 | 2773.6307 | 1732 | 1732 | 1732 | 0 | 0 | 0 | 0
1296 | 6219.6307 | 59 | 3 | 1 | 3 | 4285.7143 | 0 | 238.0952 | 1571.4286 | 124.3926 | 6219.6307 | 3446 | 2773.6307 | 1732 | 1732 | 1732 | 0 | 0 | 0 | 0
1297 | 6219.6307 | 60 | 3 | 1 | 3 | 4285.7143 | 0 | 238.0952 | 1571.4286 | 124.3926 | 6219.6307 | 3446 | 2773.6307 | 1732 | 1732 | 1732 | 0 | 0 | 0 | 0
1298 | 6219.6307 | 61 | 3 | 1 | 3 | 4285.7143 | 0 | 238.0952 | 1571.4286 | 124.3926 | 6219.6307 | 3446 | 2773.6307 | 1732 | 1732 | 1732 | 0 | 0 | 0 | 0
1299 | 6219.6307 | 62 | 3 | 1 | 3 | 4285.7143 | 0 | 238.0952 | 1571.4286 | 124.3926 | 6219.6307 | 3446 | 2773.6307 | 1732 | 1732 | 1732 | 0 | 0 | 0 | 0
1300 | 6219.6307 | 63 | 3 | 1 | 3 | 4285.7143 | 0 | 238.0952 | 1571.4286 | 124.3926 | 6219.6307 | 3446 | 2773.6307 | 1732 | 1732 | 1732 | 0 | 0 | 0 | 0
1301 | 6219.6307 | 64 | 3 | 1 | 3 | 4285.7143 | 0 | 238.0952 | 1571.4286 | 124.3926 | 6219.6307 | 3446 | 2773.6307 | 1732 | 1732 | 1732 | 0 | 0 | 0 | 0
1302 | 6219.6307 | 82 | 4 | 1 | 4 | 4285.7143 | 0 | 238.0952 | 1571.4286 | 124.3926 | 6219.6307 | 3446 | 2773.6307 | 1732 | 1732 | 1732 | 0 | 0 | 0 | 0
1303 | 6219.6307 | 83 | 4 | 1 | 4 | 4285.7143 | 0 | 238.0952 | 1571.4286 | 124.3926 | 6219.6307 | 3446 | 2773.6307 | 1732 | 1732 | 1732 | 0 | 0 | 0 | 0
1304 | 6219.6307 | 84 | 4 | 1 | 4 | 4285.7143 | 0 | 238.0952 | 1571.4286 | 124.3926 | 6219.6307 | 3446 | 2773.6307 | 1732 | 1732 | 1732 | 0 | 0 | 0 | 0
1305 | 6219.6307 | 85 | 4 | 1 | 4 | 4285.7143 | 0 | 238.0952 | 1571.4286 | 124.3926 | 6219.6307 | 3446 | 2773.6307 | 1732 | 1732 | 1732 | 0 | 0 | 0 | 0
1306 | 6219.6307 | 86 | 4 | 1 | 4 | 4285.7143 | 0 | 238.0952 | 1571.4286 | 124.3926 | 6219.6307 | 3446 | 2773.6307 | 1732 | 1732 | 1732 | 0 | 0 | 0 | 0
1307 | 6219.6307 | 87 | 4 | 1 | 4 | 4285.7143 | 0 | 238.0952 | 1571.4286 | 124.3926 | 6219.6307 | 3446 | 2773.6307 | 1732 | 1732 | 1732 | 0 | 0 | 0 | 0
1308 | 6219.6307 | 88 | 4 | 1 | 4 | 4285.7143 | 0 | 238.0952 | 1571.4286 | 124.3926 | 6219.6307 | 3446 | 2773.6307 | 1732 | 1732 | 1732 | 0 | 0 | 0 | 0
1309 | 6219.6307 | 106 | 5 | 1 | 5 | 4285.7143 | 0 | 238.0952 | 1571.4286 | 124.3926 | 6219.6307 | 3446 | 2773.6307 | 1732 | 1732 | 1732 | 0 | 0 | 0 | 0
1310 | 6219.6307 | 107 | 5 | 1 | 5 | 4285.7143 | 0 | 238.0952 | 1571.4286 | 124.3926 | 6219.6307 | 3446 | 2773.6307 | 1732 | 1732 | 1732 | 0 | 0 | 0 | 0
1311 | 6219.6307 | 108 | 5 | 1 | 5 | 4285.7143 | 0 | 238.0952 | 1571.4286 | 124.3926 | 6219.6307 | 3446 | 2773.6307 | 1732 | 1732 | 1732 | 0 | 0 | 0 | 0
1312 | 6219.6307 | 109 | 5 | 1 | 5 | 4285.7143 | 0 | 238.0952 | 1571.4286 | 124.3926 | 6219.6307 | 3446 | 2773.6307 | 1732 | 1732 | 1732 | 0 | 0 | 0 | 0
1313 | 6219.6307 | 110 | 5 | 1 | 5 | 4285.7143 | 0 | 238.0952 | 1571.4286 | 124.3926 | 6219.6307 | 3446 | 2773.6307 | 1732 | 1732 | 1732 | 0 | 0 | 0 | 0
1314 | 6219.6307 | 111 | 5 | 1 | 5 | 4285.7143 | 0 | 238.0952 | 1571.4286 | 124.3926 | 6219.6307 | 3446 | 2773.6307 | 1732 | 1732 | 1732 | 0 | 0 | 0 | 0
1315 | 6219.6307 | 112 | 5 | 1 | 5 | 4285.7143 | 0 | 238.0952 | 1571.4286 | 124.3926 | 6219.6307 | 3446 | 2773.6307 | 1732 | 1732 | 1732 | 0 | 0 | 0 | 0
1316 | 6219.6307 | 130 | 6 | 1 | 6 | 4285.7143 | 0 | 238.0952 | 1571.4286 | 124.3926 | 6219.6307 | 3446 | 2773.6307 | 1732 | 1732 | 1732 | 0 | 0 | 0 | 0
1317 | 6219.6307 | 131 | 6 | 1 | 6 | 4285.7143 | 0 | 238.0952 | 1571.4286 | 124.3926 | 6219.6307 | 3446 | 2773.6307 | 1732 | 1732 | 1732 | 0 | 0 | 0 | 0
1318 | 6219.6307 | 132 | 6 | 1 | 6 | 4285.7143 | 0 | 238.0952 | 1571.4286 | 124.3926 | 6219.6307 | 3446 | 2773.6307 | 1732 | 1732 | 1732 | 0 | 0 | 0 | 0
1319 | 6219.6307 | 133 | 6 | 1 | 6 | 4285.7143 | 0 | 238.0952 | 1571.4286 | 124.3926 | 6219.6307 | 3446 | 2773.6307 | 1732 | 1732 | 1732 | 0 | 0 | 0 | 0
1320 | 6219.6307 | 134 | 6 | 1 | 6 | 4285.7143 | 0 | 238.0952 | 1571.4286 | 124.3926 | 6219.6307 | 3446 | 2773.6307 | 1732 | 1732 | 1732 | 0 | 0 | 0 | 0
1321 | 6219.6307 | 135 | 6 | 1 | 6 | 4285.7143 | 0 | 238.0952 | 1571.4286 | 124.3926 | 6219.6307 | 3446 | 2773.6307 | 1732 | 1732 | 1732 | 0 | 0 | 0 | 0
1322 | 6219.6307 | 136 | 6 | 1 | 6 | 4285.7143 | 0 | 238.0952 | 1571.4286 | 124.3926 | 6219.6307 | 3446 | 2773.6307 | 1732 | 1732 | 1732 | 0 | 0 | 0 | 0
1323 | 6219.6307 | 154 | 7 | 1 | 7 | 4285.7143 | 0 | 238.0952 | 1571.4286 | 124.3926 | 6219.6307 | 3446 | 2773.6307 | 1732 | 1732 | 1732 | 0 | 0 | 0 | 0
1324 | 6219.6307 | 155 | 7 | 1 | 7 | 4285.7143 | 0 | 238.0952 | 1571.4286 | 124.3926 | 6219.6307 | 3446 | 2773.6307 | 1732 | 1732 | 1732 | 0 | 0 | 0 | 0
1325 | 6219.6307 | 156 | 7 | 1 | 7 | 4285.7143 | 0 | 238.0952 | 1571.4286 | 124.3926 | 6219.6307 | 3446 | 2773.6307 | 1732 | 1732 | 1732 | 0 | 0 | 0 | 0
1326 | 6219.6307 | 157 | 7 | 1 | 7 | 4285.7143 | 0 | 238.0952 | 1571.4286 | 124.3926 | 6219.6307 | 3446 | 2773.6307 | 1732 | 1732 | 1732 | 0 | 0 | 0 | 0
1327 | 6219.6307 | 158 | 7 | 1 | 7 | 4285.7143 | 0 | 238.0952 | 1571.4286 | 124.3926 | 6219.6307 | 3446 | 2773.6307 | 1732 | 1732 | 1732 | 0 | 0 | 0 | 0
1328 | 6219.6307 | 159 | 7 | 1 | 7 | 4285.7143 | 0 | 238.0952 | 1571.4286 | 124.3926 | 6219.6307 | 3446 | 2773.6307 | 1732 | 1732 | 1732 | 0 | 0 | 0 | 0
1329 | 6219.6307 | 160 | 7 | 1 | 7 | 4285.7143 | 0 | 238.0952 | 1571.4286 | 124.3926 | 6219.6307 | 3446 | 2773.6307 | 1732 | 1732 | 1732 | 0 | 0 | 0 | 0
1330 | 6219.6307 | 178 | 8 | 1 | 8 | 4285.7143 | 0 | 238.0952 | 1571.4286 | 124.3926 | 6219.6307 | 3446 | 2773.6307 | 1732 | 1732 | 1732 | 0 | 0 | 0 | 0
1331 | 6219.6307 | 179 | 8 | 1 | 8 | 4285.7143 | 0 | 238.0952 | 1571.4286 | 124.3926 | 6219.6307 | 3446 | 2773.6307 | 1732 | 1732 | 1732 | 0 | 0 | 0 | 0
1332 | 6219.6307 | 180 | 8 | 1 | 8 | 4285.7143 | 0 | 238.0952 | 1571.4286 | 124.3926 | 6219.6307 | 3446 | 2773.6307 | 1732 | 1732 | 1732 | 0 | 0 | 0 | 0
1333 | 6219.6307 | 181 | 8 | 1 | 8 | 4285.7143 | 0 | 238.0952 | 1571.4286 | 124.3926 | 6219.6307 | 3446 | 2773.6307 | 1732 | 1732 | 1732 | 0 | 0 | 0 | 0
1334 | 6219.6307 | 182 | 8 | 1 | 8 | 4285.7143 | 0 | 238.0952 | 1571.4286 | 124.3926 | 6219.6307 | 3446 | 2773.6307 | 1732 | 1732 | 1732 | 0 | 0 | 0 | 0
1335 | 6219.6307 | 183 | 8 | 1 | 8 | 4285.7143 | 0 | 238.0952 | 1571.4286 | 124.3926 | 6219.6307 | 3446 | 2773.6307 | 1732 | 1732 | 1732 | 0 | 0 | 0 | 0
1336 | 6219.6307 | 184 | 8 | 1 | 8 | 4285.7143 | 0 | 238.0952 | 1571.4286 | 124.3926 | 6219.6307 | 3446 | 2773.6307 | 1732 | 1732 | 1732 | 0 | 0 | 0 | 0
1337 | 6219.6307 | 202 | 9 | 1 | 9 | 4285.7143 | 0 | 238.0952 | 1571.4286 | 124.3926 | 6219.6307 | 3446 | 2773.6307 | 1732 | 1732 | 1732 | 0 | 0 | 0 | 0
1338 | 6219.6307 | 203 | 9 | 1 | 9 | 4285.7143 | 0 | 238.0952 | 1571.4286 | 124.3926 | 6219.6307 | 3446 | 2773.6307 | 1732 | 1732 | 1732 | 0 | 0 | 0 | 0
1339 | 6219.6307 | 204 | 9 | 1 | 9 | 4285.7143 | 0 | 238.0952 | 1571.4286 | 124.3926 | 6219.6307 | 3446 | 2773.6307 | 1732 | 1732 | 1732 | 0 | 0 | 0 | 0
1340 | 6219.6307 | 205 | 9 | 1 | 9 | 4285.7143 | 0 | 238.0952 | 1571.4286 | 124.3926 | 6219.6307 | 3446 | 2773.6307 | 1732 | 1732 | 1732 | 0 | 0 | 0 | 0
1341 | 6219.6307 | 206 | 9 | 1 | 9 | 4285.7143 | 0 | 238.0952 | 1571.4286 | 124.3926 | 6219.6307 | 3446 | 2773.6307 | 1732 | 1732 | 1732 | 0 | 0 | 0 | 0
1342 | 6219.6307 | 207 | 9 | 1 | 9 | 4285.7143 | 0 | 238.0952 | 1571.4286 | 124.3926 | 6219.6307 | 3446 | 2773.6307 | 1732 | 1732 | 1732 | 0 | 0 | 0 | 0
1343 | 6219.6307 | 208 | 9 | 1 | 9 | 4285.7143 | 0 | 238.0952 | 1571.4286 | 124.3926 | 6219.6307 | 3446 | 2773.6307 | 1732 | 1732 | 1732 | 0 | 0 | 0 | 0
1344 | 6219.6307 | 226 | 10 | 1 | 10 | 4285.7143 | 0 | 238.0952 | 1571.4286 | 124.3926 | 6219.6307 | 3446 | 2773.6307 | 1732 | 1732 | 1732 | 0 | 0 | 0 | 0
1345 | 6219.6307 | 227 | 10 | 1 | 10 | 4285.7143 | 0 | 238.0952 | 1571.4286 | 124.3926 | 6219.6307 | 3446 | 2773.6307 | 1732 | 1732 | 1732 | 0 | 0 | 0 | 0
1346 | 6219.6307 | 228 | 10 | 1 | 10 | 4285.7143 | 0 | 238.0952 | 1571.4286 | 124.3926 | 6219.6307 | 3446 | 2773.6307 | 1732 | 1732 | 1732 | 0 | 0 | 0 | 0
1347 | 6219.6307 | 229 | 10 | 1 | 10 | 4285.7143 | 0 | 238.0952 | 1571.4286 | 124.3926 | 6219.6307 | 3446 | 2773.6307 | 1732 | 1732 | 1732 | 0 | 0 | 0 | 0
1348 | 6219.6307 | 230 | 10 | 1 | 10 | 4285.7143 | 0 | 238.0952 | 1571.4286 | 124.3926 | 6219.6307 | 3446 | 2773.6307 | 1732 | 1732 | 1732 | 0 | 0 | 0 | 0
1349 | 6219.6307 | 231 | 10 | 1 | 10 | 4285.7143 | 0 | 238.0952 | 1571.4286 | 124.3926 | 6219.6307 | 3446 | 2773.6307 | 1732 | 1732 | 1732 | 0 | 0 | 0 | 0
1350 | 6219.6307 | 232 | 10 | 1 | 10 | 4285.7143 | 0 | 238.0952 | 1571.4286 | 124.3926 | 6219.6307 | 3446 | 2773.6307 | 1732 | 1732 | 1732 | 0 | 0 | 0 | 0
1351 | 6219.6307 | 250 | 11 | 1 | 11 | 4285.7143 | 0 | 238.0952 | 1571.4286 | 124.3926 | 6219.6307 | 3446 | 2773.6307 | 1732 | 1732 | 1732 | 0 | 0 | 0 | 0
1352 | 6219.6307 | 251 | 11 | 1 | 11 | 4285.7143 | 0 | 238.0952 | 1571.4286 | 124.3926 | 6219.6307 | 3446 | 2773.6307 | 1732 | 1732 | 1732 | 0 | 0 | 0 | 0
1353 | 6219.6307 | 252 | 11 | 1 | 11 | 4285.7143 | 0 | 238.0952 | 1571.4286 | 124.3926 | 6219.6307 | 3446 | 2773.6307 | 1732 | 1732 | 1732 | 0 | 0 | 0 | 0
1354 | 6219.6307 | 253 | 11 | 1 | 11 | 4285.7143 | 0 | 238.0952 | 1571.4286 | 124.3926 | 6219.6307 | 3446 | 2773.6307 | 1732 | 1732 | 1732 | 0 | 0 | 0 | 0
1355 | 6219.6307 | 254 | 11 | 1 | 11 | 4285.7143 | 0 | 238.0952 | 1571.4286 | 124.3926 | 6219.6307 | 3446 | 2773.6307 | 1732 | 1732 | 1732 | 0 | 0 | 0 | 0
1356 | 6219.6307 | 255 | 11 | 1 | 11 | 4285.7143 | 0 | 238.0952 | 1571.4286 | 124.3926 | 6219.6307 | 3446 | 2773.6307 | 1732 | 1732 | 1732 | 0 | 0 | 0 | 0
1357 | 6219.6307 | 256 | 11 | 1 | 11 | 4285.7143 | 0 | 238.0952 | 1571.4286 | 124.3926 | 6219.6307 | 3446 | 2773.6307 | 1732 | 1732 | 1732 | 0 | 0 | 0 | 0
1358 | 6219.6307 | 274 | 12 | 1 | 12 | 4285.7143 | 0 | 238.0952 | 1571.4286 | 124.3926 | 6219.6307 | 3446 | 2773.6307 | 1732 | 1732 | 1732 | 0 | 0 | 0 | 0
1359 | 6219.6307 | 275 | 12 | 1 | 12 | 4285.7143 | 0 | 238.0952 | 1571.4286 | 124.3926 | 6219.6307 | 3446 | 2773.6307 | 1732 | 1732 | 1732 | 0 | 0 | 0 | 0
1360 | 6219.6307 | 276 | 12 | 1 | 12 | 4285.7143 | 0 | 238.0952 | 1571.4286 | 124.3926 | 6219.6307 | 3446 | 2773.6307 | 1732 | 1732 | 1732 | 0 | 0 | 0 | 0
1361 | 6219.6307 | 277 | 12 | 1 | 12 | 4285.7143 | 0 | 238.0952 | 1571.4286 | 124.3926 | 6219.6307 | 3446 | 2773.6307 | 1732 | 1732 | 1732 | 0 | 0 | 0 | 0
1362 | 6219.6307 | 278 | 12 | 1 | 12 | 4285.7143 | 0 | 238.0952 | 1571.4286 | 124.3926 | 6219.6307 | 3446 | 2773.6307 | 1732 | 1732 | 1732 | 0 | 0 | 0 | 0
1363 | 6219.6307 | 279 | 12 | 1 | 12 | 4285.7143 | 0 | 238.0952 | 1571.4286 | 124.3926 | 6219.6307 | 3446 | 2773.6307 | 1732 | 1732 | 1732 | 0 | 0 | 0 | 0
1364 | 6219.6307 | 280 | 12 | 1 | 12 | 4285.7143 | 0 | 238.0952 | 1571.4286 | 124.3926 | 6219.6307 | 3446 | 2773.6307 | 1732 | 1732 | 1732 | 0 | 0 | 0 | 0
1365 | 6219.6307 | 298 | 13 | 1 | 13 | 4285.7143 | 0 | 238.0952 | 1571.4286 | 124.3926 | 6219.6307 | 3446 | 2773.6307 | 1732 | 1732 | 1732 | 0 | 0 | 0 | 0
1366 | 6219.6307 | 299 | 13 | 1 | 13 | 4285.7143 | 0 | 238.0952 | 1571.4286 | 124.3926 | 6219.6307 | 3446 | 2773.6307 | 1732 | 1732 | 1732 | 0 | 0 | 0 | 0
1367 | 6219.6307 | 300 | 13 | 1 | 13 | 4285.7143 | 0 | 238.0952 | 1571.4286 | 124.3926 | 6219.6307 | 3446 | 2773.6307 | 1732 | 1732 | 1732 | 0 | 0 | 0 | 0
1368 | 6219.6307 | 301 | 13 | 1 | 13 | 4285.7143 | 0 | 238.0952 | 1571.4286 | 124.3926 | 6219.6307 | 3446 | 2773.6307 | 1732 | 1732 | 1732 | 0 | 0 | 0 | 0
1369 | 6219.6307 | 302 | 13 | 1 | 13 | 4285.7143 | 0 | 238.0952 | 1571.4286 | 124.3926 | 6219.6307 | 3446 | 2773.6307 | 1732 | 1732 | 1732 | 0 | 0 | 0 | 0
1370 | 6219.6307 | 303 | 13 | 1 | 13 | 4285.7143 | 0 | 238.0952 | 1571.4286 | 124.3926 | 6219.6307 | 3446 | 2773.6307 | 1732 | 1732 | 1732 | 0 | 0 | 0 | 0
1371 | 6219.6307 | 304 | 13 | 1 | 13 | 4285.7143 | 0 | 238.0952 | 1571.4286 | 124.3926 | 6219.6307 | 3446 | 2773.6307 | 1732 | 1732 | 1732 | 0 | 0 | 0 | 0
1372 | 6219.6307 | 322 | 14 | 1 | 14 | 4285.7143 | 0 | 238.0952 | 1571.4286 | 124.3926 | 6219.6307 | 3446 | 2773.6307 | 1732 | 1732 | 1732 | 0 | 0 | 0 | 0
1373 | 6219.6307 | 323 | 14 | 1 | 14 | 4285.7143 | 0 | 238.0952 | 1571.4286 | 124.3926 | 6219.6307 | 3446 | 2773.6307 | 1732 | 1732 | 1732 | 0 | 0 | 0 | 0
1374 | 6219.6307 | 324 | 14 | 1 | 14 | 4285.7143 | 0 | 238.0952 | 1571.4286 | 124.3926 | 6219.6307 | 3446 | 2773.6307 | 1732 | 1732 | 1732 | 0 | 0 | 0 | 0
1375 | 6219.6307 | 325 | 14 | 1 | 14 | 4285.7143 | 0 | 238.0952 | 1571.4286 | 124.3926 | 6219.6307 | 3446 | 2773.6307 | 1732 | 1732 | 1732 | 0 | 0 | 0 | 0
1376 | 6219.6307 | 326 | 14 | 1 | 14 | 4285.7143 | 0 | 238.0952 | 1571.4286 | 124.3926 | 6219.6307 | 3446 | 2773.6307 | 1732 | 1732 | 1732 | 0 | 0 | 0 | 0
1377 | 6219.6307 | 327 | 14 | 1 | 14 | 4285.7143 | 0 | 238.0952 | 1571.4286 | 124.3926 | 6219.6307 | 3446 | 2773.6307 | 1732 | 1732 | 1732 | 0 | 0 | 0 | 0
1378 | 6219.6307 | 328 | 14 | 1 | 14 | 4285.7143 | 0 | 238.0952 | 1571.4286 | 124.3926 | 6219.6307 | 3446 | 2773.6307 | 1732 | 1732 | 1732 | 0 | 0 | 0 | 0
1379 | 6219.6307 | 346 | 15 | 1 | 15 | 4285.7143 | 0 | 238.0952 | 1571.4286 | 124.3926 | 6219.6307 | 3446 | 2773.6307 | 1732 | 1732 | 1732 | 0 | 0 | 0 | 0
1380 | 6219.6307 | 347 | 15 | 1 | 15 | 4285.7143 | 0 | 238.0952 | 1571.4286 | 124.3926 | 6219.6307 | 3446 | 2773.6307 | 1732 | 1732 | 1732 | 0 | 0 | 0 | 0
1381 | 6219.6307 | 348 | 15 | 1 | 15 | 4285.7143 | 0 | 238.0952 | 1571.4286 | 124.3926 | 6219.6307 | 3446 | 2773.6307 | 1732 | 1732 | 1732 | 0 | 0 | 0 | 0
1382 | 6219.6307 | 349 | 15 | 1 | 15 | 4285.7143 | 0 | 238.0952 | 1571.4286 | 124.3926 | 6219.6307 | 3446 | 2773.6307 | 1732 | 1732 | 1732 | 0 | 0 | 0 | 0
1383 | 6219.6307 | 350 | 15 | 1 | 15 | 4285.7143 | 0 | 238.0952 | 1571.4286 | 124.3926 | 6219.6307 | 3446 | 2773.6307 | 1732 | 1732 | 1732 | 0 | 0 | 0 | 0
1384 | 6219.6307 | 351 | 15 | 1 | 15 | 4285.7143 | 0 | 238.0952 | 1571.4286 | 124.3926 | 6219.6307 | 3446 | 2773.6307 | 1732 | 1732 | 1732 | 0 | 0 | 0 | 0
1385 | 6219.6307 | 352 | 15 | 1 | 15 | 4285.7143 | 0 | 238.0952 | 1571.4286 | 124.3926 | 6219.6307 | 3446 | 2773.6307 | 1732 | 1732 | 1732 | 0 | 0 | 0 | 0
1386 | 6219.6307 | 370 | 16 | 1 | 16 | 4285.7143 | 0 | 238.0952 | 1571.4286 | 124.3926 | 6219.6307 | 3446 | 2773.6307 | 1732 | 1732 | 1732 | 0 | 0 | 0 | 0
1387 | 6219.6307 | 371 | 16 | 1 | 16 | 4285.7143 | 0 | 238.0952 | 1571.4286 | 124.3926 | 6219.6307 | 3446 | 2773.6307 | 1732 | 1732 | 1732 | 0 | 0 | 0 | 0
1388 | 6219.6307 | 372 | 16 | 1 | 16 | 4285.7143 | 0 | 238.0952 | 1571.4286 | 124.3926 | 6219.6307 | 3446 | 2773.6307 | 1732 | 1732 | 1732 | 0 | 0 | 0 | 0
1389 | 6219.6307 | 373 | 16 | 1 | 16 | 4285.7143 | 0 | 238.0952 | 1571.4286 | 124.3926 | 6219.6307 | 3446 | 2773.6307 | 1732 | 1732 | 1732 | 0 | 0 | 0 | 0
1390 | 6219.6307 | 374 | 16 | 1 | 16 | 4285.7143 | 0 | 238.0952 | 1571.4286 | 124.3926 | 6219.6307 | 3446 | 2773.6307 | 1732 | 1732 | 1732 | 0 | 0 | 0 | 0
1391 | 6219.6307 | 375 | 16 | 1 | 16 | 4285.7143 | 0 | 238.0952 | 1571.4286 | 124.3926 | 6219.6307 | 3446 | 2773.6307 | 1732 | 1732 | 1732 | 0 | 0 | 0 | 0
1392 | 6219.6307 | 376 | 16 | 1 | 16 | 4285.7143 | 0 | 238.0952 | 1571.4286 | 124.3926 | 6219.6307 | 3446 | 2773.6307 | 1732 | 1732 | 1732 | 0 | 0 | 0 | 0
1393 | 6219.6307 | 394 | 17 | 1 | 17 | 4285.7143 | 0 | 238.0952 | 1571.4286 | 124.3926 | 6219.6307 | 3446 | 2773.6307 | 1732 | 1732 | 1732 | 0 | 0 | 0 | 0
1394 | 6219.6307 | 395 | 17 | 1 | 17 | 4285.7143 | 0 | 238.0952 | 1571.4286 | 124.3926 | 6219.6307 | 3446 | 2773.6307 | 1732 | 1732 | 1732 | 0 | 0 | 0 | 0
1395 | 6219.6307 | 396 | 17 | 1 | 17 | 4285.7143 | 0 | 238.0952 | 1571.4286 | 124.3926 | 6219.6307 | 3446 | 2773.6307 | 1732 | 1732 | 1732 | 0 | 0 | 0 | 0
1396 | 6219.6307 | 397 | 17 | 1 | 17 | 4285.7143 | 0 | 238.0952 | 1571.4286 | 124.3926 | 6219.6307 | 3446 | 2773.6307 | 1732 | 1732 | 1732 | 0 | 0 | 0 | 0
1397 | 6219.6307 | 398 | 17 | 1 | 17 | 4285.7143 | 0 | 238.0952 | 1571.4286 | 124.3926 | 6219.6307 | 3446 | 2773.6307 | 1732 | 1732 | 1732 | 0 | 0 | 0 | 0
1398 | 6219.6307 | 399 | 17 | 1 | 17 | 4285.7143 | 0 | 238.0952 | 1571.4286 | 124.3926 | 6219.6307 | 3446 | 2773.6307 | 1732 | 1732 | 1732 | 0 | 0 | 0 | 0
1399 | 6219.6307 | 400 | 17 | 1 | 17 | 4285.7143 | 0 | 238.0952 | 1571.4286 | 124.3926 | 6219.6307 | 3446 | 2773.6307 | 1732 | 1732 | 1732 | 0 | 0 | 0 | 0
1400 | 6219.6307 | 418 | 18 | 1 | 18 | 4285.7143 | 0 | 238.0952 | 1571.4286 | 124.3926 | 6219.6307 | 3446 | 2773.6307 | 1732 | 1732 | 1732 | 0 | 0 | 0 | 0
1401 | 6219.6307 | 419 | 18 | 1 | 18 | 4285.7143 | 0 | 238.0952 | 1571.4286 | 124.3926 | 6219.6307 | 3446 | 2773.6307 | 1732 | 1732 | 1732 | 0 | 0 | 0 | 0
1402 | 6219.6307 | 420 | 18 | 1 | 18 | 4285.7143 | 0 | 238.0952 | 1571.4286 | 124.3926 | 6219.6307 | 3446 | 2773.6307 | 1732 | 1732 | 1732 | 0 | 0 | 0 | 0
1403 | 6219.6307 | 421 | 18 | 1 | 18 | 4285.7143 | 0 | 238.0952 | 1571.4286 | 124.3926 | 6219.6307 | 3446 | 2773.6307 | 1732 | 1732 | 1732 | 0 | 0 | 0 | 0
1404 | 6219.6307 | 422 | 18 | 1 | 18 | 4285.7143 | 0 | 238.0952 | 1571.4286 | 124.3926 | 6219.6307 | 3446 | 2773.6307 | 1732 | 1732 | 1732 | 0 | 0 | 0 | 0
1405 | 6219.6307 | 423 | 18 | 1 | 18 | 4285.7143 | 0 | 238.0952 | 1571.4286 | 124.3926 | 6219.6307 | 3446 | 2773.6307 | 1732 | 1732 | 1732 | 0 | 0 | 0 | 0
1406 | 6219.6307 | 424 | 18 | 1 | 18 | 4285.7143 | 0 | 238.0952 | 1571.4286 | 124.3926 | 6219.6307 | 3446 | 2773.6307 | 1732 | 1732 | 1732 | 0 | 0 | 0 | 0
1407 | 6219.6307 | 442 | 19 | 1 | 19 | 4285.7143 | 0 | 238.0952 | 1571.4286 | 124.3926 | 6219.6307 | 3446 | 2773.6307 | 1732 | 1732 | 1732 | 0 | 0 | 0 | 0
1408 | 6219.6307 | 443 | 19 | 1 | 19 | 4285.7143 | 0 | 238.0952 | 1571.4286 | 124.3926 | 6219.6307 | 3446 | 2773.6307 | 1732 | 1732 | 1732 | 0 | 0 | 0 | 0
1409 | 6219.6307 | 444 | 19 | 1 | 19 | 4285.7143 | 0 | 238.0952 | 1571.4286 | 124.3926 | 6219.6307 | 3446 | 2773.6307 | 1732 | 1732 | 1732 | 0 | 0 | 0 | 0
1410 | 6219.6307 | 445 | 19 | 1 | 19 | 4285.7143 | 0 | 238.0952 | 1571.4286 | 124.3926 | 6219.6307 | 3446 | 2773.6307 | 1732 | 1732 | 1732 | 0 | 0 | 0 | 0
1411 | 6219.6307 | 446 | 19 | 1 | 19 | 4285.7143 | 0 | 238.0952 | 1571.4286 | 124.3926 | 6219.6307 | 3446 | 2773.6307 | 1732 | 1732 | 1732 | 0 | 0 | 0 | 0
1412 | 6219.6307 | 447 | 19 | 1 | 19 | 4285.7143 | 0 | 238.0952 | 1571.4286 | 124.3926 | 6219.6307 | 3446 | 2773.6307 | 1732 | 1732 | 1732 | 0 | 0 | 0 | 0
1413 | 6219.6307 | 448 | 19 | 1 | 19 | 4285.7143 | 0 | 238.0952 | 1571.4286 | 124.3926 | 6219.6307 | 3446 | 2773.6307 | 1732 | 1732 | 1732 | 0 | 0 | 0 | 0
1414 | 6219.6307 | 466 | 20 | 1 | 20 | 4285.7143 | 0 | 238.0952 | 1571.4286 | 124.3926 | 6219.6307 | 3446 | 2773.6307 | 1732 | 1732 | 1732 | 0 | 0 | 0 | 0
1415 | 6219.6307 | 467 | 20 | 1 | 20 | 4285.7143 | 0 | 238.0952 | 1571.4286 | 124.3926 | 6219.6307 | 3446 | 2773.6307 | 1732 | 1732 | 1732 | 0 | 0 | 0 | 0
1416 | 6219.6307 | 468 | 20 | 1 | 20 | 4285.7143 | 0 | 238.0952 | 1571.4286 | 124.3926 | 6219.6307 | 3446 | 2773.6307 | 1732 | 1732 | 1732 | 0 | 0 | 0 | 0
1417 | 6219.6307 | 469 | 20 | 1 | 20 | 4285.7143 | 0 | 238.0952 | 1571.4286 | 124.3926 | 6219.6307 | 3446 | 2773.6307 | 1732 | 1732 | 1732 | 0 | 0 | 0 | 0
1418 | 6219.6307 | 470 | 20 | 1 | 20 | 4285.7143 | 0 | 238.0952 | 1571.4286 | 124.3926 | 6219.6307 | 3446 | 2773.6307 | 1732 | 1732 | 1732 | 0 | 0 | 0 | 0
1419 | 6219.6307 | 471 | 20 | 1 | 20 | 4285.7143 | 0 | 238.0952 | 1571.4286 | 124.3926 | 6219.6307 | 3446 | 2773.6307 | 1732 | 1732 | 1732 | 0 | 0 | 0 | 0
1420 | 6219.6307 | 472 | 20 | 1 | 20 | 4285.7143 | 0 | 238.0952 | 1571.4286 | 124.3926 | 6219.6307 | 3446 | 2773.6307 | 1732 | 1732 | 1732 | 0 | 0 | 0 | 0
1421 | 6219.6307 | 490 | 21 | 1 | 21 | 4285.7143 | 0 | 238.0952 | 1571.4286 | 124.3926 | 6219.6307 | 3446 | 2773.6307 | 1732 | 1732 | 1732 | 0 | 0 | 0 | 0
1422 | 6219.6307 | 491 | 21 | 1 | 21 | 4285.7143 | 0 | 238.0952 | 1571.4286 | 124.3926 | 6219.6307 | 3446 | 2773.6307 | 1732 | 1732 | 1732 | 0 | 0 | 0 | 0
1423 | 6219.6307 | 492 | 21 | 1 | 21 | 4285.7143 | 0 | 238.0952 | 1571.4286 | 124.3926 | 6219.6307 | 3446 | 2773.6307 | 1732 | 1732 | 1732 | 0 | 0 | 0 | 0
1424 | 6219.6307 | 493 | 21 | 1 | 21 | 4285.7143 | 0 | 238.0952 | 1571.4286 | 124.3926 | 6219.6307 | 3446 | 2773.6307 | 1732 | 1732 | 1732 | 0 | 0 | 0 | 0
1425 | 6219.6307 | 494 | 21 | 1 | 21 | 4285.7143 | 0 | 238.0952 | 1571.4286 | 124.3926 | 6219.6307 | 3446 | 2773.6307 | 1732 | 1732 | 1732 | 0 | 0 | 0 | 0
1426 | 6219.6307 | 495 | 21 | 1 | 21 | 4285.7143 | 0 | 238.0952 | 1571.4286 | 124.3926 | 6219.6307 | 3446 | 2773.6307 | 1732 | 1732 | 1732 | 0 | 0 | 0 | 0
1427 | 6219.6307 | 496 | 21 | 1 | 21 | 4285.7143 | 0 | 238.0952 | 1571.4286 | 124.3926 | 6219.6307 | 3446 | 2773.6307 | 1732 | 1732 | 1732 | 0 | 0 | 0 | 0
1428 | 6219.6307 | 514 | 22 | 1 | 22 | 4285.7143 | 0 | 238.0952 | 1571.4286 | 124.3926 | 6219.6307 | 3446 | 2773.6307 | 1732 | 1732 | 1732 | 0 | 0 | 0 | 0
1429 | 6219.6307 | 515 | 22 | 1 | 22 | 4285.7143 | 0 | 238.0952 | 1571.4286 | 124.3926 | 6219.6307 | 3446 | 2773.6307 | 1732 | 1732 | 1732 | 0 | 0 | 0 | 0
1430 | 6219.6307 | 516 | 22 | 1 | 22 | 4285.7143 | 0 | 238.0952 | 1571.4286 | 124.3926 | 6219.6307 | 3446 | 2773.6307 | 1732 | 1732 | 1732 | 0 | 0 | 0 | 0
1431 | 6219.6307 | 517 | 22 | 1 | 22 | 4285.7143 | 0 | 238.0952 | 1571.4286 | 124.3926 | 6219.6307 | 3446 | 2773.6307 | 1732 | 1732 | 1732 | 0 | 0 | 0 | 0
1432 | 6219.6307 | 518 | 22 | 1 | 22 | 4285.7143 | 0 | 238.0952 | 1571.4286 | 124.3926 | 6219.6307 | 3446 | 2773.6307 | 1732 | 1732 | 1732 | 0 | 0 | 0 | 0
1433 | 6219.6307 | 519 | 22 | 1 | 22 | 4285.7143 | 0 | 238.0952 | 1571.4286 | 124.3926 | 6219.6307 | 3446 | 2773.6307 | 1732 | 1732 | 1732 | 0 | 0 | 0 | 0
1434 | 6219.6307 | 520 | 22 | 1 | 22 | 4285.7143 | 0 | 238.0952 | 1571.4286 | 124.3926 | 6219.6307 | 3446 | 2773.6307 | 1732 | 1732 | 1732 | 0 | 0 | 0 | 0
1435 | 6219.6307 | 538 | 23 | 1 | 23 | 4285.7143 | 0 | 238.0952 | 1571.4286 | 124.3926 | 6219.6307 | 3446 | 2773.6307 | 1732 | 1732 | 1732 | 0 | 0 | 0 | 0
1436 | 6219.6307 | 539 | 23 | 1 | 23 | 4285.7143 | 0 | 238.0952 | 1571.4286 | 124.3926 | 6219.6307 | 3446 | 2773.6307 | 1732 | 1732 | 1732 | 0 | 0 | 0 | 0
1437 | 6219.6307 | 540 | 23 | 1 | 23 | 4285.7143 | 0 | 238.0952 | 1571.4286 | 124.3926 | 6219.6307 | 3446 | 2773.6307 | 1732 | 1732 | 1732 | 0 | 0 | 0 | 0
1438 | 6219.6307 | 541 | 23 | 1 | 23 | 4285.7143 | 0 | 238.0952 | 1571.4286 | 124.3926 | 6219.6307 | 3446 | 2773.6307 | 1732 | 1732 | 1732 | 0 | 0 | 0 | 0
1439 | 6219.6307 | 542 | 23 | 1 | 23 | 4285.7143 | 0 | 238.0952 | 1571.4286 | 124.3926 | 6219.6307 | 3446 | 2773.6307 | 1732 | 1732 | 1732 | 0 | 0 | 0 | 0
1440 | 6219.6307 | 543 | 23 | 1 | 23 | 4285.7143 | 0 | 238.0952 | 1571.4286 | 124.3926 | 6219.6307 | 3446 | 2773.6307 | 1732 | 1732 | 1732 | 0 | 0 | 0 | 0
1441 | 6219.6307 | 544 | 23 | 1 | 23 | 4285.7143 | 0 | 238.0952 | 1571.4286 | 124.3926 | 6219.6307 | 3446 | 2773.6307 | 1732 | 1732 | 1732 | 0 | 0 | 0 | 0
1442 | 6219.6307 | 562 | 24 | 1 | 24 | 4285.7143 | 0 | 238.0952 | 1571.4286 | 124.3926 | 6219.6307 | 3446 | 2773.6307 | 1732 | 1732 | 1732 | 0 | 0 | 0 | 0
1443 | 6219.6307 | 563 | 24 | 1 | 24 | 4285.7143 | 0 | 238.0952 | 1571.4286 | 124.3926 | 6219.6307 | 3446 | 2773.6307 | 1732 | 1732 | 1732 | 0 | 0 | 0 | 0
1444 | 6219.6307 | 564 | 24 | 1 | 24 | 4285.7143 | 0 | 238.0952 | 1571.4286 | 124.3926 | 6219.6307 | 3446 | 2773.6307 | 1732 | 1732 | 1732 | 0 | 0 | 0 | 0
1445 | 6219.6307 | 565 | 24 | 1 | 24 | 4285.7143 | 0 | 238.0952 | 1571.4286 | 124.3926 | 6219.6307 | 3446 | 2773.6307 | 1732 | 1732 | 1732 | 0 | 0 | 0 | 0
1446 | 6219.6307 | 566 | 24 | 1 | 24 | 4285.7143 | 0 | 238.0952 | 1571.4286 | 124.3926 | 6219.6307 | 3446 | 2773.6307 | 1732 | 1732 | 1732 | 0 | 0 | 0 | 0
1447 | 6219.6307 | 567 | 24 | 1 | 24 | 4285.7143 | 0 | 238.0952 | 1571.4286 | 124.3926 | 6219.6307 | 3446 | 2773.6307 | 1732 | 1732 | 1732 | 0 | 0 | 0 | 0
1448 | 6219.6307 | 568 | 24 | 1 | 24 | 4285.7143 | 0 | 238.0952 | 1571.4286 | 124.3926 | 6219.6307 | 3446 | 2773.6307 | 1732 | 1732 | 1732 | 0 | 0 | 0 | 0
1449 | 6219.6307 | 586 | 25 | 1 | 25 | 4285.7143 | 0 | 238.0952 | 1571.4286 | 124.3926 | 6219.6307 | 3446 | 2773.6307 | 1732 | 1732 | 1732 | 0 | 0 | 0 | 0
1450 | 6219.6307 | 587 | 25 | 1 | 25 | 4285.7143 | 0 | 238.0952 | 1571.4286 | 124.3926 | 6219.6307 | 3446 | 2773.6307 | 1732 | 1732 | 1732 | 0 | 0 | 0 | 0
1451 | 6219.6307 | 588 | 25 | 1 | 25 | 4285.7143 | 0 | 238.0952 | 1571.4286 | 124.3926 | 6219.6307 | 3446 | 2773.6307 | 1732 | 1732 | 1732 | 0 | 0 | 0 | 0
1452 | 6219.6307 | 589 | 25 | 1 | 25 | 4285.7143 | 0 | 238.0952 | 1571.4286 | 124.3926 | 6219.6307 | 3446 | 2773.6307 | 1732 | 1732 | 1732 | 0 | 0 | 0 | 0
1453 | 6219.6307 | 590 | 25 | 1 | 25 | 4285.7143 | 0 | 238.0952 | 1571.4286 | 124.3926 | 6219.6307 | 3446 | 2773.6307 | 1732 | 1732 | 1732 | 0 | 0 | 0 | 0
1454 | 6219.6307 | 591 | 25 | 1 | 25 | 4285.7143 | 0 | 238.0952 | 1571.4286 | 124.3926 | 6219.6307 | 3446 | 2773.6307 | 1732 | 1732 | 1732 | 0 | 0 | 0 | 0
1455 | 6219.6307 | 592 | 25 | 1 | 25 | 4285.7143 | 0 | 238.0952 | 1571.4286 | 124.3926 | 6219.6307 | 3446 | 2773.6307 | 1732 | 1732 | 1732 | 0 | 0 | 0 | 0
1456 | 6219.6307 | 610 | 26 | 1 | 26 | 4285.7143 | 0 | 238.0952 | 1571.4286 | 124.3926 | 6219.6307 | 3446 | 2773.6307 | 1732 | 1732 | 1732 | 0 | 0 | 0 | 0
1457 | 6219.6307 | 611 | 26 | 1 | 26 | 4285.7143 | 0 | 238.0952 | 1571.4286 | 124.3926 | 6219.6307 | 3446 | 2773.6307 | 1732 | 1732 | 1732 | 0 | 0 | 0 | 0
1458 | 6219.6307 | 612 | 26 | 1 | 26 | 4285.7143 | 0 | 238.0952 | 1571.4286 | 124.3926 | 6219.6307 | 3446 | 2773.6307 | 1732 | 1732 | 1732 | 0 | 0 | 0 | 0
1459 | 6219.6307 | 613 | 26 | 1 | 26 | 4285.7143 | 0 | 238.0952 | 1571.4286 | 124.3926 | 6219.6307 | 3446 | 2773.6307 | 1732 | 1732 | 1732 | 0 | 0 | 0 | 0
1460 | 6219.6307 | 614 | 26 | 1 | 26 | 4285.7143 | 0 | 238.0952 | 1571.4286 | 124.3926 | 6219.6307 | 3446 | 2773.6307 | 1732 | 1732 | 1732 | 0 | 0 | 0 | 0
1461 | 6219.6307 | 615 | 26 | 1 | 26 | 4285.7143 | 0 | 238.0952 | 1571.4286 | 124.3926 | 6219.6307 | 3446 | 2773.6307 | 1732 | 1732 | 1732 | 0 | 0 | 0 | 0
1462 | 6219.6307 | 616 | 26 | 1 | 26 | 4285.7143 | 0 | 238.0952 | 1571.4286 | 124.3926 | 6219.6307 | 3446 | 2773.6307 | 1732 | 1732 | 1732 | 0 | 0 | 0 | 0
1463 | 6219.6307 | 634 | 27 | 1 | 27 | 4285.7143 | 0 | 238.0952 | 1571.4286 | 124.3926 | 6219.6307 | 3446 | 2773.6307 | 1732 | 1732 | 1732 | 0 | 0 | 0 | 0
1464 | 6219.6307 | 635 | 27 | 1 | 27 | 4285.7143 | 0 | 238.0952 | 1571.4286 | 124.3926 | 6219.6307 | 3446 | 2773.6307 | 1732 | 1732 | 1732 | 0 | 0 | 0 | 0
1465 | 6219.6307 | 636 | 27 | 1 | 27 | 4285.7143 | 0 | 238.0952 | 1571.4286 | 124.3926 | 6219.6307 | 3446 | 2773.6307 | 1732 | 1732 | 1732 | 0 | 0 | 0 | 0
1466 | 6219.6307 | 637 | 27 | 1 | 27 | 4285.7143 | 0 | 238.0952 | 1571.4286 | 124.3926 | 6219.6307 | 3446 | 2773.6307 | 1732 | 1732 | 1732 | 0 | 0 | 0 | 0
1467 | 6219.6307 | 638 | 27 | 1 | 27 | 4285.7143 | 0 | 238.0952 | 1571.4286 | 124.3926 | 6219.6307 | 3446 | 2773.6307 | 1732 | 1732 | 1732 | 0 | 0 | 0 | 0
1468 | 6219.6307 | 639 | 27 | 1 | 27 | 4285.7143 | 0 | 238.0952 | 1571.4286 | 124.3926 | 6219.6307 | 3446 | 2773.6307 | 1732 | 1732 | 1732 | 0 | 0 | 0 | 0
1469 | 6219.6307 | 640 | 27 | 1 | 27 | 4285.7143 | 0 | 238.0952 | 1571.4286 | 124.3926 | 6219.6307 | 3446 | 2773.6307 | 1732 | 1732 | 1732 | 0 | 0 | 0 | 0
1470 | 6219.6307 | 658 | 28 | 1 | 28 | 4285.7143 | 0 | 238.0952 | 1571.4286 | 124.3926 | 6219.6307 | 3446 | 2773.6307 | 1732 | 1732 | 1732 | 0 | 0 | 0 | 0
1471 | 6219.6307 | 659 | 28 | 1 | 28 | 4285.7143 | 0 | 238.0952 | 1571.4286 | 124.3926 | 6219.6307 | 3446 | 2773.6307 | 1732 | 1732 | 1732 | 0 | 0 | 0 | 0
1472 | 6219.6307 | 660 | 28 | 1 | 28 | 4285.7143 | 0 | 238.0952 | 1571.4286 | 124.3926 | 6219.6307 | 3446 | 2773.6307 | 1732 | 1732 | 1732 | 0 | 0 | 0 | 0
1473 | 6219.6307 | 661 | 28 | 1 | 28 | 4285.7143 | 0 | 238.0952 | 1571.4286 | 124.3926 | 6219.6307 | 3446 | 2773.6307 | 1732 | 1732 | 1732 | 0 | 0 | 0 | 0
1474 | 6219.6307 | 662 | 28 | 1 | 28 | 4285.7143 | 0 | 238.0952 | 1571.4286 | 124.3926 | 6219.6307 | 3446 | 2773.6307 | 1732 | 1732 | 1732 | 0 | 0 | 0 | 0
1475 | 6219.6307 | 663 | 28 | 1 | 28 | 4285.7143 | 0 | 238.0952 | 1571.4286 | 124.3926 | 6219.6307 | 3446 | 2773.6307 | 1732 | 1732 | 1732 | 0 | 0 | 0 | 0
1476 | 6219.6307 | 664 | 28 | 1 | 28 | 4285.7143 | 0 | 238.0952 | 1571.4286 | 124.3926 | 6219.6307 | 3446 | 2773.6307 | 1732 | 1732 | 1732 | 0 | 0 | 0 | 0
1477 | 6219.6307 | 682 | 29 | 1 | 29 | 4285.7143 | 0 | 238.0952 | 1571.4286 | 124.3926 | 6219.6307 | 3446 | 2773.6307 | 1732 | 1732 | 1732 | 0 | 0 | 0 | 0
1478 | 6219.6307 | 683 | 29 | 1 | 29 | 4285.7143 | 0 | 238.0952 | 1571.4286 | 124.3926 | 6219.6307 | 3446 | 2773.6307 | 1732 | 1732 | 1732 | 0 | 0 | 0 | 0
1479 | 6219.6307 | 684 | 29 | 1 | 29 | 4285.7143 | 0 | 238.0952 | 1571.4286 | 124.3926 | 6219.6307 | 3446 | 2773.6307 | 1732 | 1732 | 1732 | 0 | 0 | 0 | 0
1480 | 6219.6307 | 685 | 29 | 1 | 29 | 4285.7143 | 0 | 238.0952 | 1571.4286 | 124.3926 | 6219.6307 | 3446 | 2773.6307 | 1732 | 1732 | 1732 | 0 | 0 | 0 | 0
1481 | 6219.6307 | 686 | 29 | 1 | 29 | 4285.7143 | 0 | 238.0952 | 1571.4286 | 124.3926 | 6219.6307 | 3446 | 2773.6307 | 1732 | 1732 | 1732 | 0 | 0 | 0 | 0
1482 | 6219.6307 | 687 | 29 | 1 | 29 | 4285.7143 | 0 | 238.0952 | 1571.4286 | 124.3926 | 6219.6307 | 3446 | 2773.6307 | 1732 | 1732 | 1732 | 0 | 0 | 0 | 0
1483 | 6219.6307 | 688 | 29 | 1 | 29 | 4285.7143 | 0 | 238.0952 | 1571.4286 | 124.3926 | 6219.6307 | 3446 | 2773.6307 | 1732 | 1732 | 1732 | 0 | 0 | 0 | 0
1484 | 6219.6307 | 706 | 30 | 1 | 30 | 4285.7143 | 0 | 238.0952 | 1571.4286 | 124.3926 | 6219.6307 | 3446 | 2773.6307 | 1732 | 1732 | 1732 | 0 | 0 | 0 | 0
1485 | 6219.6307 | 707 | 30 | 1 | 30 | 4285.7143 | 0 | 238.0952 | 1571.4286 | 124.3926 | 6219.6307 | 3446 | 2773.6307 | 1732 | 1732 | 1732 | 0 | 0 | 0 | 0
1486 | 6219.6307 | 708 | 30 | 1 | 30 | 4285.7143 | 0 | 238.0952 | 1571.4286 | 124.3926 | 6219.6307 | 3446 | 2773.6307 | 1732 | 1732 | 1732 | 0 | 0 | 0 | 0
1487 | 6219.6307 | 709 | 30 | 1 | 30 | 4285.7143 | 0 | 238.0952 | 1571.4286 | 124.3926 | 6219.6307 | 3446 | 2773.6307 | 1732 | 1732 | 1732 | 0 | 0 | 0 | 0
1488 | 6219.6307 | 710 | 30 | 1 | 30 | 4285.7143 | 0 | 238.0952 | 1571.4286 | 124.3926 | 6219.6307 | 3446 | 2773.6307 | 1732 | 1732 | 1732 | 0 | 0 | 0 | 0
1489 | 6219.6307 | 711 | 30 | 1 | 30 | 4285.7143 | 0 | 238.0952 | 1571.4286 | 124.3926 | 6219.6307 | 3446 | 2773.6307 | 1732 | 1732 | 1732 | 0 | 0 | 0 | 0
1490 | 6219.6307 | 712 | 30 | 1 | 30 | 4285.7143 | 0 | 238.0952 | 1571.4286 | 124.3926 | 6219.6307 | 3446 | 2773.6307 | 1732 | 1732 | 1732 | 0 | 0 | 0 | 0
1491 | 6219.6307 | 730 | 31 | 1 | 31 | 4285.7143 | 0 | 238.0952 | 1571.4286 | 124.3926 | 6219.6307 | 3446 | 2773.6307 | 1732 | 1732 | 1732 | 0 | 0 | 0 | 0
1492 | 6219.6307 | 731 | 31 | 1 | 31 | 4285.7143 | 0 | 238.0952 | 1571.4286 | 124.3926 | 6219.6307 | 3446 | 2773.6307 | 1732 | 1732 | 1732 | 0 | 0 | 0 | 0
1493 | 6219.6307 | 732 | 31 | 1 | 31 | 4285.7143 | 0 | 238.0952 | 1571.4286 | 124.3926 | 6219.6307 | 3446 | 2773.6307 | 1732 | 1732 | 1732 | 0 | 0 | 0 | 0
1494 | 6219.6307 | 733 | 31 | 1 | 31 | 4285.7143 | 0 | 238.0952 | 1571.4286 | 124.3926 | 6219.6307 | 3446 | 2773.6307 | 1732 | 1732 | 1732 | 0 | 0 | 0 | 0
1495 | 6219.6307 | 734 | 31 | 1 | 31 | 4285.7143 | 0 | 238.0952 | 1571.4286 | 124.3926 | 6219.6307 | 3446 | 2773.6307 | 1732 | 1732 | 1732 | 0 | 0 | 0 | 0
1496 | 6219.6307 | 735 | 31 | 1 | 31 | 4285.7143 | 0 | 238.0952 | 1571.4286 | 124.3926 | 6219.6307 | 3446 | 2773.6307 | 1732 | 1732 | 1732 | 0 | 0 | 0 | 0
1497 | 6219.6307 | 736 | 31 | 1 | 31 | 4285.7143 | 0 | 238.0952 | 1571.4286 | 124.3926 | 6219.6307 | 3446 | 2773.6307 | 1732 | 1732 | 1732 | 0 | 0 | 0 | 0
1498 | 5976.6764 | 1434 | 60 | 3 | 1 | 2500 | 3214.2857 | 142.8571 | 0 | 119.5335 | 5976.6764 | 4210.0092 | 1766.6671 | 1732 | 2500 | 6428.5714 | 238.0952 | 0 | 187.0748 | 9353.7415
1499 | 5976.6764 | 1438 | 60 | 3 | 1 | 2500 | 3214.2857 | 142.8571 | 0 | 119.5335 | 5976.6764 | 4210.0092 | 1766.6671 | 1732 | 2500 | 0 | 238.0952 | 2000 | 96.6958 | 4834.7911
1500 | 5976.6764 | 1458 | 61 | 3 | 2 | 2500 | 3214.2857 | 142.8571 | 0 | 119.5335 | 5976.6764 | 4210.0092 | 1766.6671 | 1732 | 2500 | 6428.5714 | 238.0952 | 0 | 187.0748 | 9353.7415
1501 | 5976.6764 | 1462 | 61 | 3 | 2 | 2500 | 3214.2857 | 142.8571 | 0 | 119.5335 | 5976.6764 | 4210.0092 | 1766.6671 | 1732 | 2500 | 0 | 238.0952 | 2000 | 96.6958 | 4834.7911
1502 | 5976.6764 | 1482 | 62 | 3 | 3 | 2500 | 3214.2857 | 142.8571 | 0 | 119.5335 | 5976.6764 | 4210.0092 | 1766.6671 | 1732 | 2500 | 6428.5714 | 238.0952 | 0 | 187.0748 | 9353.7415
1503 | 5976.6764 | 1486 | 62 | 3 | 3 | 2500 | 3214.2857 | 142.8571 | 0 | 119.5335 | 5976.6764 | 4210.0092 | 1766.6671 | 1732 | 2500 | 0 | 238.0952 | 2000 | 96.6958 | 4834.7911
1504 | 5976.6764 | 1506 | 63 | 3 | 4 | 2500 | 3214.2857 | 142.8571 | 0 | 119.5335 | 5976.6764 | 4210.0092 | 1766.6671 | 1732 | 2500 | 6428.5714 | 238.0952 | 0 | 187.0748 | 9353.7415
1505 | 5976.6764 | 1510 | 63 | 3 | 4 | 2500 | 3214.2857 | 142.8571 | 0 | 119.5335 | 5976.6764 | 4210.0092 | 1766.6671 | 1732 | 2500 | 0 | 238.0952 | 2000 | 96.6958 | 4834.7911
1506 | 5976.6764 | 1530 | 64 | 3 | 5 | 2500 | 3214.2857 | 142.8571 | 0 | 119.5335 | 5976.6764 | 4210.0092 | 1766.6671 | 1732 | 2500 | 6428.5714 | 238.0952 | 0 | 187.0748 | 9353.7415
1507 | 5976.6764 | 1534 | 64 | 3 | 5 | 2500 | 3214.2857 | 142.8571 | 0 | 119.5335 | 5976.6764 | 4210.0092 | 1766.6671 | 1732 | 2500 | 0 | 238.0952 | 2000 | 96.6958 | 4834.7911
1508 | 5976.6764 | 1554 | 65 | 3 | 6 | 2500 | 3214.2857 | 142.8571 | 0 | 119.5335 | 5976.6764 | 4210.0092 | 1766.6671 | 1732 | 2500 | 6428.5714 | 238.0952 | 0 | 187.0748 | 9353.7415
1509 | 5976.6764 | 1558 | 65 | 3 | 6 | 2500 | 3214.2857 | 142.8571 | 0 | 119.5335 | 5976.6764 | 4210.0092 | 1766.6671 | 1732 | 2500 | 0 | 238.0952 | 2000 | 96.6958 | 4834.7911
1510 | 5976.6764 | 1578 | 66 | 3 | 7 | 2500 | 3214.2857 | 142.8571 | 0 | 119.5335 | 5976.6764 | 4210.0092 | 1766.6671 | 1732 | 2500 | 6428.5714 | 238.0952 | 0 | 187.0748 | 9353.7415
1511 | 5976.6764 | 1582 | 66 | 3 | 7 | 2500 | 3214.2857 | 142.8571 | 0 | 119.5335 | 5976.6764 | 4210.0092 | 1766.6671 | 1732 | 2500 | 0 | 238.0952 | 2000 | 96.6958 | 4834.7911
1512 | 5976.6764 | 1602 | 67 | 3 | 8 | 2500 | 3214.2857 | 142.8571 | 0 | 119.5335 | 5976.6764 | 4210.0092 | 1766.6671 | 1732 | 2500 | 6428.5714 | 238.0952 | 0 | 187.0748 | 9353.7415
1513 | 5976.6764 | 1606 | 67 | 3 | 8 | 2500 | 3214.2857 | 142.8571 | 0 | 119.5335 | 5976.6764 | 4210.0092 | 1766.6671 | 1732 | 2500 | 0 | 238.0952 | 2000 | 96.6958 | 4834.7911
1514 | 5976.6764 | 1626 | 68 | 3 | 9 | 2500 | 3214.2857 | 142.8571 | 0 | 119.5335 | 5976.6764 | 4210.0092 | 1766.6671 | 1732 | 2500 | 6428.5714 | 238.0952 | 0 | 187.0748 | 9353.7415
1515 | 5976.6764 | 1630 | 68 | 3 | 9 | 2500 | 3214.2857 | 142.8571 | 0 | 119.5335 | 5976.6764 | 4210.0092 | 1766.6671 | 1732 | 2500 | 0 | 238.0952 | 2000 | 96.6958 | 4834.7911
1516 | 5976.6764 | 1650 | 69 | 3 | 10 | 2500 | 3214.2857 | 142.8571 | 0 | 119.5335 | 5976.6764 | 4210.0092 | 1766.6671 | 1732 | 2500 | 6428.5714 | 238.0952 | 0 | 187.0748 | 9353.7415
1517 | 5976.6764 | 1654 | 69 | 3 | 10 | 2500 | 3214.2857 | 142.8571 | 0 | 119.5335 | 5976.6764 | 4210.0092 | 1766.6671 | 1732 | 2500 | 0 | 238.0952 | 2000 | 96.6958 | 4834.7911
1518 | 5976.6764 | 1674 | 70 | 3 | 11 | 2500 | 3214.2857 | 142.8571 | 0 | 119.5335 | 5976.6764 | 4210.0092 | 1766.6671 | 1732 | 2500 | 6428.5714 | 238.0952 | 0 | 187.0748 | 9353.7415
1519 | 5976.6764 | 1678 | 70 | 3 | 11 | 2500 | 3214.2857 | 142.8571 | 0 | 119.5335 | 5976.6764 | 4210.0092 | 1766.6671 | 1732 | 2500 | 0 | 238.0952 | 2000 | 96.6958 | 4834.7911
1520 | 5976.6764 | 1698 | 71 | 3 | 12 | 2500 | 3214.2857 | 142.8571 | 0 | 119.5335 | 5976.6764 | 4210.0092 | 1766.6671 | 1732 | 2500 | 6428.5714 | 238.0952 | 0 | 187.0748 | 9353.7415
1521 | 5976.6764 | 1702 | 71 | 3 | 12 | 2500 | 3214.2857 | 142.8571 | 0 | 119.5335 | 5976.6764 | 4210.0092 | 1766.6671 | 1732 | 2500 | 0 | 238.0952 | 2000 | 96.6958 | 4834.7911
1522 | 5976.6764 | 1722 | 72 | 3 | 13 | 2500 | 3214.2857 | 142.8571 | 0 | 119.5335 | 5976.6764 | 4210.0092 | 1766.6671 | 1732 | 2500 | 6428.5714 | 238.0952 | 0 | 187.0748 | 9353.7415
1523 | 5976.6764 | 1726 | 72 | 3 | 13 | 2500 | 3214.2857 | 142.8571 | 0 | 119.5335 | 5976.6764 | 4210.0092 | 1766.6671 | 1732 | 2500 | 0 | 238.0952 | 2000 | 96.6958 | 4834.7911
1524 | 5976.6764 | 1746 | 73 | 3 | 14 | 2500 | 3214.2857 | 142.8571 | 0 | 119.5335 | 5976.6764 | 4210.0092 | 1766.6671 | 1732 | 2500 | 6428.5714 | 238.0952 | 0 | 187.0748 | 9353.7415
1525 | 5976.6764 | 1750 | 73 | 3 | 14 | 2500 | 3214.2857 | 142.8571 | 0 | 119.5335 | 5976.6764 | 4210.0092 | 1766.6671 | 1732 | 2500 | 0 | 238.0952 | 2000 | 96.6958 | 4834.7911
1526 | 5976.6764 | 1770 | 74 | 3 | 15 | 2500 | 3214.2857 | 142.8571 | 0 | 119.5335 | 5976.6764 | 4210.0092 | 1766.6671 | 1732 | 2500 | 6428.5714 | 238.0952 | 0 | 187.0748 | 9353.7415
1527 | 5976.6764 | 1774 | 74 | 3 | 15 | 2500 | 3214.2857 | 142.8571 | 0 | 119.5335 | 5976.6764 | 4210.0092 | 1766.6671 | 1732 | 2500 | 0 | 238.0952 | 2000 | 96.6958 | 4834.7911
1528 | 5976.6764 | 1794 | 75 | 3 | 16 | 2500 | 3214.2857 | 142.8571 | 0 | 119.5335 | 5976.6764 | 4210.0092 | 1766.6671 | 1732 | 2500 | 6428.5714 | 238.0952 | 0 | 187.0748 | 9353.7415
1529 | 5976.6764 | 1798 | 75 | 3 | 16 | 2500 | 3214.2857 | 142.8571 | 0 | 119.5335 | 5976.6764 | 4210.0092 | 1766.6671 | 1732 | 2500 | 0 | 238.0952 | 2000 | 96.6958 | 4834.7911
1530 | 5976.6764 | 1818 | 76 | 3 | 17 | 2500 | 3214.2857 | 142.8571 | 0 | 119.5335 | 5976.6764 | 4210.0092 | 1766.6671 | 1732 | 2500 | 6428.5714 | 238.0952 | 0 | 187.0748 | 9353.7415
1531 | 5976.6764 | 1822 | 76 | 3 | 17 | 2500 | 3214.2857 | 142.8571 | 0 | 119.5335 | 5976.6764 | 4210.0092 | 1766.6671 | 1732 | 2500 | 0 | 238.0952 | 2000 | 96.6958 | 4834.7911
1532 | 5976.6764 | 1842 | 77 | 3 | 18 | 2500 | 3214.2857 | 142.8571 | 0 | 119.5335 | 5976.6764 | 4210.0092 | 1766.6671 | 1732 | 2500 | 6428.5714 | 238.0952 | 0 | 187.0748 | 9353.7415
1533 | 5976.6764 | 1846 | 77 | 3 | 18 | 2500 | 3214.2857 | 142.8571 | 0 | 119.5335 | 5976.6764 | 4210.0092 | 1766.6671 | 1732 | 2500 | 0 | 238.0952 | 2000 | 96.6958 | 4834.7911
1534 | 5976.6764 | 1866 | 78 | 3 | 19 | 2500 | 3214.2857 | 142.8571 | 0 | 119.5335 | 5976.6764 | 4210.0092 | 1766.6671 | 1732 | 2500 | 6428.5714 | 238.0952 | 0 | 187.0748 | 9353.7415
1535 | 5976.6764 | 1870 | 78 | 3 | 19 | 2500 | 3214.2857 | 142.8571 | 0 | 119.5335 | 5976.6764 | 4210.0092 | 1766.6671 | 1732 | 2500 | 0 | 238.0952 | 2000 | 96.6958 | 4834.7911
1536 | 5976.6764 | 1890 | 79 | 3 | 20 | 2500 | 3214.2857 | 142.8571 | 0 | 119.5335 | 5976.6764 | 4210.0092 | 1766.6671 | 1732 | 2500 | 6428.5714 | 238.0952 | 0 | 187.0748 | 9353.7415
1537 | 5976.6764 | 1894 | 79 | 3 | 20 | 2500 | 3214.2857 | 142.8571 | 0 | 119.5335 | 5976.6764 | 4210.0092 | 1766.6671 | 1732 | 2500 | 0 | 238.0952 | 2000 | 96.6958 | 4834.7911
1538 | 5976.6764 | 1914 | 80 | 3 | 21 | 2500 | 3214.2857 | 142.8571 | 0 | 119.5335 | 5976.6764 | 4210.0092 | 1766.6671 | 1732 | 2500 | 6428.5714 | 238.0952 | 0 | 187.0748 | 9353.7415
1539 | 5976.6764 | 1918 | 80 | 3 | 21 | 2500 | 3214.2857 | 142.8571 | 0 | 119.5335 | 5976.6764 | 4210.0092 | 1766.6671 | 1732 | 2500 | 0 | 238.0952 | 2000 | 96.6958 | 4834.7911
1540 | 5976.6764 | 1938 | 81 | 3 | 22 | 2500 | 3214.2857 | 142.8571 | 0 | 119.5335 | 5976.6764 | 4210.0092 | 1766.6671 | 1732 | 2500 | 6428.5714 | 238.0952 | 0 | 187.0748 | 9353.7415
1541 | 5976.6764 | 1942 | 81 | 3 | 22 | 2500 | 3214.2857 | 142.8571 | 0 | 119.5335 | 5976.6764 | 4210.0092 | 1766.6671 | 1732 | 2500 | 0 | 238.0952 | 2000 | 96.6958 | 4834.7911
1542 | 5976.6764 | 1962 | 82 | 3 | 23 | 2500 | 3214.2857 | 142.8571 | 0 | 119.5335 | 5976.6764 | 4210.0092 | 1766.6671 | 1732 | 2500 | 6428.5714 | 238.0952 | 0 | 187.0748 | 9353.7415
1543 | 5976.6764 | 1966 | 82 | 3 | 23 | 2500 | 3214.2857 | 142.8571 | 0 | 119.5335 | 5976.6764 | 4210.0092 | 1766.6671 | 1732 | 2500 | 0 | 238.0952 | 2000 | 96.6958 | 4834.7911
1544 | 5976.6764 | 1986 | 83 | 3 | 24 | 2500 | 3214.2857 | 142.8571 | 0 | 119.5335 | 5976.6764 | 4210.0092 | 1766.6671 | 1732 | 2500 | 6428.5714 | 238.0952 | 0 | 187.0748 | 9353.7415
1545 | 5976.6764 | 1990 | 83 | 3 | 24 | 2500 | 3214.2857 | 142.8571 | 0 | 119.5335 | 5976.6764 | 4210.0092 | 1766.6671 | 1732 | 2500 | 0 | 238.0952 | 2000 | 96.6958 | 4834.7911
1546 | 5976.6764 | 2010 | 84 | 3 | 25 | 2500 | 3214.2857 | 142.8571 | 0 | 119.5335 | 5976.6764 | 4210.0092 | 1766.6671 | 1732 | 2500 | 6428.5714 | 238.0952 | 0 | 187.0748 | 9353.7415
1547 | 5976.6764 | 2014 | 84 | 3 | 25 | 2500 | 3214.2857 | 142.8571 | 0 | 119.5335 | 5976.6764 | 4210.0092 | 1766.6671 | 1732 | 2500 | 0 | 238.0952 | 2000 | 96.6958 | 4834.7911
1548 | 5976.6764 | 2034 | 85 | 3 | 26 | 2500 | 3214.2857 | 142.8571 | 0 | 119.5335 | 5976.6764 | 4210.0092 | 1766.6671 | 1732 | 2500 | 6428.5714 | 238.0952 | 0 | 187.0748 | 9353.7415
1549 | 5976.6764 | 2038 | 85 | 3 | 26 | 2500 | 3214.2857 | 142.8571 | 0 | 119.5335 | 5976.6764 | 4210.0092 | 1766.6671 | 1732 | 2500 | 0 | 238.0952 | 2000 | 96.6958 | 4834.7911
1550 | 5976.6764 | 2058 | 86 | 3 | 27 | 2500 | 3214.2857 | 142.8571 | 0 | 119.5335 | 5976.6764 | 4210.0092 | 1766.6671 | 1732 | 2500 | 6428.5714 | 238.0952 | 0 | 187.0748 | 9353.7415
1551 | 5976.6764 | 2062 | 86 | 3 | 27 | 2500 | 3214.2857 | 142.8571 | 0 | 119.5335 | 5976.6764 | 4210.0092 | 1766.6671 | 1732 | 2500 | 0 | 238.0952 | 2000 | 96.6958 | 4834.7911
1552 | 5976.6764 | 2082 | 87 | 3 | 28 | 2500 | 3214.2857 | 142.8571 | 0 | 119.5335 | 5976.6764 | 4210.0092 | 1766.6671 | 1732 | 2500 | 6428.5714 | 238.0952 | 0 | 187.0748 | 9353.7415
1553 | 5976.6764 | 2086 | 87 | 3 | 28 | 2500 | 3214.2857 | 142.8571 | 0 | 119.5335 | 5976.6764 | 4210.0092 | 1766.6671 | 1732 | 2500 | 0 | 238.0952 | 2000 | 96.6958 | 4834.7911
1554 | 5976.6764 | 2106 | 88 | 3 | 29 | 2500 | 3214.2857 | 142.8571 | 0 | 119.5335 | 5976.6764 | 4210.0092 | 1766.6671 | 1732 | 2500 | 6428.5714 | 238.0952 | 0 | 187.0748 | 9353.7415
1555 | 5976.6764 | 2110 | 88 | 3 | 29 | 2500 | 3214.2857 | 142.8571 | 0 | 119.5335 | 5976.6764 | 4210.0092 | 1766.6671 | 1732 | 2500 | 0 | 238.0952 | 2000 | 96.6958 | 4834.7911
1556 | 5976.6764 | 2130 | 89 | 3 | 30 | 2500 | 3214.2857 | 142.8571 | 0 | 119.5335 | 5976.6764 | 4210.0092 | 1766.6671 | 1732 | 2500 | 6428.5714 | 238.0952 | 0 | 187.0748 | 9353.7415
1557 | 5976.6764 | 2134 | 89 | 3 | 30 | 2500 | 3214.2857 | 142.8571 | 0 | 119.5335 | 5976.6764 | 4210.0092 | 1766.6671 | 1732 | 2500 | 0 | 238.0952 | 2000 | 96.6958 | 4834.7911
1558 | 5976.6764 | 2154 | 90 | 3 | 31 | 2500 | 3214.2857 | 142.8571 | 0 | 119.5335 | 5976.6764 | 4210.0092 | 1766.6671 | 1732 | 2500 | 6428.5714 | 238.0952 | 0 | 187.0748 | 9353.7415
1559 | 5976.6764 | 2158 | 90 | 3 | 31 | 2500 | 3214.2857 | 142.8571 | 0 | 119.5335 | 5976.6764 | 4210.0092 | 1766.6671 | 1732 | 2500 | 0 | 238.0952 | 2000 | 96.6958 | 4834.7911
1560 | 5758.0175 | 8025 | 335 | 12 | 1 | 2857.1429 | 1500 | 142.8571 | 1142.8571 | 115.1603 | 5758.0175 | 3446 | 2312.0175 | 1732 | 1732 | 1732 | 0 | 0 | 0 | 0
1561 | 5758.0175 | 8049 | 336 | 12 | 2 | 2857.1429 | 1500 | 142.8571 | 1142.8571 | 115.1603 | 5758.0175 | 3446 | 2312.0175 | 1732 | 1732 | 1732 | 0 | 0 | 0 | 0
1562 | 5758.0175 | 8073 | 337 | 12 | 3 | 2857.1429 | 1500 | 142.8571 | 1142.8571 | 115.1603 | 5758.0175 | 3446 | 2312.0175 | 1732 | 1732 | 1732 | 0 | 0 | 0 | 0
1563 | 5758.0175 | 8097 | 338 | 12 | 4 | 2857.1429 | 1500 | 142.8571 | 1142.8571 | 115.1603 | 5758.0175 | 3446 | 2312.0175 | 1732 | 1732 | 1732 | 0 | 0 | 0 | 0
1564 | 5758.0175 | 8121 | 339 | 12 | 5 | 2857.1429 | 1500 | 142.8571 | 1142.8571 | 115.1603 | 5758.0175 | 3446 | 2312.0175 | 1732 | 1732 | 1732 | 0 | 0 | 0 | 0
1565 | 5758.0175 | 8145 | 340 | 12 | 6 | 2857.1429 | 1500 | 142.8571 | 1142.8571 | 115.1603 | 5758.0175 | 3446 | 2312.0175 | 1732 | 1732 | 1732 | 0 | 0 | 0 | 0
1566 | 5758.0175 | 8169 | 341 | 12 | 7 | 2857.1429 | 1500 | 142.8571 | 1142.8571 | 115.1603 | 5758.0175 | 3446 | 2312.0175 | 1732 | 1732 | 1732 | 0 | 0 | 0 | 0
1567 | 5758.0175 | 8193 | 342 | 12 | 8 | 2857.1429 | 1500 | 142.8571 | 1142.8571 | 115.1603 | 5758.0175 | 3446 | 2312.0175 | 1732 | 1732 | 1732 | 0 | 0 | 0 | 0
1568 | 5758.0175 | 8217 | 343 | 12 | 9 | 2857.1429 | 1500 | 142.8571 | 1142.8571 | 115.1603 | 5758.0175 | 3446 | 2312.0175 | 1732 | 1732 | 1732 | 0 | 0 | 0 | 0
1569 | 5758.0175 | 8241 | 344 | 12 | 10 | 2857.1429 | 1500 | 142.8571 | 1142.8571 | 115.1603 | 5758.0175 | 3446 | 2312.0175 | 1732 | 1732 | 1732 | 0 | 0 | 0 | 0
1570 | 5758.0175 | 8265 | 345 | 12 | 11 | 2857.1429 | 1500 | 142.8571 | 1142.8571 | 115.1603 | 5758.0175 | 3446 | 2312.0175 | 1732 | 1732 | 1732 | 0 | 0 | 0 | 0
1571 | 5758.0175 | 8289 | 346 | 12 | 12 | 2857.1429 | 1500 | 142.8571 | 1142.8571 | 115.1603 | 5758.0175 | 3446 | 2312.0175 | 1732 | 1732 | 1732 | 0 | 0 | 0 | 0
1572 | 5758.0175 | 8313 | 347 | 12 | 13 | 2857.1429 | 1500 | 142.8571 | 1142.8571 | 115.1603 | 5758.0175 | 3446 | 2312.0175 | 1732 | 1732 | 1732 | 0 | 0 | 0 | 0
1573 | 5758.0175 | 8337 | 348 | 12 | 14 | 2857.1429 | 1500 | 142.8571 | 1142.8571 | 115.1603 | 5758.0175 | 3446 | 2312.0175 | 1732 | 1732 | 1732 | 0 | 0 | 0 | 0
1574 | 5758.0175 | 8361 | 349 | 12 | 15 | 2857.1429 | 1500 | 142.8571 | 1142.8571 | 115.1603 | 5758.0175 | 3446 | 2312.0175 | 1732 | 1732 | 1732 | 0 | 0 | 0 | 0
1575 | 5758.0175 | 8385 | 350 | 12 | 16 | 2857.1429 | 1500 | 142.8571 | 1142.8571 | 115.1603 | 5758.0175 | 3446 | 2312.0175 | 1732 | 1732 | 1732 | 0 | 0 | 0 | 0
1576 | 5758.0175 | 8409 | 351 | 12 | 17 | 2857.1429 | 1500 | 142.8571 | 1142.8571 | 115.1603 | 5758.0175 | 3446 | 2312.0175 | 1732 | 1732 | 1732 | 0 | 0 | 0 | 0
1577 | 5758.0175 | 8433 | 352 | 12 | 18 | 2857.1429 | 1500 | 142.8571 | 1142.8571 | 115.1603 | 5758.0175 | 3446 | 2312.0175 | 1732 | 1732 | 1732 | 0 | 0 | 0 | 0
1578 | 5758.0175 | 8457 | 353 | 12 | 19 | 2857.1429 | 1500 | 142.8571 | 1142.8571 | 115.1603 | 5758.0175 | 3446 | 2312.0175 | 1732 | 1732 | 1732 | 0 | 0 | 0 | 0
1579 | 5758.0175 | 8481 | 354 | 12 | 20 | 2857.1429 | 1500 | 142.8571 | 1142.8571 | 115.1603 | 5758.0175 | 3446 | 2312.0175 | 1732 | 1732 | 1732 | 0 | 0 | 0 | 0
1580 | 5758.0175 | 8505 | 355 | 12 | 21 | 2857.1429 | 1500 | 142.8571 | 1142.8571 | 115.1603 | 5758.0175 | 3446 | 2312.0175 | 1732 | 1732 | 1732 | 0 | 0 | 0 | 0
1581 | 5758.0175 | 8529 | 356 | 12 | 22 | 2857.1429 | 1500 | 142.8571 | 1142.8571 | 115.1603 | 5758.0175 | 3446 | 2312.0175 | 1732 | 1732 | 1732 | 0 | 0 | 0 | 0
1582 | 5758.0175 | 8553 | 357 | 12 | 23 | 2857.1429 | 1500 | 142.8571 | 1142.8571 | 115.1603 | 5758.0175 | 3446 | 2312.0175 | 1732 | 1732 | 1732 | 0 | 0 | 0 | 0
1583 | 5758.0175 | 8577 | 358 | 12 | 24 | 2857.1429 | 1500 | 142.8571 | 1142.8571 | 115.1603 | 5758.0175 | 3446 | 2312.0175 | 1732 | 1732 | 1732 | 0 | 0 | 0 | 0
1584 | 5758.0175 | 8601 | 359 | 12 | 25 | 2857.1429 | 1500 | 142.8571 | 1142.8571 | 115.1603 | 5758.0175 | 3446 | 2312.0175 | 1732 | 1732 | 1732 | 0 | 0 | 0 | 0
1585 | 5758.0175 | 8625 | 360 | 12 | 26 | 2857.1429 | 1500 | 142.8571 | 1142.8571 | 115.1603 | 5758.0175 | 3446 | 2312.0175 | 1732 | 1732 | 1732 | 0 | 0 | 0 | 0
1586 | 5758.0175 | 8649 | 361 | 12 | 27 | 2857.1429 | 1500 | 142.8571 | 1142.8571 | 115.1603 | 5758.0175 | 3446 | 2312.0175 | 1732 | 1732 | 1732 | 0 | 0 | 0 | 0
1587 | 5758.0175 | 8673 | 362 | 12 | 28 | 2857.1429 | 1500 | 142.8571 | 1142.8571 | 115.1603 | 5758.0175 | 3446 | 2312.0175 | 1732 | 1732 | 1732 | 0 | 0 | 0 | 0
1588 | 5758.0175 | 8697 | 363 | 12 | 29 | 2857.1429 | 1500 | 142.8571 | 1142.8571 | 115.1603 | 5758.0175 | 3446 | 2312.0175 | 1732 | 1732 | 1732 | 0 | 0 | 0 | 0
1589 | 5758.0175 | 8721 | 364 | 12 | 30 | 2857.1429 | 1500 | 142.8571 | 1142.8571 | 115.1603 | 5758.0175 | 3446 | 2312.0175 | 1732 | 1732 | 1732 | 0 | 0 | 0 | 0
1590 | 5758.0175 | 8745 | 365 | 12 | 31 | 2857.1429 | 1500 | 142.8571 | 1142.8571 | 115.1603 | 5758.0175 | 3446 | 2312.0175 | 1732 | 1732 | 1732 | 0 | 0 | 0 | 0
1591 | 5648.688 | 2166 | 91 | 4 | 1 | 2380.9524 | 3035.7143 | 119.0476 | 0 | 112.9738 | 5648.688 | 3446 | 2202.688 | 1732 | 1732 | 1732 | 238.0952 | 0 | 75.553 | 3777.6482
1592 | 5648.688 | 2179 | 91 | 4 | 1 | 2380.9524 | 3035.7143 | 119.0476 | 0 | 112.9738 | 5648.688 | 3446 | 2202.688 | 1732 | 1732 | 1732 | 0 | 0 | 0 | 0
1593 | 5648.688 | 2180 | 91 | 4 | 1 | 2380.9524 | 3035.7143 | 119.0476 | 0 | 112.9738 | 5648.688 | 3446 | 2202.688 | 1732 | 1732 | 1732 | 0 | 0 | 0 | 0
1594 | 5648.688 | 2181 | 91 | 4 | 1 | 2380.9524 | 3035.7143 | 119.0476 | 0 | 112.9738 | 5648.688 | 3446 | 2202.688 | 1732 | 1732 | 1732 | 0 | 0 | 0 | 0
1595 | 5648.688 | 2190 | 92 | 4 | 2 | 2380.9524 | 3035.7143 | 119.0476 | 0 | 112.9738 | 5648.688 | 3446 | 2202.688 | 1732 | 1732 | 1732 | 238.0952 | 0 | 75.553 | 3777.6482
1596 | 5648.688 | 2203 | 92 | 4 | 2 | 2380.9524 | 3035.7143 | 119.0476 | 0 | 112.9738 | 5648.688 | 3446 | 2202.688 | 1732 | 1732 | 1732 | 0 | 0 | 0 | 0
1597 | 5648.688 | 2204 | 92 | 4 | 2 | 2380.9524 | 3035.7143 | 119.0476 | 0 | 112.9738 | 5648.688 | 3446 | 2202.688 | 1732 | 1732 | 1732 | 0 | 0 | 0 | 0
1598 | 5648.688 | 2205 | 92 | 4 | 2 | 2380.9524 | 3035.7143 | 119.0476 | 0 | 112.9738 | 5648.688 | 3446 | 2202.688 | 1732 | 1732 | 1732 | 0 | 0 | 0 | 0
1599 | 5648.688 | 2214 | 93 | 4 | 3 | 2380.9524 | 3035.7143 | 119.0476 | 0 | 112.9738 | 5648.688 | 3446 | 2202.688 | 1732 | 1732 | 1732 | 238.0952 | 0 | 75.553 | 3777.6482
1600 | 5648.688 | 2227 | 93 | 4 | 3 | 2380.9524 | 3035.7143 | 119.0476 | 0 | 112.9738 | 5648.688 | 3446 | 2202.688 | 1732 | 1732 | 1732 | 0 | 0 | 0 | 0
1601 | 5648.688 | 2228 | 93 | 4 | 3 | 2380.9524 | 3035.7143 | 119.0476 | 0 | 112.9738 | 5648.688 | 3446 | 2202.688 | 1732 | 1732 | 1732 | 0 | 0 | 0 | 0
1602 | 5648.688 | 2229 | 93 | 4 | 3 | 2380.9524 | 3035.7143 | 119.0476 | 0 | 112.9738 | 5648.688 | 3446 | 2202.688 | 1732 | 1732 | 1732 | 0 | 0 | 0 | 0
1603 | 5648.688 | 2238 | 94 | 4 | 4 | 2380.9524 | 3035.7143 | 119.0476 | 0 | 112.9738 | 5648.688 | 3446 | 2202.688 | 1732 | 1732 | 1732 | 238.0952 | 0 | 75.553 | 3777.6482
1604 | 5648.688 | 2251 | 94 | 4 | 4 | 2380.9524 | 3035.7143 | 119.0476 | 0 | 112.9738 | 5648.688 | 3446 | 2202.688 | 1732 | 1732 | 1732 | 0 | 0 | 0 | 0
1605 | 5648.688 | 2252 | 94 | 4 | 4 | 2380.9524 | 3035.7143 | 119.0476 | 0 | 112.9738 | 5648.688 | 3446 | 2202.688 | 1732 | 1732 | 1732 | 0 | 0 | 0 | 0
1606 | 5648.688 | 2253 | 94 | 4 | 4 | 2380.9524 | 3035.7143 | 119.0476 | 0 | 112.9738 | 5648.688 | 3446 | 2202.688 | 1732 | 1732 | 1732 | 0 | 0 | 0 | 0
1607 | 5648.688 | 2262 | 95 | 4 | 5 | 2380.9524 | 3035.7143 | 119.0476 | 0 | 112.9738 | 5648.688 | 3446 | 2202.688 | 1732 | 1732 | 1732 | 238.0952 | 0 | 75.553 | 3777.6482
1608 | 5648.688 | 2275 | 95 | 4 | 5 | 2380.9524 | 3035.7143 | 119.0476 | 0 | 112.9738 | 5648.688 | 3446 | 2202.688 | 1732 | 1732 | 1732 | 0 | 0 | 0 | 0
1609 | 5648.688 | 2276 | 95 | 4 | 5 | 2380.9524 | 3035.7143 | 119.0476 | 0 | 112.9738 | 5648.688 | 3446 | 2202.688 | 1732 | 1732 | 1732 | 0 | 0 | 0 | 0
1610 | 5648.688 | 2277 | 95 | 4 | 5 | 2380.9524 | 3035.7143 | 119.0476 | 0 | 112.9738 | 5648.688 | 3446 | 2202.688 | 1732 | 1732 | 1732 | 0 | 0 | 0 | 0
1611 | 5648.688 | 2286 | 96 | 4 | 6 | 2380.9524 | 3035.7143 | 119.0476 | 0 | 112.9738 | 5648.688 | 3446 | 2202.688 | 1732 | 1732 | 1732 | 238.0952 | 0 | 75.553 | 3777.6482
1612 | 5648.688 | 2299 | 96 | 4 | 6 | 2380.9524 | 3035.7143 | 119.0476 | 0 | 112.9738 | 5648.688 | 3446 | 2202.688 | 1732 | 1732 | 1732 | 0 | 0 | 0 | 0
1613 | 5648.688 | 2300 | 96 | 4 | 6 | 2380.9524 | 3035.7143 | 119.0476 | 0 | 112.9738 | 5648.688 | 3446 | 2202.688 | 1732 | 1732 | 1732 | 0 | 0 | 0 | 0
1614 | 5648.688 | 2301 | 96 | 4 | 6 | 2380.9524 | 3035.7143 | 119.0476 | 0 | 112.9738 | 5648.688 | 3446 | 2202.688 | 1732 | 1732 | 1732 | 0 | 0 | 0 | 0
1615 | 5648.688 | 2310 | 97 | 4 | 7 | 2380.9524 | 3035.7143 | 119.0476 | 0 | 112.9738 | 5648.688 | 3446 | 2202.688 | 1732 | 1732 | 1732 | 238.0952 | 0 | 75.553 | 3777.6482
1616 | 5648.688 | 2323 | 97 | 4 | 7 | 2380.9524 | 3035.7143 | 119.0476 | 0 | 112.9738 | 5648.688 | 3446 | 2202.688 | 1732 | 1732 | 1732 | 0 | 0 | 0 | 0
1617 | 5648.688 | 2324 | 97 | 4 | 7 | 2380.9524 | 3035.7143 | 119.0476 | 0 | 112.9738 | 5648.688 | 3446 | 2202.688 | 1732 | 1732 | 1732 | 0 | 0 | 0 | 0
1618 | 5648.688 | 2325 | 97 | 4 | 7 | 2380.9524 | 3035.7143 | 119.0476 | 0 | 112.9738 | 5648.688 | 3446 | 2202.688 | 1732 | 1732 | 1732 | 0 | 0 | 0 | 0
1619 | 5648.688 | 2334 | 98 | 4 | 8 | 2380.9524 | 3035.7143 | 119.0476 | 0 | 112.9738 | 5648.688 | 3446 | 2202.688 | 1732 | 1732 | 1732 | 238.0952 | 0 | 75.553 | 3777.6482
1620 | 5648.688 | 2347 | 98 | 4 | 8 | 2380.9524 | 3035.7143 | 119.0476 | 0 | 112.9738 | 5648.688 | 3446 | 2202.688 | 1732 | 1732 | 1732 | 0 | 0 | 0 | 0
1621 | 5648.688 | 2348 | 98 | 4 | 8 | 2380.9524 | 3035.7143 | 119.0476 | 0 | 112.9738 | 5648.688 | 3446 | 2202.688 | 1732 | 1732 | 1732 | 0 | 0 | 0 | 0
1622 | 5648.688 | 2349 | 98 | 4 | 8 | 2380.9524 | 3035.7143 | 119.0476 | 0 | 112.9738 | 5648.688 | 3446 | 2202.688 | 1732 | 1732 | 1732 | 0 | 0 | 0 | 0
1623 | 5648.688 | 2358 | 99 | 4 | 9 | 2380.9524 | 3035.7143 | 119.0476 | 0 | 112.9738 | 5648.688 | 3446 | 2202.688 | 1732 | 1732 | 1732 | 238.0952 | 0 | 75.553 | 3777.6482
1624 | 5648.688 | 2371 | 99 | 4 | 9 | 2380.9524 | 3035.7143 | 119.0476 | 0 | 112.9738 | 5648.688 | 3446 | 2202.688 | 1732 | 1732 | 1732 | 0 | 0 | 0 | 0
1625 | 5648.688 | 2372 | 99 | 4 | 9 | 2380.9524 | 3035.7143 | 119.0476 | 0 | 112.9738 | 5648.688 | 3446 | 2202.688 | 1732 | 1732 | 1732 | 0 | 0 | 0 | 0
1626 | 5648.688 | 2373 | 99 | 4 | 9 | 2380.9524 | 3035.7143 | 119.0476 | 0 | 112.9738 | 5648.688 | 3446 | 2202.688 | 1732 | 1732 | 1732 | 0 | 0 | 0 | 0
1627 | 5648.688 | 2382 | 100 | 4 | 10 | 2380.9524 | 3035.7143 | 119.0476 | 0 | 112.9738 | 5648.688 | 3446 | 2202.688 | 1732 | 1732 | 1732 | 238.0952 | 0 | 75.553 | 3777.6482
1628 | 5648.688 | 2395 | 100 | 4 | 10 | 2380.9524 | 3035.7143 | 119.0476 | 0 | 112.9738 | 5648.688 | 3446 | 2202.688 | 1732 | 1732 | 1732 | 0 | 0 | 0 | 0
1629 | 5648.688 | 2396 | 100 | 4 | 10 | 2380.9524 | 3035.7143 | 119.0476 | 0 | 112.9738 | 5648.688 | 3446 | 2202.688 | 1732 | 1732 | 1732 | 0 | 0 | 0 | 0
1630 | 5648.688 | 2397 | 100 | 4 | 10 | 2380.9524 | 3035.7143 | 119.0476 | 0 | 112.9738 | 5648.688 | 3446 | 2202.688 | 1732 | 1732 | 1732 | 0 | 0 | 0 | 0
1631 | 5648.688 | 2406 | 101 | 4 | 11 | 2380.9524 | 3035.7143 | 119.0476 | 0 | 112.9738 | 5648.688 | 3446 | 2202.688 | 1732 | 1732 | 1732 | 238.0952 | 0 | 75.553 | 3777.6482
1632 | 5648.688 | 2419 | 101 | 4 | 11 | 2380.9524 | 3035.7143 | 119.0476 | 0 | 112.9738 | 5648.688 | 3446 | 2202.688 | 1732 | 1732 | 1732 | 0 | 0 | 0 | 0
1633 | 5648.688 | 2420 | 101 | 4 | 11 | 2380.9524 | 3035.7143 | 119.0476 | 0 | 112.9738 | 5648.688 | 3446 | 2202.688 | 1732 | 1732 | 1732 | 0 | 0 | 0 | 0
1634 | 5648.688 | 2421 | 101 | 4 | 11 | 2380.9524 | 3035.7143 | 119.0476 | 0 | 112.9738 | 5648.688 | 3446 | 2202.688 | 1732 | 1732 | 1732 | 0 | 0 | 0 | 0
1635 | 5648.688 | 2430 | 102 | 4 | 12 | 2380.9524 | 3035.7143 | 119.0476 | 0 | 112.9738 | 5648.688 | 3446 | 2202.688 | 1732 | 1732 | 1732 | 238.0952 | 0 | 75.553 | 3777.6482
1636 | 5648.688 | 2443 | 102 | 4 | 12 | 2380.9524 | 3035.7143 | 119.0476 | 0 | 112.9738 | 5648.688 | 3446 | 2202.688 | 1732 | 1732 | 1732 | 0 | 0 | 0 | 0
1637 | 5648.688 | 2444 | 102 | 4 | 12 | 2380.9524 | 3035.7143 | 119.0476 | 0 | 112.9738 | 5648.688 | 3446 | 2202.688 | 1732 | 1732 | 1732 | 0 | 0 | 0 | 0
1638 | 5648.688 | 2445 | 102 | 4 | 12 | 2380.9524 | 3035.7143 | 119.0476 | 0 | 112.9738 | 5648.688 | 3446 | 2202.688 | 1732 | 1732 | 1732 | 0 | 0 | 0 | 0
1639 | 5648.688 | 2454 | 103 | 4 | 13 | 2380.9524 | 3035.7143 | 119.0476 | 0 | 112.9738 | 5648.688 | 3446 | 2202.688 | 1732 | 1732 | 1732 | 238.0952 | 0 | 75.553 | 3777.6482
1640 | 5648.688 | 2467 | 103 | 4 | 13 | 2380.9524 | 3035.7143 | 119.0476 | 0 | 112.9738 | 5648.688 | 3446 | 2202.688 | 1732 | 1732 | 1732 | 0 | 0 | 0 | 0
1641 | 5648.688 | 2468 | 103 | 4 | 13 | 2380.9524 | 3035.7143 | 119.0476 | 0 | 112.9738 | 5648.688 | 3446 | 2202.688 | 1732 | 1732 | 1732 | 0 | 0 | 0 | 0
1642 | 5648.688 | 2469 | 103 | 4 | 13 | 2380.9524 | 3035.7143 | 119.0476 | 0 | 112.9738 | 5648.688 | 3446 | 2202.688 | 1732 | 1732 | 1732 | 0 | 0 | 0 | 0
1643 | 5648.688 | 2478 | 104 | 4 | 14 | 2380.9524 | 3035.7143 | 119.0476 | 0 | 112.9738 | 5648.688 | 3446 | 2202.688 | 1732 | 1732 | 1732 | 238.0952 | 0 | 75.553 | 3777.6482
1644 | 5648.688 | 2491 | 104 | 4 | 14 | 2380.9524 | 3035.7143 | 119.0476 | 0 | 112.9738 | 5648.688 | 3446 | 2202.688 | 1732 | 1732 | 1732 | 0 | 0 | 0 | 0
1645 | 5648.688 | 2492 | 104 | 4 | 14 | 2380.9524 | 3035.7143 | 119.0476 | 0 | 112.9738 | 5648.688 | 3446 | 2202.688 | 1732 | 1732 | 1732 | 0 | 0 | 0 | 0
1646 | 5648.688 | 2493 | 104 | 4 | 14 | 2380.9524 | 3035.7143 | 119.0476 | 0 | 112.9738 | 5648.688 | 3446 | 2202.688 | 1732 | 1732 | 1732 | 0 | 0 | 0 | 0
1647 | 5648.688 | 2502 | 105 | 4 | 15 | 2380.9524 | 3035.7143 | 119.0476 | 0 | 112.9738 | 5648.688 | 3446 | 2202.688 | 1732 | 1732 | 1732 | 238.0952 | 0 | 75.553 | 3777.6482
1648 | 5648.688 | 2515 | 105 | 4 | 15 | 2380.9524 | 3035.7143 | 119.0476 | 0 | 112.9738 | 5648.688 | 3446 | 2202.688 | 1732 | 1732 | 1732 | 0 | 0 | 0 | 0
1649 | 5648.688 | 2516 | 105 | 4 | 15 | 2380.9524 | 3035.7143 | 119.0476 | 0 | 112.9738 | 5648.688 | 3446 | 2202.688 | 1732 | 1732 | 1732 | 0 | 0 | 0 | 0
1650 | 5648.688 | 2517 | 105 | 4 | 15 | 2380.9524 | 3035.7143 | 119.0476 | 0 | 112.9738 | 5648.688 | 3446 | 2202.688 | 1732 | 1732 | 1732 | 0 | 0 | 0 | 0
1651 | 5648.688 | 2526 | 106 | 4 | 16 | 2380.9524 | 3035.7143 | 119.0476 | 0 | 112.9738 | 5648.688 | 3446 | 2202.688 | 1732 | 1732 | 1732 | 238.0952 | 0 | 75.553 | 3777.6482
1652 | 5648.688 | 2539 | 106 | 4 | 16 | 2380.9524 | 3035.7143 | 119.0476 | 0 | 112.9738 | 5648.688 | 3446 | 2202.688 | 1732 | 1732 | 1732 | 0 | 0 | 0 | 0
1653 | 5648.688 | 2540 | 106 | 4 | 16 | 2380.9524 | 3035.7143 | 119.0476 | 0 | 112.9738 | 5648.688 | 3446 | 2202.688 | 1732 | 1732 | 1732 | 0 | 0 | 0 | 0
1654 | 5648.688 | 2541 | 106 | 4 | 16 | 2380.9524 | 3035.7143 | 119.0476 | 0 | 112.9738 | 5648.688 | 3446 | 2202.688 | 1732 | 1732 | 1732 | 0 | 0 | 0 | 0
1655 | 5648.688 | 2550 | 107 | 4 | 17 | 2380.9524 | 3035.7143 | 119.0476 | 0 | 112.9738 | 5648.688 | 3446 | 2202.688 | 1732 | 1732 | 1732 | 238.0952 | 0 | 75.553 | 3777.6482
1656 | 5648.688 | 2563 | 107 | 4 | 17 | 2380.9524 | 3035.7143 | 119.0476 | 0 | 112.9738 | 5648.688 | 3446 | 2202.688 | 1732 | 1732 | 1732 | 0 | 0 | 0 | 0
1657 | 5648.688 | 2564 | 107 | 4 | 17 | 2380.9524 | 3035.7143 | 119.0476 | 0 | 112.9738 | 5648.688 | 3446 | 2202.688 | 1732 | 1732 | 1732 | 0 | 0 | 0 | 0
1658 | 5648.688 | 2565 | 107 | 4 | 17 | 2380.9524 | 3035.7143 | 119.0476 | 0 | 112.9738 | 5648.688 | 3446 | 2202.688 | 1732 | 1732 | 1732 | 0 | 0 | 0 | 0
1659 | 5648.688 | 2574 | 108 | 4 | 18 | 2380.9524 | 3035.7143 | 119.0476 | 0 | 112.9738 | 5648.688 | 3446 | 2202.688 | 1732 | 1732 | 1732 | 238.0952 | 0 | 75.553 | 3777.6482
1660 | 5648.688 | 2587 | 108 | 4 | 18 | 2380.9524 | 3035.7143 | 119.0476 | 0 | 112.9738 | 5648.688 | 3446 | 2202.688 | 1732 | 1732 | 1732 | 0 | 0 | 0 | 0
1661 | 5648.688 | 2588 | 108 | 4 | 18 | 2380.9524 | 3035.7143 | 119.0476 | 0 | 112.9738 | 5648.688 | 3446 | 2202.688 | 1732 | 1732 | 1732 | 0 | 0 | 0 | 0
1662 | 5648.688 | 2589 | 108 | 4 | 18 | 2380.9524 | 3035.7143 | 119.0476 | 0 | 112.9738 | 5648.688 | 3446 | 2202.688 | 1732 | 1732 | 1732 | 0 | 0 | 0 | 0
1663 | 5648.688 | 2598 | 109 | 4 | 19 | 2380.9524 | 3035.7143 | 119.0476 | 0 | 112.9738 | 5648.688 | 3446 | 2202.688 | 1732 | 1732 | 1732 | 238.0952 | 0 | 75.553 | 3777.6482
1664 | 5648.688 | 2611 | 109 | 4 | 19 | 2380.9524 | 3035.7143 | 119.0476 | 0 | 112.9738 | 5648.688 | 3446 | 2202.688 | 1732 | 1732 | 1732 | 0 | 0 | 0 | 0
1665 | 5648.688 | 2612 | 109 | 4 | 19 | 2380.9524 | 3035.7143 | 119.0476 | 0 | 112.9738 | 5648.688 | 3446 | 2202.688 | 1732 | 1732 | 1732 | 0 | 0 | 0 | 0
1666 | 5648.688 | 2613 | 109 | 4 | 19 | 2380.9524 | 3035.7143 | 119.0476 | 0 | 112.9738 | 5648.688 | 3446 | 2202.688 | 1732 | 1732 | 1732 | 0 | 0 | 0 | 0
1667 | 5648.688 | 2622 | 110 | 4 | 20 | 2380.9524 | 3035.7143 | 119.0476 | 0 | 112.9738 | 5648.688 | 3446 | 2202.688 | 1732 | 1732 | 1732 | 238.0952 | 0 | 75.553 | 3777.6482
1668 | 5648.688 | 2635 | 110 | 4 | 20 | 2380.9524 | 3035.7143 | 119.0476 | 0 | 112.9738 | 5648.688 | 3446 | 2202.688 | 1732 | 1732 | 1732 | 0 | 0 | 0 | 0
1669 | 5648.688 | 2636 | 110 | 4 | 20 | 2380.9524 | 3035.7143 | 119.0476 | 0 | 112.9738 | 5648.688 | 3446 | 2202.688 | 1732 | 1732 | 1732 | 0 | 0 | 0 | 0
1670 | 5648.688 | 2637 | 110 | 4 | 20 | 2380.9524 | 3035.7143 | 119.0476 | 0 | 112.9738 | 5648.688 | 3446 | 2202.688 | 1732 | 1732 | 1732 | 0 | 0 | 0 | 0
1671 | 5648.688 | 2646 | 111 | 4 | 21 | 2380.9524 | 3035.7143 | 119.0476 | 0 | 112.9738 | 5648.688 | 3446 | 2202.688 | 1732 | 1732 | 1732 | 238.0952 | 0 | 75.553 | 3777.6482
1672 | 5648.688 | 2659 | 111 | 4 | 21 | 2380.9524 | 3035.7143 | 119.0476 | 0 | 112.9738 | 5648.688 | 3446 | 2202.688 | 1732 | 1732 | 1732 | 0 | 0 | 0 | 0
1673 | 5648.688 | 2660 | 111 | 4 | 21 | 2380.9524 | 3035.7143 | 119.0476 | 0 | 112.9738 | 5648.688 | 3446 | 2202.688 | 1732 | 1732 | 1732 | 0 | 0 | 0 | 0
1674 | 5648.688 | 2661 | 111 | 4 | 21 | 2380.9524 | 3035.7143 | 119.0476 | 0 | 112.9738 | 5648.688 | 3446 | 2202.688 | 1732 | 1732 | 1732 | 0 | 0 | 0 | 0
1675 | 5648.688 | 2670 | 112 | 4 | 22 | 2380.9524 | 3035.7143 | 119.0476 | 0 | 112.9738 | 5648.688 | 3446 | 2202.688 | 1732 | 1732 | 1732 | 238.0952 | 0 | 75.553 | 3777.6482
1676 | 5648.688 | 2683 | 112 | 4 | 22 | 2380.9524 | 3035.7143 | 119.0476 | 0 | 112.9738 | 5648.688 | 3446 | 2202.688 | 1732 | 1732 | 1732 | 0 | 0 | 0 | 0
1677 | 5648.688 | 2684 | 112 | 4 | 22 | 2380.9524 | 3035.7143 | 119.0476 | 0 | 112.9738 | 5648.688 | 3446 | 2202.688 | 1732 | 1732 | 1732 | 0 | 0 | 0 | 0
1678 | 5648.688 | 2685 | 112 | 4 | 22 | 2380.9524 | 3035.7143 | 119.0476 | 0 | 112.9738 | 5648.688 | 3446 | 2202.688 | 1732 | 1732 | 1732 | 0 | 0 | 0 | 0
1679 | 5648.688 | 2694 | 113 | 4 | 23 | 2380.9524 | 3035.7143 | 119.0476 | 0 | 112.9738 | 5648.688 | 3446 | 2202.688 | 1732 | 1732 | 1732 | 238.0952 | 0 | 75.553 | 3777.6482
1680 | 5648.688 | 2707 | 113 | 4 | 23 | 2380.9524 | 3035.7143 | 119.0476 | 0 | 112.9738 | 5648.688 | 3446 | 2202.688 | 1732 | 1732 | 1732 | 0 | 0 | 0 | 0
1681 | 5648.688 | 2708 | 113 | 4 | 23 | 2380.9524 | 3035.7143 | 119.0476 | 0 | 112.9738 | 5648.688 | 3446 | 2202.688 | 1732 | 1732 | 1732 | 0 | 0 | 0 | 0
1682 | 5648.688 | 2709 | 113 | 4 | 23 | 2380.9524 | 3035.7143 | 119.0476 | 0 | 112.9738 | 5648.688 | 3446 | 2202.688 | 1732 | 1732 | 1732 | 0 | 0 | 0 | 0
1683 | 5648.688 | 2718 | 114 | 4 | 24 | 2380.9524 | 3035.7143 | 119.0476 | 0 | 112.9738 | 5648.688 | 3446 | 2202.688 | 1732 | 1732 | 1732 | 238.0952 | 0 | 75.553 | 3777.6482
1684 | 5648.688 | 2731 | 114 | 4 | 24 | 2380.9524 | 3035.7143 | 119.0476 | 0 | 112.9738 | 5648.688 | 3446 | 2202.688 | 1732 | 1732 | 1732 | 0 | 0 | 0 | 0
1685 | 5648.688 | 2732 | 114 | 4 | 24 | 2380.9524 | 3035.7143 | 119.0476 | 0 | 112.9738 | 5648.688 | 3446 | 2202.688 | 1732 | 1732 | 1732 | 0 | 0 | 0 | 0
1686 | 5648.688 | 2733 | 114 | 4 | 24 | 2380.9524 | 3035.7143 | 119.0476 | 0 | 112.9738 | 5648.688 | 3446 | 2202.688 | 1732 | 1732 | 1732 | 0 | 0 | 0 | 0
1687 | 5648.688 | 2742 | 115 | 4 | 25 | 2380.9524 | 3035.7143 | 119.0476 | 0 | 112.9738 | 5648.688 | 3446 | 2202.688 | 1732 | 1732 | 1732 | 238.0952 | 0 | 75.553 | 3777.6482
1688 | 5648.688 | 2755 | 115 | 4 | 25 | 2380.9524 | 3035.7143 | 119.0476 | 0 | 112.9738 | 5648.688 | 3446 | 2202.688 | 1732 | 1732 | 1732 | 0 | 0 | 0 | 0
1689 | 5648.688 | 2756 | 115 | 4 | 25 | 2380.9524 | 3035.7143 | 119.0476 | 0 | 112.9738 | 5648.688 | 3446 | 2202.688 | 1732 | 1732 | 1732 | 0 | 0 | 0 | 0
1690 | 5648.688 | 2757 | 115 | 4 | 25 | 2380.9524 | 3035.7143 | 119.0476 | 0 | 112.9738 | 5648.688 | 3446 | 2202.688 | 1732 | 1732 | 1732 | 0 | 0 | 0 | 0
1691 | 5648.688 | 2766 | 116 | 4 | 26 | 2380.9524 | 3035.7143 | 119.0476 | 0 | 112.9738 | 5648.688 | 3446 | 2202.688 | 1732 | 1732 | 1732 | 238.0952 | 0 | 75.553 | 3777.6482
1692 | 5648.688 | 2779 | 116 | 4 | 26 | 2380.9524 | 3035.7143 | 119.0476 | 0 | 112.9738 | 5648.688 | 3446 | 2202.688 | 1732 | 1732 | 1732 | 0 | 0 | 0 | 0
1693 | 5648.688 | 2780 | 116 | 4 | 26 | 2380.9524 | 3035.7143 | 119.0476 | 0 | 112.9738 | 5648.688 | 3446 | 2202.688 | 1732 | 1732 | 1732 | 0 | 0 | 0 | 0
1694 | 5648.688 | 2781 | 116 | 4 | 26 | 2380.9524 | 3035.7143 | 119.0476 | 0 | 112.9738 | 5648.688 | 3446 | 2202.688 | 1732 | 1732 | 1732 | 0 | 0 | 0 | 0
1695 | 5648.688 | 2790 | 117 | 4 | 27 | 2380.9524 | 3035.7143 | 119.0476 | 0 | 112.9738 | 5648.688 | 3446 | 2202.688 | 1732 | 1732 | 1732 | 238.0952 | 0 | 75.553 | 3777.6482
1696 | 5648.688 | 2803 | 117 | 4 | 27 | 2380.9524 | 3035.7143 | 119.0476 | 0 | 112.9738 | 5648.688 | 3446 | 2202.688 | 1732 | 1732 | 1732 | 0 | 0 | 0 | 0
1697 | 5648.688 | 2804 | 117 | 4 | 27 | 2380.9524 | 3035.7143 | 119.0476 | 0 | 112.9738 | 5648.688 | 3446 | 2202.688 | 1732 | 1732 | 1732 | 0 | 0 | 0 | 0
1698 | 5648.688 | 2805 | 117 | 4 | 27 | 2380.9524 | 3035.7143 | 119.0476 | 0 | 112.9738 | 5648.688 | 3446 | 2202.688 | 1732 | 1732 | 1732 | 0 | 0 | 0 | 0
1699 | 5648.688 | 2814 | 118 | 4 | 28 | 2380.9524 | 3035.7143 | 119.0476 | 0 | 112.9738 | 5648.688 | 3446 | 2202.688 | 1732 | 1732 | 1732 | 238.0952 | 0 | 75.553 | 3777.6482
1700 | 5648.688 | 2827 | 118 | 4 | 28 | 2380.9524 | 3035.7143 | 119.0476 | 0 | 112.9738 | 5648.688 | 3446 | 2202.688 | 1732 | 1732 | 1732 | 0 | 0 | 0 | 0
1701 | 5648.688 | 2828 | 118 | 4 | 28 | 2380.9524 | 3035.7143 | 119.0476 | 0 | 112.9738 | 5648.688 | 3446 | 2202.688 | 1732 | 1732 | 1732 | 0 | 0 | 0 | 0
1702 | 5648.688 | 2829 | 118 | 4 | 28 | 2380.9524 | 3035.7143 | 119.0476 | 0 | 112.9738 | 5648.688 | 3446 | 2202.688 | 1732 | 1732 | 1732 | 0 | 0 | 0 | 0
1703 | 5648.688 | 2838 | 119 | 4 | 29 | 2380.9524 | 3035.7143 | 119.0476 | 0 | 112.9738 | 5648.688 | 3446 | 2202.688 | 1732 | 1732 | 1732 | 238.0952 | 0 | 75.553 | 3777.6482
1704 | 5648.688 | 2851 | 119 | 4 | 29 | 2380.9524 | 3035.7143 | 119.0476 | 0 | 112.9738 | 5648.688 | 3446 | 2202.688 | 1732 | 1732 | 1732 | 0 | 0 | 0 | 0
1705 | 5648.688 | 2852 | 119 | 4 | 29 | 2380.9524 | 3035.7143 | 119.0476 | 0 | 112.9738 | 5648.688 | 3446 | 2202.688 | 1732 | 1732 | 1732 | 0 | 0 | 0 | 0
1706 | 5648.688 | 2853 | 119 | 4 | 29 | 2380.9524 | 3035.7143 | 119.0476 | 0 | 112.9738 | 5648.688 | 3446 | 2202.688 | 1732 | 1732 | 1732 | 0 | 0 | 0 | 0
1707 | 5648.688 | 2862 | 120 | 4 | 30 | 2380.9524 | 3035.7143 | 119.0476 | 0 | 112.9738 | 5648.688 | 3446 | 2202.688 | 1732 | 1732 | 1732 | 238.0952 | 0 | 75.553 | 3777.6482
1708 | 5648.688 | 2875 | 120 | 4 | 30 | 2380.9524 | 3035.7143 | 119.0476 | 0 | 112.9738 | 5648.688 | 3446 | 2202.688 | 1732 | 1732 | 1732 | 0 | 0 | 0 | 0
1709 | 5648.688 | 2876 | 120 | 4 | 30 | 2380.9524 | 3035.7143 | 119.0476 | 0 | 112.9738 | 5648.688 | 3446 | 2202.688 | 1732 | 1732 | 1732 | 0 | 0 | 0 | 0
1710 | 5648.688 | 2877 | 120 | 4 | 30 | 2380.9524 | 3035.7143 | 119.0476 | 0 | 112.9738 | 5648.688 | 3446 | 2202.688 | 1732 | 1732 | 1732 | 0 | 0 | 0 | 0
1711 | 5357.1429 | 8021 | 335 | 12 | 1 | 2857.1429 | 2250 | 142.8571 | 0 | 107.1429 | 5357.1429 | 3446 | 1911.1429 | 1732 | 1732 | 1732 | 0 | 0 | 0 | 0
1712 | 5357.1429 | 8045 | 336 | 12 | 2 | 2857.1429 | 2250 | 142.8571 | 0 | 107.1429 | 5357.1429 | 3446 | 1911.1429 | 1732 | 1732 | 1732 | 0 | 0 | 0 | 0
1713 | 5357.1429 | 8069 | 337 | 12 | 3 | 2857.1429 | 2250 | 142.8571 | 0 | 107.1429 | 5357.1429 | 3446 | 1911.1429 | 1732 | 1732 | 1732 | 0 | 0 | 0 | 0
1714 | 5357.1429 | 8093 | 338 | 12 | 4 | 2857.1429 | 2250 | 142.8571 | 0 | 107.1429 | 5357.1429 | 3446 | 1911.1429 | 1732 | 1732 | 1732 | 0 | 0 | 0 | 0
1715 | 5357.1429 | 8117 | 339 | 12 | 5 | 2857.1429 | 2250 | 142.8571 | 0 | 107.1429 | 5357.1429 | 3446 | 1911.1429 | 1732 | 1732 | 1732 | 0 | 0 | 0 | 0
1716 | 5357.1429 | 8141 | 340 | 12 | 6 | 2857.1429 | 2250 | 142.8571 | 0 | 107.1429 | 5357.1429 | 3446 | 1911.1429 | 1732 | 1732 | 1732 | 0 | 0 | 0 | 0
1717 | 5357.1429 | 8165 | 341 | 12 | 7 | 2857.1429 | 2250 | 142.8571 | 0 | 107.1429 | 5357.1429 | 3446 | 1911.1429 | 1732 | 1732 | 1732 | 0 | 0 | 0 | 0
1718 | 5357.1429 | 8189 | 342 | 12 | 8 | 2857.1429 | 2250 | 142.8571 | 0 | 107.1429 | 5357.1429 | 3446 | 1911.1429 | 1732 | 1732 | 1732 | 0 | 0 | 0 | 0
1719 | 5357.1429 | 8213 | 343 | 12 | 9 | 2857.1429 | 2250 | 142.8571 | 0 | 107.1429 | 5357.1429 | 3446 | 1911.1429 | 1732 | 1732 | 1732 | 0 | 0 | 0 | 0
1720 | 5357.1429 | 8237 | 344 | 12 | 10 | 2857.1429 | 2250 | 142.8571 | 0 | 107.1429 | 5357.1429 | 3446 | 1911.1429 | 1732 | 1732 | 1732 | 0 | 0 | 0 | 0
1721 | 5357.1429 | 8261 | 345 | 12 | 11 | 2857.1429 | 2250 | 142.8571 | 0 | 107.1429 | 5357.1429 | 3446 | 1911.1429 | 1732 | 1732 | 1732 | 0 | 0 | 0 | 0
1722 | 5357.1429 | 8285 | 346 | 12 | 12 | 2857.1429 | 2250 | 142.8571 | 0 | 107.1429 | 5357.1429 | 3446 | 1911.1429 | 1732 | 1732 | 1732 | 0 | 0 | 0 | 0
1723 | 5357.1429 | 8309 | 347 | 12 | 13 | 2857.1429 | 2250 | 142.8571 | 0 | 107.1429 | 5357.1429 | 3446 | 1911.1429 | 1732 | 1732 | 1732 | 0 | 0 | 0 | 0
1724 | 5357.1429 | 8333 | 348 | 12 | 14 | 2857.1429 | 2250 | 142.8571 | 0 | 107.1429 | 5357.1429 | 3446 | 1911.1429 | 1732 | 1732 | 1732 | 0 | 0 | 0 | 0
1725 | 5357.1429 | 8357 | 349 | 12 | 15 | 2857.1429 | 2250 | 142.8571 | 0 | 107.1429 | 5357.1429 | 3446 | 1911.1429 | 1732 | 1732 | 1732 | 0 | 0 | 0 | 0
1726 | 5357.1429 | 8381 | 350 | 12 | 16 | 2857.1429 | 2250 | 142.8571 | 0 | 107.1429 | 5357.1429 | 3446 | 1911.1429 | 1732 | 1732 | 1732 | 0 | 0 | 0 | 0
1727 | 5357.1429 | 8405 | 351 | 12 | 17 | 2857.1429 | 2250 | 142.8571 | 0 | 107.1429 | 5357.1429 | 3446 | 1911.1429 | 1732 | 1732 | 1732 | 0 | 0 | 0 | 0
1728 | 5357.1429 | 8429 | 352 | 12 | 18 | 2857.1429 | 2250 | 142.8571 | 0 | 107.1429 | 5357.1429 | 3446 | 1911.1429 | 1732 | 1732 | 1732 | 0 | 0 | 0 | 0
1729 | 5357.1429 | 8453 | 353 | 12 | 19 | 2857.1429 | 2250 | 142.8571 | 0 | 107.1429 | 5357.1429 | 3446 | 1911.1429 | 1732 | 1732 | 1732 | 0 | 0 | 0 | 0
1730 | 5357.1429 | 8477 | 354 | 12 | 20 | 2857.1429 | 2250 | 142.8571 | 0 | 107.1429 | 5357.1429 | 3446 | 1911.1429 | 1732 | 1732 | 1732 | 0 | 0 | 0 | 0
1731 | 5357.1429 | 8501 | 355 | 12 | 21 | 2857.1429 | 2250 | 142.8571 | 0 | 107.1429 | 5357.1429 | 3446 | 1911.1429 | 1732 | 1732 | 1732 | 0 | 0 | 0 | 0
1732 | 5357.1429 | 8525 | 356 | 12 | 22 | 2857.1429 | 2250 | 142.8571 | 0 | 107.1429 | 5357.1429 | 3446 | 1911.1429 | 1732 | 1732 | 1732 | 0 | 0 | 0 | 0
1733 | 5357.1429 | 8549 | 357 | 12 | 23 | 2857.1429 | 2250 | 142.8571 | 0 | 107.1429 | 5357.1429 | 3446 | 1911.1429 | 1732 | 1732 | 1732 | 0 | 0 | 0 | 0
1734 | 5357.1429 | 8573 | 358 | 12 | 24 | 2857.1429 | 2250 | 142.8571 | 0 | 107.1429 | 5357.1429 | 3446 | 1911.1429 | 1732 | 1732 | 1732 | 0 | 0 | 0 | 0
1735 | 5357.1429 | 8597 | 359 | 12 | 25 | 2857.1429 | 2250 | 142.8571 | 0 | 107.1429 | 5357.1429 | 3446 | 1911.1429 | 1732 | 1732 | 1732 | 0 | 0 | 0 | 0
1736 | 5357.1429 | 8621 | 360 | 12 | 26 | 2857.1429 | 2250 | 142.8571 | 0 | 107.1429 | 5357.1429 | 3446 | 1911.1429 | 1732 | 1732 | 1732 | 0 | 0 | 0 | 0
1737 | 5357.1429 | 8645 | 361 | 12 | 27 | 2857.1429 | 2250 | 142.8571 | 0 | 107.1429 | 5357.1429 | 3446 | 1911.1429 | 1732 | 1732 | 1732 | 0 | 0 | 0 | 0
1738 | 5357.1429 | 8669 | 362 | 12 | 28 | 2857.1429 | 2250 | 142.8571 | 0 | 107.1429 | 5357.1429 | 3446 | 1911.1429 | 1732 | 1732 | 1732 | 0 | 0 | 0 | 0
1739 | 5357.1429 | 8693 | 363 | 12 | 29 | 2857.1429 | 2250 | 142.8571 | 0 | 107.1429 | 5357.1429 | 3446 | 1911.1429 | 1732 | 1732 | 1732 | 0 | 0 | 0 | 0
1740 | 5357.1429 | 8717 | 364 | 12 | 30 | 2857.1429 | 2250 | 142.8571 | 0 | 107.1429 | 5357.1429 | 3446 | 1911.1429 | 1732 | 1732 | 1732 | 0 | 0 | 0 | 0
1741 | 5357.1429 | 8741 | 365 | 12 | 31 | 2857.1429 | 2250 | 142.8571 | 0 | 107.1429 | 5357.1429 | 3446 | 1911.1429 | 1732 | 1732 | 1732 | 0 | 0 | 0 | 0
1742 | 4974.4898 | 8034 | 335 | 12 | 1 | 2857.1429 | 1875 | 142.8571 | 0 | 99.4898 | 4974.4898 | 3446 | 1528.4898 | 1732 | 1732 | 1502.6408 | 0 | 0 | 0 | 0
1743 | 4974.4898 | 8038 | 335 | 12 | 1 | 2857.1429 | 1875 | 142.8571 | 0 | 99.4898 | 4974.4898 | 3446 | 1528.4898 | 1732 | 1732 | 1502.6408 | 0 | 0 | 0 | 0
1744 | 4974.4898 | 8058 | 336 | 12 | 2 | 2857.1429 | 1875 | 142.8571 | 0 | 99.4898 | 4974.4898 | 3446 | 1528.4898 | 1732 | 1732 | 1502.6408 | 0 | 0 | 0 | 0
1745 | 4974.4898 | 8062 | 336 | 12 | 2 | 2857.1429 | 1875 | 142.8571 | 0 | 99.4898 | 4974.4898 | 3446 | 1528.4898 | 1732 | 1732 | 1502.6408 | 0 | 0 | 0 | 0
1746 | 4974.4898 | 8082 | 337 | 12 | 3 | 2857.1429 | 1875 | 142.8571 | 0 | 99.4898 | 4974.4898 | 3446 | 1528.4898 | 1732 | 1732 | 1502.6408 | 0 | 0 | 0 | 0
1747 | 4974.4898 | 8086 | 337 | 12 | 3 | 2857.1429 | 1875 | 142.8571 | 0 | 99.4898 | 4974.4898 | 3446 | 1528.4898 | 1732 | 1732 | 1502.6408 | 0 | 0 | 0 | 0
1748 | 4974.4898 | 8106 | 338 | 12 | 4 | 2857.1429 | 1875 | 142.8571 | 0 | 99.4898 | 4974.4898 | 3446 | 1528.4898 | 1732 | 1732 | 1502.6408 | 0 | 0 | 0 | 0
1749 | 4974.4898 | 8110 | 338 | 12 | 4 | 2857.1429 | 1875 | 142.8571 | 0 | 99.4898 | 4974.4898 | 3446 | 1528.4898 | 1732 | 1732 | 1502.6408 | 0 | 0 | 0 | 0
1750 | 4974.4898 | 8130 | 339 | 12 | 5 | 2857.1429 | 1875 | 142.8571 | 0 | 99.4898 | 4974.4898 | 3446 | 1528.4898 | 1732 | 1732 | 1502.6408 | 0 | 0 | 0 | 0
1751 | 4974.4898 | 8134 | 339 | 12 | 5 | 2857.1429 | 1875 | 142.8571 | 0 | 99.4898 | 4974.4898 | 3446 | 1528.4898 | 1732 | 1732 | 1502.6408 | 0 | 0 | 0 | 0
1752 | 4974.4898 | 8154 | 340 | 12 | 6 | 2857.1429 | 1875 | 142.8571 | 0 | 99.4898 | 4974.4898 | 3446 | 1528.4898 | 1732 | 1732 | 1502.6408 | 0 | 0 | 0 | 0
1753 | 4974.4898 | 8158 | 340 | 12 | 6 | 2857.1429 | 1875 | 142.8571 | 0 | 99.4898 | 4974.4898 | 3446 | 1528.4898 | 1732 | 1732 | 1502.6408 | 0 | 0 | 0 | 0
1754 | 4974.4898 | 8178 | 341 | 12 | 7 | 2857.1429 | 1875 | 142.8571 | 0 | 99.4898 | 4974.4898 | 3446 | 1528.4898 | 1732 | 1732 | 1502.6408 | 0 | 0 | 0 | 0
1755 | 4974.4898 | 8182 | 341 | 12 | 7 | 2857.1429 | 1875 | 142.8571 | 0 | 99.4898 | 4974.4898 | 3446 | 1528.4898 | 1732 | 1732 | 1502.6408 | 0 | 0 | 0 | 0
1756 | 4974.4898 | 8202 | 342 | 12 | 8 | 2857.1429 | 1875 | 142.8571 | 0 | 99.4898 | 4974.4898 | 3446 | 1528.4898 | 1732 | 1732 | 1502.6408 | 0 | 0 | 0 | 0
1757 | 4974.4898 | 8206 | 342 | 12 | 8 | 2857.1429 | 1875 | 142.8571 | 0 | 99.4898 | 4974.4898 | 3446 | 1528.4898 | 1732 | 1732 | 1502.6408 | 0 | 0 | 0 | 0
1758 | 4974.4898 | 8226 | 343 | 12 | 9 | 2857.1429 | 1875 | 142.8571 | 0 | 99.4898 | 4974.4898 | 3446 | 1528.4898 | 1732 | 1732 | 1502.6408 | 0 | 0 | 0 | 0
1759 | 4974.4898 | 8230 | 343 | 12 | 9 | 2857.1429 | 1875 | 142.8571 | 0 | 99.4898 | 4974.4898 | 3446 | 1528.4898 | 1732 | 1732 | 1502.6408 | 0 | 0 | 0 | 0
1760 | 4974.4898 | 8250 | 344 | 12 | 10 | 2857.1429 | 1875 | 142.8571 | 0 | 99.4898 | 4974.4898 | 3446 | 1528.4898 | 1732 | 1732 | 1502.6408 | 0 | 0 | 0 | 0
1761 | 4974.4898 | 8254 | 344 | 12 | 10 | 2857.1429 | 1875 | 142.8571 | 0 | 99.4898 | 4974.4898 | 3446 | 1528.4898 | 1732 | 1732 | 1502.6408 | 0 | 0 | 0 | 0
1762 | 4974.4898 | 8274 | 345 | 12 | 11 | 2857.1429 | 1875 | 142.8571 | 0 | 99.4898 | 4974.4898 | 3446 | 1528.4898 | 1732 | 1732 | 1502.6408 | 0 | 0 | 0 | 0
1763 | 4974.4898 | 8278 | 345 | 12 | 11 | 2857.1429 | 1875 | 142.8571 | 0 | 99.4898 | 4974.4898 | 3446 | 1528.4898 | 1732 | 1732 | 1502.6408 | 0 | 0 | 0 | 0
1764 | 4974.4898 | 8298 | 346 | 12 | 12 | 2857.1429 | 1875 | 142.8571 | 0 | 99.4898 | 4974.4898 | 3446 | 1528.4898 | 1732 | 1732 | 1502.6408 | 0 | 0 | 0 | 0
1765 | 4974.4898 | 8302 | 346 | 12 | 12 | 2857.1429 | 1875 | 142.8571 | 0 | 99.4898 | 4974.4898 | 3446 | 1528.4898 | 1732 | 1732 | 1502.6408 | 0 | 0 | 0 | 0
1766 | 4974.4898 | 8322 | 347 | 12 | 13 | 2857.1429 | 1875 | 142.8571 | 0 | 99.4898 | 4974.4898 | 3446 | 1528.4898 | 1732 | 1732 | 1502.6408 | 0 | 0 | 0 | 0
1767 | 4974.4898 | 8326 | 347 | 12 | 13 | 2857.1429 | 1875 | 142.8571 | 0 | 99.4898 | 4974.4898 | 3446 | 1528.4898 | 1732 | 1732 | 1502.6408 | 0 | 0 | 0 | 0
1768 | 4974.4898 | 8346 | 348 | 12 | 14 | 2857.1429 | 1875 | 142.8571 | 0 | 99.4898 | 4974.4898 | 3446 | 1528.4898 | 1732 | 1732 | 1502.6408 | 0 | 0 | 0 | 0
1769 | 4974.4898 | 8350 | 348 | 12 | 14 | 2857.1429 | 1875 | 142.8571 | 0 | 99.4898 | 4974.4898 | 3446 | 1528.4898 | 1732 | 1732 | 1502.6408 | 0 | 0 | 0 | 0
1770 | 4974.4898 | 8370 | 349 | 12 | 15 | 2857.1429 | 1875 | 142.8571 | 0 | 99.4898 | 4974.4898 | 3446 | 1528.4898 | 1732 | 1732 | 1502.6408 | 0 | 0 | 0 | 0
1771 | 4974.4898 | 8374 | 349 | 12 | 15 | 2857.1429 | 1875 | 142.8571 | 0 | 99.4898 | 4974.4898 | 3446 | 1528.4898 | 1732 | 1732 | 1502.6408 | 0 | 0 | 0 | 0
1772 | 4974.4898 | 8394 | 350 | 12 | 16 | 2857.1429 | 1875 | 142.8571 | 0 | 99.4898 | 4974.4898 | 3446 | 1528.4898 | 1732 | 1732 | 1502.6408 | 0 | 0 | 0 | 0
1773 | 4974.4898 | 8398 | 350 | 12 | 16 | 2857.1429 | 1875 | 142.8571 | 0 | 99.4898 | 4974.4898 | 3446 | 1528.4898 | 1732 | 1732 | 1502.6408 | 0 | 0 | 0 | 0
1774 | 4974.4898 | 8418 | 351 | 12 | 17 | 2857.1429 | 1875 | 142.8571 | 0 | 99.4898 | 4974.4898 | 3446 | 1528.4898 | 1732 | 1732 | 1502.6408 | 0 | 0 | 0 | 0
1775 | 4974.4898 | 8422 | 351 | 12 | 17 | 2857.1429 | 1875 | 142.8571 | 0 | 99.4898 | 4974.4898 | 3446 | 1528.4898 | 1732 | 1732 | 1502.6408 | 0 | 0 | 0 | 0
1776 | 4974.4898 | 8442 | 352 | 12 | 18 | 2857.1429 | 1875 | 142.8571 | 0 | 99.4898 | 4974.4898 | 3446 | 1528.4898 | 1732 | 1732 | 1502.6408 | 0 | 0 | 0 | 0
1777 | 4974.4898 | 8446 | 352 | 12 | 18 | 2857.1429 | 1875 | 142.8571 | 0 | 99.4898 | 4974.4898 | 3446 | 1528.4898 | 1732 | 1732 | 1502.6408 | 0 | 0 | 0 | 0
1778 | 4974.4898 | 8466 | 353 | 12 | 19 | 2857.1429 | 1875 | 142.8571 | 0 | 99.4898 | 4974.4898 | 3446 | 1528.4898 | 1732 | 1732 | 1502.6408 | 0 | 0 | 0 | 0
1779 | 4974.4898 | 8470 | 353 | 12 | 19 | 2857.1429 | 1875 | 142.8571 | 0 | 99.4898 | 4974.4898 | 3446 | 1528.4898 | 1732 | 1732 | 1502.6408 | 0 | 0 | 0 | 0
1780 | 4974.4898 | 8490 | 354 | 12 | 20 | 2857.1429 | 1875 | 142.8571 | 0 | 99.4898 | 4974.4898 | 3446 | 1528.4898 | 1732 | 1732 | 1502.6408 | 0 | 0 | 0 | 0
1781 | 4974.4898 | 8494 | 354 | 12 | 20 | 2857.1429 | 1875 | 142.8571 | 0 | 99.4898 | 4974.4898 | 3446 | 1528.4898 | 1732 | 1732 | 1502.6408 | 0 | 0 | 0 | 0
1782 | 4974.4898 | 8514 | 355 | 12 | 21 | 2857.1429 | 1875 | 142.8571 | 0 | 99.4898 | 4974.4898 | 3446 | 1528.4898 | 1732 | 1732 | 1502.6408 | 0 | 0 | 0 | 0
1783 | 4974.4898 | 8518 | 355 | 12 | 21 | 2857.1429 | 1875 | 142.8571 | 0 | 99.4898 | 4974.4898 | 3446 | 1528.4898 | 1732 | 1732 | 1502.6408 | 0 | 0 | 0 | 0
1784 | 4974.4898 | 8538 | 356 | 12 | 22 | 2857.1429 | 1875 | 142.8571 | 0 | 99.4898 | 4974.4898 | 3446 | 1528.4898 | 1732 | 1732 | 1502.6408 | 0 | 0 | 0 | 0
1785 | 4974.4898 | 8542 | 356 | 12 | 22 | 2857.1429 | 1875 | 142.8571 | 0 | 99.4898 | 4974.4898 | 3446 | 1528.4898 | 1732 | 1732 | 1502.6408 | 0 | 0 | 0 | 0
1786 | 4974.4898 | 8562 | 357 | 12 | 23 | 2857.1429 | 1875 | 142.8571 | 0 | 99.4898 | 4974.4898 | 3446 | 1528.4898 | 1732 | 1732 | 1502.6408 | 0 | 0 | 0 | 0
1787 | 4974.4898 | 8566 | 357 | 12 | 23 | 2857.1429 | 1875 | 142.8571 | 0 | 99.4898 | 4974.4898 | 3446 | 1528.4898 | 1732 | 1732 | 1502.6408 | 0 | 0 | 0 | 0
1788 | 4974.4898 | 8586 | 358 | 12 | 24 | 2857.1429 | 1875 | 142.8571 | 0 | 99.4898 | 4974.4898 | 3446 | 1528.4898 | 1732 | 1732 | 1502.6408 | 0 | 0 | 0 | 0
1789 | 4974.4898 | 8590 | 358 | 12 | 24 | 2857.1429 | 1875 | 142.8571 | 0 | 99.4898 | 4974.4898 | 3446 | 1528.4898 | 1732 | 1732 | 1502.6408 | 0 | 0 | 0 | 0
1790 | 4974.4898 | 8610 | 359 | 12 | 25 | 2857.1429 | 1875 | 142.8571 | 0 | 99.4898 | 4974.4898 | 3446 | 1528.4898 | 1732 | 1732 | 1502.6408 | 0 | 0 | 0 | 0
1791 | 4974.4898 | 8614 | 359 | 12 | 25 | 2857.1429 | 1875 | 142.8571 | 0 | 99.4898 | 4974.4898 | 3446 | 1528.4898 | 1732 | 1732 | 1502.6408 | 0 | 0 | 0 | 0
1792 | 4974.4898 | 8634 | 360 | 12 | 26 | 2857.1429 | 1875 | 142.8571 | 0 | 99.4898 | 4974.4898 | 3446 | 1528.4898 | 1732 | 1732 | 1502.6408 | 0 | 0 | 0 | 0
1793 | 4974.4898 | 8638 | 360 | 12 | 26 | 2857.1429 | 1875 | 142.8571 | 0 | 99.4898 | 4974.4898 | 3446 | 1528.4898 | 1732 | 1732 | 1502.6408 | 0 | 0 | 0 | 0
1794 | 4974.4898 | 8658 | 361 | 12 | 27 | 2857.1429 | 1875 | 142.8571 | 0 | 99.4898 | 4974.4898 | 3446 | 1528.4898 | 1732 | 1732 | 1502.6408 | 0 | 0 | 0 | 0
1795 | 4974.4898 | 8662 | 361 | 12 | 27 | 2857.1429 | 1875 | 142.8571 | 0 | 99.4898 | 4974.4898 | 3446 | 1528.4898 | 1732 | 1732 | 1502.6408 | 0 | 0 | 0 | 0
1796 | 4974.4898 | 8682 | 362 | 12 | 28 | 2857.1429 | 1875 | 142.8571 | 0 | 99.4898 | 4974.4898 | 3446 | 1528.4898 | 1732 | 1732 | 1502.6408 | 0 | 0 | 0 | 0
1797 | 4974.4898 | 8686 | 362 | 12 | 28 | 2857.1429 | 1875 | 142.8571 | 0 | 99.4898 | 4974.4898 | 3446 | 1528.4898 | 1732 | 1732 | 1502.6408 | 0 | 0 | 0 | 0
1798 | 4974.4898 | 8706 | 363 | 12 | 29 | 2857.1429 | 1875 | 142.8571 | 0 | 99.4898 | 4974.4898 | 3446 | 1528.4898 | 1732 | 1732 | 1502.6408 | 0 | 0 | 0 | 0
1799 | 4974.4898 | 8710 | 363 | 12 | 29 | 2857.1429 | 1875 | 142.8571 | 0 | 99.4898 | 4974.4898 | 3446 | 1528.4898 | 1732 | 1732 | 1502.6408 | 0 | 0 | 0 | 0
1800 | 4974.4898 | 8730 | 364 | 12 | 30 | 2857.1429 | 1875 | 142.8571 | 0 | 99.4898 | 4974.4898 | 3446 | 1528.4898 | 1732 | 1732 | 1502.6408 | 0 | 0 | 0 | 0
1801 | 4974.4898 | 8734 | 364 | 12 | 30 | 2857.1429 | 1875 | 142.8571 | 0 | 99.4898 | 4974.4898 | 3446 | 1528.4898 | 1732 | 1732 | 1502.6408 | 0 | 0 | 0 | 0
1802 | 4974.4898 | 8754 | 365 | 12 | 31 | 2857.1429 | 1875 | 142.8571 | 0 | 99.4898 | 4974.4898 | 3446 | 1528.4898 | 1732 | 1732 | 1502.6408 | 0 | 0 | 0 | 0
1803 | 4974.4898 | 8758 | 365 | 12 | 31 | 2857.1429 | 1875 | 142.8571 | 0 | 99.4898 | 4974.4898 | 3446 | 1528.4898 | 1732 | 1732 | 1502.6408 | 0 | 0 | 0 | 0
1804 | 4664.723 | 2169 | 91 | 4 | 1 | 2380.9524 | 1214.2857 | 119.0476 | 857.1429 | 93.2945 | 4664.723 | 3446 | 1218.723 | 1732 | 1732 | 1194.4837 | 238.0952 | 0 | 64.5832 | 3229.1622
1805 | 4664.723 | 2193 | 92 | 4 | 2 | 2380.9524 | 1214.2857 | 119.0476 | 857.1429 | 93.2945 | 4664.723 | 3446 | 1218.723 | 1732 | 1732 | 1194.4837 | 238.0952 | 0 | 64.5832 | 3229.1622
1806 | 4664.723 | 2217 | 93 | 4 | 3 | 2380.9524 | 1214.2857 | 119.0476 | 857.1429 | 93.2945 | 4664.723 | 3446 | 1218.723 | 1732 | 1732 | 1194.4837 | 238.0952 | 0 | 64.5832 | 3229.1622
1807 | 4664.723 | 2241 | 94 | 4 | 4 | 2380.9524 | 1214.2857 | 119.0476 | 857.1429 | 93.2945 | 4664.723 | 3446 | 1218.723 | 1732 | 1732 | 1194.4837 | 238.0952 | 0 | 64.5832 | 3229.1622
1808 | 4664.723 | 2265 | 95 | 4 | 5 | 2380.9524 | 1214.2857 | 119.0476 | 857.1429 | 93.2945 | 4664.723 | 3446 | 1218.723 | 1732 | 1732 | 1194.4837 | 238.0952 | 0 | 64.5832 | 3229.1622
1809 | 4664.723 | 2289 | 96 | 4 | 6 | 2380.9524 | 1214.2857 | 119.0476 | 857.1429 | 93.2945 | 4664.723 | 3446 | 1218.723 | 1732 | 1732 | 1194.4837 | 238.0952 | 0 | 64.5832 | 3229.1622
1810 | 4664.723 | 2313 | 97 | 4 | 7 | 2380.9524 | 1214.2857 | 119.0476 | 857.1429 | 93.2945 | 4664.723 | 3446 | 1218.723 | 1732 | 1732 | 1194.4837 | 238.0952 | 0 | 64.5832 | 3229.1622
1811 | 4664.723 | 2337 | 98 | 4 | 8 | 2380.9524 | 1214.2857 | 119.0476 | 857.1429 | 93.2945 | 4664.723 | 3446 | 1218.723 | 1732 | 1732 | 1194.4837 | 238.0952 | 0 | 64.5832 | 3229.1622
1812 | 4664.723 | 2361 | 99 | 4 | 9 | 2380.9524 | 1214.2857 | 119.0476 | 857.1429 | 93.2945 | 4664.723 | 3446 | 1218.723 | 1732 | 1732 | 1194.4837 | 238.0952 | 0 | 64.5832 | 3229.1622
1813 | 4664.723 | 2385 | 100 | 4 | 10 | 2380.9524 | 1214.2857 | 119.0476 | 857.1429 | 93.2945 | 4664.723 | 3446 | 1218.723 | 1732 | 1732 | 1194.4837 | 238.0952 | 0 | 64.5832 | 3229.1622
1814 | 4664.723 | 2409 | 101 | 4 | 11 | 2380.9524 | 1214.2857 | 119.0476 | 857.1429 | 93.2945 | 4664.723 | 3446 | 1218.723 | 1732 | 1732 | 1194.4837 | 238.0952 | 0 | 64.5832 | 3229.1622
1815 | 4664.723 | 2433 | 102 | 4 | 12 | 2380.9524 | 1214.2857 | 119.0476 | 857.1429 | 93.2945 | 4664.723 | 3446 | 1218.723 | 1732 | 1732 | 1194.4837 | 238.0952 | 0 | 64.5832 | 3229.1622
1816 | 4664.723 | 2457 | 103 | 4 | 13 | 2380.9524 | 1214.2857 | 119.0476 | 857.1429 | 93.2945 | 4664.723 | 3446 | 1218.723 | 1732 | 1732 | 1194.4837 | 238.0952 | 0 | 64.5832 | 3229.1622
1817 | 4664.723 | 2481 | 104 | 4 | 14 | 2380.9524 | 1214.2857 | 119.0476 | 857.1429 | 93.2945 | 4664.723 | 3446 | 1218.723 | 1732 | 1732 | 1194.4837 | 238.0952 | 0 | 64.5832 | 3229.1622
1818 | 4664.723 | 2505 | 105 | 4 | 15 | 2380.9524 | 1214.2857 | 119.0476 | 857.1429 | 93.2945 | 4664.723 | 3446 | 1218.723 | 1732 | 1732 | 1194.4837 | 238.0952 | 0 | 64.5832 | 3229.1622
1819 | 4664.723 | 2529 | 106 | 4 | 16 | 2380.9524 | 1214.2857 | 119.0476 | 857.1429 | 93.2945 | 4664.723 | 3446 | 1218.723 | 1732 | 1732 | 1194.4837 | 238.0952 | 0 | 64.5832 | 3229.1622
1820 | 4664.723 | 2553 | 107 | 4 | 17 | 2380.9524 | 1214.2857 | 119.0476 | 857.1429 | 93.2945 | 4664.723 | 3446 | 1218.723 | 1732 | 1732 | 1194.4837 | 238.0952 | 0 | 64.5832 | 3229.1622
1821 | 4664.723 | 2577 | 108 | 4 | 18 | 2380.9524 | 1214.2857 | 119.0476 | 857.1429 | 93.2945 | 4664.723 | 3446 | 1218.723 | 1732 | 1732 | 1194.4837 | 238.0952 | 0 | 64.5832 | 3229.1622
1822 | 4664.723 | 2601 | 109 | 4 | 19 | 2380.9524 | 1214.2857 | 119.0476 | 857.1429 | 93.2945 | 4664.723 | 3446 | 1218.723 | 1732 | 1732 | 1194.4837 | 238.0952 | 0 | 64.5832 | 3229.1622
1823 | 4664.723 | 2625 | 110 | 4 | 20 | 2380.9524 | 1214.2857 | 119.0476 | 857.1429 | 93.2945 | 4664.723 | 3446 | 1218.723 | 1732 | 1732 | 1194.4837 | 238.0952 | 0 | 64.5832 | 3229.1622
1824 | 4664.723 | 2649 | 111 | 4 | 21 | 2380.9524 | 1214.2857 | 119.0476 | 857.1429 | 93.2945 | 4664.723 | 3446 | 1218.723 | 1732 | 1732 | 1194.4837 | 238.0952 | 0 | 64.5832 | 3229.1622
1825 | 4664.723 | 2673 | 112 | 4 | 22 | 2380.9524 | 1214.2857 | 119.0476 | 857.1429 | 93.2945 | 4664.723 | 3446 | 1218.723 | 1732 | 1732 | 1194.4837 | 238.0952 | 0 | 64.5832 | 3229.1622
1826 | 4664.723 | 2697 | 113 | 4 | 23 | 2380.9524 | 1214.2857 | 119.0476 | 857.1429 | 93.2945 | 4664.723 | 3446 | 1218.723 | 1732 | 1732 | 1194.4837 | 238.0952 | 0 | 64.5832 | 3229.1622
1827 | 4664.723 | 2721 | 114 | 4 | 24 | 2380.9524 | 1214.2857 | 119.0476 | 857.1429 | 93.2945 | 4664.723 | 3446 | 1218.723 | 1732 | 1732 | 1194.4837 | 238.0952 | 0 | 64.5832 | 3229.1622
1828 | 4664.723 | 2745 | 115 | 4 | 25 | 2380.9524 | 1214.2857 | 119.0476 | 857.1429 | 93.2945 | 4664.723 | 3446 | 1218.723 | 1732 | 1732 | 1194.4837 | 238.0952 | 0 | 64.5832 | 3229.1622
1829 | 4664.723 | 2769 | 116 | 4 | 26 | 2380.9524 | 1214.2857 | 119.0476 | 857.1429 | 93.2945 | 4664.723 | 3446 | 1218.723 | 1732 | 1732 | 1194.4837 | 238.0952 | 0 | 64.5832 | 3229.1622
1830 | 4664.723 | 2793 | 117 | 4 | 27 | 2380.9524 | 1214.2857 | 119.0476 | 857.1429 | 93.2945 | 4664.723 | 3446 | 1218.723 | 1732 | 1732 | 1194.4837 | 238.0952 | 0 | 64.5832 | 3229.1622
1831 | 4664.723 | 2817 | 118 | 4 | 28 | 2380.9524 | 1214.2857 | 119.0476 | 857.1429 | 93.2945 | 4664.723 | 3446 | 1218.723 | 1732 | 1732 | 1194.4837 | 238.0952 | 0 | 64.5832 | 3229.1622
1832 | 4664.723 | 2841 | 119 | 4 | 29 | 2380.9524 | 1214.2857 | 119.0476 | 857.1429 | 93.2945 | 4664.723 | 3446 | 1218.723 | 1732 | 1732 | 1194.4837 | 238.0952 | 0 | 64.5832 | 3229.1622
1833 | 4664.723 | 2865 | 120 | 4 | 30 | 2380.9524 | 1214.2857 | 119.0476 | 857.1429 | 93.2945 | 4664.723 | 3446 | 1218.723 | 1732 | 1732 | 1194.4837 | 238.0952 | 0 | 64.5832 | 3229.1622
1834 | 4616.1322 | 0 | 1 | 1 | 1 | 4285.7143 | 0 | 238.0952 | 0 | 92.3226 | 4616.1322 | 3446 | 1170.1322 | 1732 | 1732 | 1146.1453 | 0 | 0 | 0 | 0
1835 | 4616.1322 | 1 | 1 | 1 | 1 | 4285.7143 | 0 | 238.0952 | 0 | 92.3226 | 4616.1322 | 3446 | 1170.1322 | 1732 | 1732 | 1146.1453 | 0 | 0 | 0 | 0
1836 | 4616.1322 | 2 | 1 | 1 | 1 | 4285.7143 | 0 | 238.0952 | 0 | 92.3226 | 4616.1322 | 3446 | 1170.1322 | 1732 | 1732 | 1146.1453 | 0 | 0 | 0 | 0
1837 | 4616.1322 | 3 | 1 | 1 | 1 | 4285.7143 | 0 | 238.0952 | 0 | 92.3226 | 4616.1322 | 3446 | 1170.1322 | 1732 | 1732 | 1146.1453 | 0 | 0 | 0 | 0
1838 | 4616.1322 | 4 | 1 | 1 | 1 | 4285.7143 | 0 | 238.0952 | 0 | 92.3226 | 4616.1322 | 3446 | 1170.1322 | 1732 | 1732 | 1146.1453 | 0 | 0 | 0 | 0
1839 | 4616.1322 | 17 | 1 | 1 | 1 | 4285.7143 | 0 | 238.0952 | 0 | 92.3226 | 4616.1322 | 3446 | 1170.1322 | 1732 | 1732 | 1146.1453 | 0 | 0 | 0 | 0
1840 | 4616.1322 | 23 | 1 | 1 | 1 | 4285.7143 | 0 | 238.0952 | 0 | 92.3226 | 4616.1322 | 3446 | 1170.1322 | 1732 | 1732 | 1146.1453 | 0 | 0 | 0 | 0
1841 | 4616.1322 | 24 | 2 | 1 | 2 | 4285.7143 | 0 | 238.0952 | 0 | 92.3226 | 4616.1322 | 3446 | 1170.1322 | 1732 | 1732 | 1146.1453 | 0 | 0 | 0 | 0
1842 | 4616.1322 | 25 | 2 | 1 | 2 | 4285.7143 | 0 | 238.0952 | 0 | 92.3226 | 4616.1322 | 3446 | 1170.1322 | 1732 | 1732 | 1146.1453 | 0 | 0 | 0 | 0
1843 | 4616.1322 | 26 | 2 | 1 | 2 | 4285.7143 | 0 | 238.0952 | 0 | 92.3226 | 4616.1322 | 3446 | 1170.1322 | 1732 | 1732 | 1146.1453 | 0 | 0 | 0 | 0
1844 | 4616.1322 | 27 | 2 | 1 | 2 | 4285.7143 | 0 | 238.0952 | 0 | 92.3226 | 4616.1322 | 3446 | 1170.1322 | 1732 | 1732 | 1146.1453 | 0 | 0 | 0 | 0
1845 | 4616.1322 | 28 | 2 | 1 | 2 | 4285.7143 | 0 | 238.0952 | 0 | 92.3226 | 4616.1322 | 3446 | 1170.1322 | 1732 | 1732 | 1146.1453 | 0 | 0 | 0 | 0
1846 | 4616.1322 | 41 | 2 | 1 | 2 | 4285.7143 | 0 | 238.0952 | 0 | 92.3226 | 4616.1322 | 3446 | 1170.1322 | 1732 | 1732 | 1146.1453 | 0 | 0 | 0 | 0
1847 | 4616.1322 | 47 | 2 | 1 | 2 | 4285.7143 | 0 | 238.0952 | 0 | 92.3226 | 4616.1322 | 3446 | 1170.1322 | 1732 | 1732 | 1146.1453 | 0 | 0 | 0 | 0
1848 | 4616.1322 | 48 | 3 | 1 | 3 | 4285.7143 | 0 | 238.0952 | 0 | 92.3226 | 4616.1322 | 3446 | 1170.1322 | 1732 | 1732 | 1146.1453 | 0 | 0 | 0 | 0
1849 | 4616.1322 | 49 | 3 | 1 | 3 | 4285.7143 | 0 | 238.0952 | 0 | 92.3226 | 4616.1322 | 3446 | 1170.1322 | 1732 | 1732 | 1146.1453 | 0 | 0 | 0 | 0
1850 | 4616.1322 | 50 | 3 | 1 | 3 | 4285.7143 | 0 | 238.0952 | 0 | 92.3226 | 4616.1322 | 3446 | 1170.1322 | 1732 | 1732 | 1146.1453 | 0 | 0 | 0 | 0
1851 | 4616.1322 | 51 | 3 | 1 | 3 | 4285.7143 | 0 | 238.0952 | 0 | 92.3226 | 4616.1322 | 3446 | 1170.1322 | 1732 | 1732 | 1146.1453 | 0 | 0 | 0 | 0
1852 | 4616.1322 | 52 | 3 | 1 | 3 | 4285.7143 | 0 | 238.0952 | 0 | 92.3226 | 4616.1322 | 3446 | 1170.1322 | 1732 | 1732 | 1146.1453 | 0 | 0 | 0 | 0
1853 | 4616.1322 | 65 | 3 | 1 | 3 | 4285.7143 | 0 | 238.0952 | 0 | 92.3226 | 4616.1322 | 3446 | 1170.1322 | 1732 | 1732 | 1146.1453 | 0 | 0 | 0 | 0
1854 | 4616.1322 | 71 | 3 | 1 | 3 | 4285.7143 | 0 | 238.0952 | 0 | 92.3226 | 4616.1322 | 3446 | 1170.1322 | 1732 | 1732 | 1146.1453 | 0 | 0 | 0 | 0
1855 | 4616.1322 | 72 | 4 | 1 | 4 | 4285.7143 | 0 | 238.0952 | 0 | 92.3226 | 4616.1322 | 3446 | 1170.1322 | 1732 | 1732 | 1146.1453 | 0 | 0 | 0 | 0
1856 | 4616.1322 | 73 | 4 | 1 | 4 | 4285.7143 | 0 | 238.0952 | 0 | 92.3226 | 4616.1322 | 3446 | 1170.1322 | 1732 | 1732 | 1146.1453 | 0 | 0 | 0 | 0
1857 | 4616.1322 | 74 | 4 | 1 | 4 | 4285.7143 | 0 | 238.0952 | 0 | 92.3226 | 4616.1322 | 3446 | 1170.1322 | 1732 | 1732 | 1146.1453 | 0 | 0 | 0 | 0
1858 | 4616.1322 | 75 | 4 | 1 | 4 | 4285.7143 | 0 | 238.0952 | 0 | 92.3226 | 4616.1322 | 3446 | 1170.1322 | 1732 | 1732 | 1146.1453 | 0 | 0 | 0 | 0
1859 | 4616.1322 | 76 | 4 | 1 | 4 | 4285.7143 | 0 | 238.0952 | 0 | 92.3226 | 4616.1322 | 3446 | 1170.1322 | 1732 | 1732 | 1146.1453 | 0 | 0 | 0 | 0
1860 | 4616.1322 | 89 | 4 | 1 | 4 | 4285.7143 | 0 | 238.0952 | 0 | 92.3226 | 4616.1322 | 3446 | 1170.1322 | 1732 | 1732 | 1146.1453 | 0 | 0 | 0 | 0
1861 | 4616.1322 | 95 | 4 | 1 | 5 | 4285.7143 | 0 | 238.0952 | 0 | 92.3226 | 4616.1322 | 3446 | 1170.1322 | 1732 | 1732 | 1146.1453 | 0 | 0 | 0 | 0
1862 | 4616.1322 | 96 | 5 | 1 | 5 | 4285.7143 | 0 | 238.0952 | 0 | 92.3226 | 4616.1322 | 3446 | 1170.1322 | 1732 | 1732 | 1146.1453 | 0 | 0 | 0 | 0
1863 | 4616.1322 | 97 | 5 | 1 | 5 | 4285.7143 | 0 | 238.0952 | 0 | 92.3226 | 4616.1322 | 3446 | 1170.1322 | 1732 | 1732 | 1146.1453 | 0 | 0 | 0 | 0
1864 | 4616.1322 | 98 | 5 | 1 | 5 | 4285.7143 | 0 | 238.0952 | 0 | 92.3226 | 4616.1322 | 3446 | 1170.1322 | 1732 | 1732 | 1146.1453 | 0 | 0 | 0 | 0
1865 | 4616.1322 | 99 | 5 | 1 | 5 | 4285.7143 | 0 | 238.0952 | 0 | 92.3226 | 4616.1322 | 3446 | 1170.1322 | 1732 | 1732 | 1146.1453 | 0 | 0 | 0 | 0
1866 | 4616.1322 | 100 | 5 | 1 | 5 | 4285.7143 | 0 | 238.0952 | 0 | 92.3226 | 4616.1322 | 3446 | 1170.1322 | 1732 | 1732 | 1146.1453 | 0 | 0 | 0 | 0
1867 | 4616.1322 | 113 | 5 | 1 | 5 | 4285.7143 | 0 | 238.0952 | 0 | 92.3226 | 4616.1322 | 3446 | 1170.1322 | 1732 | 1732 | 1146.1453 | 0 | 0 | 0 | 0
1868 | 4616.1322 | 119 | 5 | 1 | 6 | 4285.7143 | 0 | 238.0952 | 0 | 92.3226 | 4616.1322 | 3446 | 1170.1322 | 1732 | 1732 | 1146.1453 | 0 | 0 | 0 | 0
1869 | 4616.1322 | 120 | 6 | 1 | 6 | 4285.7143 | 0 | 238.0952 | 0 | 92.3226 | 4616.1322 | 3446 | 1170.1322 | 1732 | 1732 | 1146.1453 | 0 | 0 | 0 | 0
1870 | 4616.1322 | 121 | 6 | 1 | 6 | 4285.7143 | 0 | 238.0952 | 0 | 92.3226 | 4616.1322 | 3446 | 1170.1322 | 1732 | 1732 | 1146.1453 | 0 | 0 | 0 | 0
1871 | 4616.1322 | 122 | 6 | 1 | 6 | 4285.7143 | 0 | 238.0952 | 0 | 92.3226 | 4616.1322 | 3446 | 1170.1322 | 1732 | 1732 | 1146.1453 | 0 | 0 | 0 | 0
1872 | 4616.1322 | 123 | 6 | 1 | 6 | 4285.7143 | 0 | 238.0952 | 0 | 92.3226 | 4616.1322 | 3446 | 1170.1322 | 1732 | 1732 | 1146.1453 | 0 | 0 | 0 | 0
1873 | 4616.1322 | 124 | 6 | 1 | 6 | 4285.7143 | 0 | 238.0952 | 0 | 92.3226 | 4616.1322 | 3446 | 1170.1322 | 1732 | 1732 | 1146.1453 | 0 | 0 | 0 | 0
1874 | 4616.1322 | 137 | 6 | 1 | 6 | 4285.7143 | 0 | 238.0952 | 0 | 92.3226 | 4616.1322 | 3446 | 1170.1322 | 1732 | 1732 | 1146.1453 | 0 | 0 | 0 | 0
1875 | 4616.1322 | 143 | 6 | 1 | 7 | 4285.7143 | 0 | 238.0952 | 0 | 92.3226 | 4616.1322 | 3446 | 1170.1322 | 1732 | 1732 | 1146.1453 | 0 | 0 | 0 | 0
1876 | 4616.1322 | 144 | 7 | 1 | 7 | 4285.7143 | 0 | 238.0952 | 0 | 92.3226 | 4616.1322 | 3446 | 1170.1322 | 1732 | 1732 | 1146.1453 | 0 | 0 | 0 | 0
1877 | 4616.1322 | 145 | 7 | 1 | 7 | 4285.7143 | 0 | 238.0952 | 0 | 92.3226 | 4616.1322 | 3446 | 1170.1322 | 1732 | 1732 | 1146.1453 | 0 | 0 | 0 | 0
1878 | 4616.1322 | 146 | 7 | 1 | 7 | 4285.7143 | 0 | 238.0952 | 0 | 92.3226 | 4616.1322 | 3446 | 1170.1322 | 1732 | 1732 | 1146.1453 | 0 | 0 | 0 | 0
1879 | 4616.1322 | 147 | 7 | 1 | 7 | 4285.7143 | 0 | 238.0952 | 0 | 92.3226 | 4616.1322 | 3446 | 1170.1322 | 1732 | 1732 | 1146.1453 | 0 | 0 | 0 | 0
1880 | 4616.1322 | 148 | 7 | 1 | 7 | 4285.7143 | 0 | 238.0952 | 0 | 92.3226 | 4616.1322 | 3446 | 1170.1322 | 1732 | 1732 | 1146.1453 | 0 | 0 | 0 | 0
1881 | 4616.1322 | 161 | 7 | 1 | 7 | 4285.7143 | 0 | 238.0952 | 0 | 92.3226 | 4616.1322 | 3446 | 1170.1322 | 1732 | 1732 | 1146.1453 | 0 | 0 | 0 | 0
1882 | 4616.1322 | 167 | 7 | 1 | 8 | 4285.7143 | 0 | 238.0952 | 0 | 92.3226 | 4616.1322 | 3446 | 1170.1322 | 1732 | 1732 | 1146.1453 | 0 | 0 | 0 | 0
1883 | 4616.1322 | 168 | 8 | 1 | 8 | 4285.7143 | 0 | 238.0952 | 0 | 92.3226 | 4616.1322 | 3446 | 1170.1322 | 1732 | 1732 | 1146.1453 | 0 | 0 | 0 | 0
1884 | 4616.1322 | 169 | 8 | 1 | 8 | 4285.7143 | 0 | 238.0952 | 0 | 92.3226 | 4616.1322 | 3446 | 1170.1322 | 1732 | 1732 | 1146.1453 | 0 | 0 | 0 | 0
1885 | 4616.1322 | 170 | 8 | 1 | 8 | 4285.7143 | 0 | 238.0952 | 0 | 92.3226 | 4616.1322 | 3446 | 1170.1322 | 1732 | 1732 | 1146.1453 | 0 | 0 | 0 | 0
1886 | 4616.1322 | 171 | 8 | 1 | 8 | 4285.7143 | 0 | 238.0952 | 0 | 92.3226 | 4616.1322 | 3446 | 1170.1322 | 1732 | 1732 | 1146.1453 | 0 | 0 | 0 | 0
1887 | 4616.1322 | 172 | 8 | 1 | 8 | 4285.7143 | 0 | 238.0952 | 0 | 92.3226 | 4616.1322 | 3446 | 1170.1322 | 1732 | 1732 | 1146.1453 | 0 | 0 | 0 | 0
1888 | 4616.1322 | 185 | 8 | 1 | 8 | 4285.7143 | 0 | 238.0952 | 0 | 92.3226 | 4616.1322 | 3446 | 1170.1322 | 1732 | 1732 | 1146.1453 | 0 | 0 | 0 | 0
1889 | 4616.1322 | 191 | 8 | 1 | 9 | 4285.7143 | 0 | 238.0952 | 0 | 92.3226 | 4616.1322 | 3446 | 1170.1322 | 1732 | 1732 | 1146.1453 | 0 | 0 | 0 | 0
1890 | 4616.1322 | 192 | 9 | 1 | 9 | 4285.7143 | 0 | 238.0952 | 0 | 92.3226 | 4616.1322 | 3446 | 1170.1322 | 1732 | 1732 | 1146.1453 | 0 | 0 | 0 | 0
1891 | 4616.1322 | 193 | 9 | 1 | 9 | 4285.7143 | 0 | 238.0952 | 0 | 92.3226 | 4616.1322 | 3446 | 1170.1322 | 1732 | 1732 | 1146.1453 | 0 | 0 | 0 | 0
1892 | 4616.1322 | 194 | 9 | 1 | 9 | 4285.7143 | 0 | 238.0952 | 0 | 92.3226 | 4616.1322 | 3446 | 1170.1322 | 1732 | 1732 | 1146.1453 | 0 | 0 | 0 | 0
1893 | 4616.1322 | 195 | 9 | 1 | 9 | 4285.7143 | 0 | 238.0952 | 0 | 92.3226 | 4616.1322 | 3446 | 1170.1322 | 1732 | 1732 | 1146.1453 | 0 | 0 | 0 | 0
1894 | 4616.1322 | 196 | 9 | 1 | 9 | 4285.7143 | 0 | 238.0952 | 0 | 92.3226 | 4616.1322 | 3446 | 1170.1322 | 1732 | 1732 | 1146.1453 | 0 | 0 | 0 | 0
1895 | 4616.1322 | 209 | 9 | 1 | 9 | 4285.7143 | 0 | 238.0952 | 0 | 92.3226 | 4616.1322 | 3446 | 1170.1322 | 1732 | 1732 | 1146.1453 | 0 | 0 | 0 | 0
1896 | 4616.1322 | 215 | 9 | 1 | 10 | 4285.7143 | 0 | 238.0952 | 0 | 92.3226 | 4616.1322 | 3446 | 1170.1322 | 1732 | 1732 | 1146.1453 | 0 | 0 | 0 | 0
1897 | 4616.1322 | 216 | 10 | 1 | 10 | 4285.7143 | 0 | 238.0952 | 0 | 92.3226 | 4616.1322 | 3446 | 1170.1322 | 1732 | 1732 | 1146.1453 | 0 | 0 | 0 | 0
1898 | 4616.1322 | 217 | 10 | 1 | 10 | 4285.7143 | 0 | 238.0952 | 0 | 92.3226 | 4616.1322 | 3446 | 1170.1322 | 1732 | 1732 | 1146.1453 | 0 | 0 | 0 | 0
1899 | 4616.1322 | 218 | 10 | 1 | 10 | 4285.7143 | 0 | 238.0952 | 0 | 92.3226 | 4616.1322 | 3446 | 1170.1322 | 1732 | 1732 | 1146.1453 | 0 | 0 | 0 | 0
1900 | 4616.1322 | 219 | 10 | 1 | 10 | 4285.7143 | 0 | 238.0952 | 0 | 92.3226 | 4616.1322 | 3446 | 1170.1322 | 1732 | 1732 | 1146.1453 | 0 | 0 | 0 | 0
1901 | 4616.1322 | 220 | 10 | 1 | 10 | 4285.7143 | 0 | 238.0952 | 0 | 92.3226 | 4616.1322 | 3446 | 1170.1322 | 1732 | 1732 | 1146.1453 | 0 | 0 | 0 | 0
1902 | 4616.1322 | 233 | 10 | 1 | 10 | 4285.7143 | 0 | 238.0952 | 0 | 92.3226 | 4616.1322 | 3446 | 1170.1322 | 1732 | 1732 | 1146.1453 | 0 | 0 | 0 | 0
1903 | 4616.1322 | 239 | 10 | 1 | 11 | 4285.7143 | 0 | 238.0952 | 0 | 92.3226 | 4616.1322 | 3446 | 1170.1322 | 1732 | 1732 | 1146.1453 | 0 | 0 | 0 | 0
1904 | 4616.1322 | 240 | 11 | 1 | 11 | 4285.7143 | 0 | 238.0952 | 0 | 92.3226 | 4616.1322 | 3446 | 1170.1322 | 1732 | 1732 | 1146.1453 | 0 | 0 | 0 | 0
1905 | 4616.1322 | 241 | 11 | 1 | 11 | 4285.7143 | 0 | 238.0952 | 0 | 92.3226 | 4616.1322 | 3446 | 1170.1322 | 1732 | 1732 | 1146.1453 | 0 | 0 | 0 | 0
1906 | 4616.1322 | 242 | 11 | 1 | 11 | 4285.7143 | 0 | 238.0952 | 0 | 92.3226 | 4616.1322 | 3446 | 1170.1322 | 1732 | 1732 | 1146.1453 | 0 | 0 | 0 | 0
1907 | 4616.1322 | 243 | 11 | 1 | 11 | 4285.7143 | 0 | 238.0952 | 0 | 92.3226 | 4616.1322 | 3446 | 1170.1322 | 1732 | 1732 | 1146.1453 | 0 | 0 | 0 | 0
1908 | 4616.1322 | 244 | 11 | 1 | 11 | 4285.7143 | 0 | 238.0952 | 0 | 92.3226 | 4616.1322 | 3446 | 1170.1322 | 1732 | 1732 | 1146.1453 | 0 | 0 | 0 | 0
1909 | 4616.1322 | 257 | 11 | 1 | 11 | 4285.7143 | 0 | 238.0952 | 0 | 92.3226 | 4616.1322 | 3446 | 1170.1322 | 1732 | 1732 | 1146.1453 | 0 | 0 | 0 | 0
1910 | 4616.1322 | 263 | 11 | 1 | 12 | 4285.7143 | 0 | 238.0952 | 0 | 92.3226 | 4616.1322 | 3446 | 1170.1322 | 1732 | 1732 | 1146.1453 | 0 | 0 | 0 | 0
1911 | 4616.1322 | 264 | 12 | 1 | 12 | 4285.7143 | 0 | 238.0952 | 0 | 92.3226 | 4616.1322 | 3446 | 1170.1322 | 1732 | 1732 | 1146.1453 | 0 | 0 | 0 | 0
1912 | 4616.1322 | 265 | 12 | 1 | 12 | 4285.7143 | 0 | 238.0952 | 0 | 92.3226 | 4616.1322 | 3446 | 1170.1322 | 1732 | 1732 | 1146.1453 | 0 | 0 | 0 | 0
1913 | 4616.1322 | 266 | 12 | 1 | 12 | 4285.7143 | 0 | 238.0952 | 0 | 92.3226 | 4616.1322 | 3446 | 1170.1322 | 1732 | 1732 | 1146.1453 | 0 | 0 | 0 | 0
1914 | 4616.1322 | 267 | 12 | 1 | 12 | 4285.7143 | 0 | 238.0952 | 0 | 92.3226 | 4616.1322 | 3446 | 1170.1322 | 1732 | 1732 | 1146.1453 | 0 | 0 | 0 | 0
1915 | 4616.1322 | 268 | 12 | 1 | 12 | 4285.7143 | 0 | 238.0952 | 0 | 92.3226 | 4616.1322 | 3446 | 1170.1322 | 1732 | 1732 | 1146.1453 | 0 | 0 | 0 | 0
1916 | 4616.1322 | 281 | 12 | 1 | 12 | 4285.7143 | 0 | 238.0952 | 0 | 92.3226 | 4616.1322 | 3446 | 1170.1322 | 1732 | 1732 | 1146.1453 | 0 | 0 | 0 | 0
1917 | 4616.1322 | 287 | 12 | 1 | 13 | 4285.7143 | 0 | 238.0952 | 0 | 92.3226 | 4616.1322 | 3446 | 1170.1322 | 1732 | 1732 | 1146.1453 | 0 | 0 | 0 | 0
1918 | 4616.1322 | 288 | 13 | 1 | 13 | 4285.7143 | 0 | 238.0952 | 0 | 92.3226 | 4616.1322 | 3446 | 1170.1322 | 1732 | 1732 | 1146.1453 | 0 | 0 | 0 | 0
1919 | 4616.1322 | 289 | 13 | 1 | 13 | 4285.7143 | 0 | 238.0952 | 0 | 92.3226 | 4616.1322 | 3446 | 1170.1322 | 1732 | 1732 | 1146.1453 | 0 | 0 | 0 | 0
1920 | 4616.1322 | 290 | 13 | 1 | 13 | 4285.7143 | 0 | 238.0952 | 0 | 92.3226 | 4616.1322 | 3446 | 1170.1322 | 1732 | 1732 | 1146.1453 | 0 | 0 | 0 | 0
1921 | 4616.1322 | 291 | 13 | 1 | 13 | 4285.7143 | 0 | 238.0952 | 0 | 92.3226 | 4616.1322 | 3446 | 1170.1322 | 1732 | 1732 | 1146.1453 | 0 | 0 | 0 | 0
1922 | 4616.1322 | 292 | 13 | 1 | 13 | 4285.7143 | 0 | 238.0952 | 0 | 92.3226 | 4616.1322 | 3446 | 1170.1322 | 1732 | 1732 | 1146.1453 | 0 | 0 | 0 | 0
1923 | 4616.1322 | 305 | 13 | 1 | 13 | 4285.7143 | 0 | 238.0952 | 0 | 92.3226 | 4616.1322 | 3446 | 1170.1322 | 1732 | 1732 | 1146.1453 | 0 | 0 | 0 | 0
1924 | 4616.1322 | 311 | 13 | 1 | 14 | 4285.7143 | 0 | 238.0952 | 0 | 92.3226 | 4616.1322 | 3446 | 1170.1322 | 1732 | 1732 | 1146.1453 | 0 | 0 | 0 | 0
1925 | 4616.1322 | 312 | 14 | 1 | 14 | 4285.7143 | 0 | 238.0952 | 0 | 92.3226 | 4616.1322 | 3446 | 1170.1322 | 1732 | 1732 | 1146.1453 | 0 | 0 | 0 | 0
1926 | 4616.1322 | 313 | 14 | 1 | 14 | 4285.7143 | 0 | 238.0952 | 0 | 92.3226 | 4616.1322 | 3446 | 1170.1322 | 1732 | 1732 | 1146.1453 | 0 | 0 | 0 | 0
1927 | 4616.1322 | 314 | 14 | 1 | 14 | 4285.7143 | 0 | 238.0952 | 0 | 92.3226 | 4616.1322 | 3446 | 1170.1322 | 1732 | 1732 | 1146.1453 | 0 | 0 | 0 | 0
1928 | 4616.1322 | 315 | 14 | 1 | 14 | 4285.7143 | 0 | 238.0952 | 0 | 92.3226 | 4616.1322 | 3446 | 1170.1322 | 1732 | 1732 | 1146.1453 | 0 | 0 | 0 | 0
1929 | 4616.1322 | 316 | 14 | 1 | 14 | 4285.7143 | 0 | 238.0952 | 0 | 92.3226 | 4616.1322 | 3446 | 1170.1322 | 1732 | 1732 | 1146.1453 | 0 | 0 | 0 | 0
1930 | 4616.1322 | 329 | 14 | 1 | 14 | 4285.7143 | 0 | 238.0952 | 0 | 92.3226 | 4616.1322 | 3446 | 1170.1322 | 1732 | 1732 | 1146.1453 | 0 | 0 | 0 | 0
1931 | 4616.1322 | 335 | 14 | 1 | 15 | 4285.7143 | 0 | 238.0952 | 0 | 92.3226 | 4616.1322 | 3446 | 1170.1322 | 1732 | 1732 | 1146.1453 | 0 | 0 | 0 | 0
1932 | 4616.1322 | 336 | 15 | 1 | 15 | 4285.7143 | 0 | 238.0952 | 0 | 92.3226 | 4616.1322 | 3446 | 1170.1322 | 1732 | 1732 | 1146.1453 | 0 | 0 | 0 | 0
1933 | 4616.1322 | 337 | 15 | 1 | 15 | 4285.7143 | 0 | 238.0952 | 0 | 92.3226 | 4616.1322 | 3446 | 1170.1322 | 1732 | 1732 | 1146.1453 | 0 | 0 | 0 | 0
1934 | 4616.1322 | 338 | 15 | 1 | 15 | 4285.7143 | 0 | 238.0952 | 0 | 92.3226 | 4616.1322 | 3446 | 1170.1322 | 1732 | 1732 | 1146.1453 | 0 | 0 | 0 | 0
1935 | 4616.1322 | 339 | 15 | 1 | 15 | 4285.7143 | 0 | 238.0952 | 0 | 92.3226 | 4616.1322 | 3446 | 1170.1322 | 1732 | 1732 | 1146.1453 | 0 | 0 | 0 | 0
1936 | 4616.1322 | 340 | 15 | 1 | 15 | 4285.7143 | 0 | 238.0952 | 0 | 92.3226 | 4616.1322 | 3446 | 1170.1322 | 1732 | 1732 | 1146.1453 | 0 | 0 | 0 | 0
1937 | 4616.1322 | 353 | 15 | 1 | 15 | 4285.7143 | 0 | 238.0952 | 0 | 92.3226 | 4616.1322 | 3446 | 1170.1322 | 1732 | 1732 | 1146.1453 | 0 | 0 | 0 | 0
1938 | 4616.1322 | 359 | 15 | 1 | 16 | 4285.7143 | 0 | 238.0952 | 0 | 92.3226 | 4616.1322 | 3446 | 1170.1322 | 1732 | 1732 | 1146.1453 | 0 | 0 | 0 | 0
1939 | 4616.1322 | 360 | 16 | 1 | 16 | 4285.7143 | 0 | 238.0952 | 0 | 92.3226 | 4616.1322 | 3446 | 1170.1322 | 1732 | 1732 | 1146.1453 | 0 | 0 | 0 | 0
1940 | 4616.1322 | 361 | 16 | 1 | 16 | 4285.7143 | 0 | 238.0952 | 0 | 92.3226 | 4616.1322 | 3446 | 1170.1322 | 1732 | 1732 | 1146.1453 | 0 | 0 | 0 | 0
1941 | 4616.1322 | 362 | 16 | 1 | 16 | 4285.7143 | 0 | 238.0952 | 0 | 92.3226 | 4616.1322 | 3446 | 1170.1322 | 1732 | 1732 | 1146.1453 | 0 | 0 | 0 | 0
1942 | 4616.1322 | 363 | 16 | 1 | 16 | 4285.7143 | 0 | 238.0952 | 0 | 92.3226 | 4616.1322 | 3446 | 1170.1322 | 1732 | 1732 | 1146.1453 | 0 | 0 | 0 | 0
1943 | 4616.1322 | 364 | 16 | 1 | 16 | 4285.7143 | 0 | 238.0952 | 0 | 92.3226 | 4616.1322 | 3446 | 1170.1322 | 1732 | 1732 | 1146.1453 | 0 | 0 | 0 | 0
1944 | 4616.1322 | 377 | 16 | 1 | 16 | 4285.7143 | 0 | 238.0952 | 0 | 92.3226 | 4616.1322 | 3446 | 1170.1322 | 1732 | 1732 | 1146.1453 | 0 | 0 | 0 | 0
1945 | 4616.1322 | 383 | 16 | 1 | 17 | 4285.7143 | 0 | 238.0952 | 0 | 92.3226 | 4616.1322 | 3446 | 1170.1322 | 1732 | 1732 | 1146.1453 | 0 | 0 | 0 | 0
1946 | 4616.1322 | 384 | 17 | 1 | 17 | 4285.7143 | 0 | 238.0952 | 0 | 92.3226 | 4616.1322 | 3446 | 1170.1322 | 1732 | 1732 | 1146.1453 | 0 | 0 | 0 | 0
1947 | 4616.1322 | 385 | 17 | 1 | 17 | 4285.7143 | 0 | 238.0952 | 0 | 92.3226 | 4616.1322 | 3446 | 1170.1322 | 1732 | 1732 | 1146.1453 | 0 | 0 | 0 | 0
1948 | 4616.1322 | 386 | 17 | 1 | 17 | 4285.7143 | 0 | 238.0952 | 0 | 92.3226 | 4616.1322 | 3446 | 1170.1322 | 1732 | 1732 | 1146.1453 | 0 | 0 | 0 | 0
1949 | 4616.1322 | 387 | 17 | 1 | 17 | 4285.7143 | 0 | 238.0952 | 0 | 92.3226 | 4616.1322 | 3446 | 1170.1322 | 1732 | 1732 | 1146.1453 | 0 | 0 | 0 | 0
1950 | 4616.1322 | 388 | 17 | 1 | 17 | 4285.7143 | 0 | 238.0952 | 0 | 92.3226 | 4616.1322 | 3446 | 1170.1322 | 1732 | 1732 | 1146.1453 | 0 | 0 | 0 | 0
1951 | 4616.1322 | 401 | 17 | 1 | 17 | 4285.7143 | 0 | 238.0952 | 0 | 92.3226 | 4616.1322 | 3446 | 1170.1322 | 1732 | 1732 | 1146.1453 | 0 | 0 | 0 | 0
1952 | 4616.1322 | 407 | 17 | 1 | 18 | 4285.7143 | 0 | 238.0952 | 0 | 92.3226 | 4616.1322 | 3446 | 1170.1322 | 1732 | 1732 | 1146.1453 | 0 | 0 | 0 | 0
1953 | 4616.1322 | 408 | 18 | 1 | 18 | 4285.7143 | 0 | 238.0952 | 0 | 92.3226 | 4616.1322 | 3446 | 1170.1322 | 1732 | 1732 | 1146.1453 | 0 | 0 | 0 | 0
1954 | 4616.1322 | 409 | 18 | 1 | 18 | 4285.7143 | 0 | 238.0952 | 0 | 92.3226 | 4616.1322 | 3446 | 1170.1322 | 1732 | 1732 | 1146.1453 | 0 | 0 | 0 | 0
1955 | 4616.1322 | 410 | 18 | 1 | 18 | 4285.7143 | 0 | 238.0952 | 0 | 92.3226 | 4616.1322 | 3446 | 1170.1322 | 1732 | 1732 | 1146.1453 | 0 | 0 | 0 | 0
1956 | 4616.1322 | 411 | 18 | 1 | 18 | 4285.7143 | 0 | 238.0952 | 0 | 92.3226 | 4616.1322 | 3446 | 1170.1322 | 1732 | 1732 | 1146.1453 | 0 | 0 | 0 | 0
1957 | 4616.1322 | 412 | 18 | 1 | 18 | 4285.7143 | 0 | 238.0952 | 0 | 92.3226 | 4616.1322 | 3446 | 1170.1322 | 1732 | 1732 | 1146.1453 | 0 | 0 | 0 | 0
1958 | 4616.1322 | 425 | 18 | 1 | 18 | 4285.7143 | 0 | 238.0952 | 0 | 92.3226 | 4616.1322 | 3446 | 1170.1322 | 1732 | 1732 | 1146.1453 | 0 | 0 | 0 | 0
1959 | 4616.1322 | 431 | 18 | 1 | 19 | 4285.7143 | 0 | 238.0952 | 0 | 92.3226 | 4616.1322 | 3446 | 1170.1322 | 1732 | 1732 | 1146.1453 | 0 | 0 | 0 | 0
1960 | 4616.1322 | 432 | 19 | 1 | 19 | 4285.7143 | 0 | 238.0952 | 0 | 92.3226 | 4616.1322 | 3446 | 1170.1322 | 1732 | 1732 | 1146.1453 | 0 | 0 | 0 | 0
1961 | 4616.1322 | 433 | 19 | 1 | 19 | 4285.7143 | 0 | 238.0952 | 0 | 92.3226 | 4616.1322 | 3446 | 1170.1322 | 1732 | 1732 | 1146.1453 | 0 | 0 | 0 | 0
1962 | 4616.1322 | 434 | 19 | 1 | 19 | 4285.7143 | 0 | 238.0952 | 0 | 92.3226 | 4616.1322 | 3446 | 1170.1322 | 1732 | 1732 | 1146.1453 | 0 | 0 | 0 | 0
1963 | 4616.1322 | 435 | 19 | 1 | 19 | 4285.7143 | 0 | 238.0952 | 0 | 92.3226 | 4616.1322 | 3446 | 1170.1322 | 1732 | 1732 | 1146.1453 | 0 | 0 | 0 | 0
1964 | 4616.1322 | 436 | 19 | 1 | 19 | 4285.7143 | 0 | 238.0952 | 0 | 92.3226 | 4616.1322 | 3446 | 1170.1322 | 1732 | 1732 | 1146.1453 | 0 | 0 | 0 | 0
1965 | 4616.1322 | 449 | 19 | 1 | 19 | 4285.7143 | 0 | 238.0952 | 0 | 92.3226 | 4616.1322 | 3446 | 1170.1322 | 1732 | 1732 | 1146.1453 | 0 | 0 | 0 | 0
1966 | 4616.1322 | 455 | 19 | 1 | 20 | 4285.7143 | 0 | 238.0952 | 0 | 92.3226 | 4616.1322 | 3446 | 1170.1322 | 1732 | 1732 | 1146.1453 | 0 | 0 | 0 | 0
1967 | 4616.1322 | 456 | 20 | 1 | 20 | 4285.7143 | 0 | 238.0952 | 0 | 92.3226 | 4616.1322 | 3446 | 1170.1322 | 1732 | 1732 | 1146.1453 | 0 | 0 | 0 | 0
1968 | 4616.1322 | 457 | 20 | 1 | 20 | 4285.7143 | 0 | 238.0952 | 0 | 92.3226 | 4616.1322 | 3446 | 1170.1322 | 1732 | 1732 | 1146.1453 | 0 | 0 | 0 | 0
1969 | 4616.1322 | 458 | 20 | 1 | 20 | 4285.7143 | 0 | 238.0952 | 0 | 92.3226 | 4616.1322 | 3446 | 1170.1322 | 1732 | 1732 | 1146.1453 | 0 | 0 | 0 | 0
1970 | 4616.1322 | 459 | 20 | 1 | 20 | 4285.7143 | 0 | 238.0952 | 0 | 92.3226 | 4616.1322 | 3446 | 1170.1322 | 1732 | 1732 | 1146.1453 | 0 | 0 | 0 | 0
1971 | 4616.1322 | 460 | 20 | 1 | 20 | 4285.7143 | 0 | 238.0952 | 0 | 92.3226 | 4616.1322 | 3446 | 1170.1322 | 1732 | 1732 | 1146.1453 | 0 | 0 | 0 | 0
1972 | 4616.1322 | 473 | 20 | 1 | 20 | 4285.7143 | 0 | 238.0952 | 0 | 92.3226 | 4616.1322 | 3446 | 1170.1322 | 1732 | 1732 | 1146.1453 | 0 | 0 | 0 | 0
1973 | 4616.1322 | 479 | 20 | 1 | 21 | 4285.7143 | 0 | 238.0952 | 0 | 92.3226 | 4616.1322 | 3446 | 1170.1322 | 1732 | 1732 | 1146.1453 | 0 | 0 | 0 | 0
1974 | 4616.1322 | 480 | 21 | 1 | 21 | 4285.7143 | 0 | 238.0952 | 0 | 92.3226 | 4616.1322 | 3446 | 1170.1322 | 1732 | 1732 | 1146.1453 | 0 | 0 | 0 | 0
1975 | 4616.1322 | 481 | 21 | 1 | 21 | 4285.7143 | 0 | 238.0952 | 0 | 92.3226 | 4616.1322 | 3446 | 1170.1322 | 1732 | 1732 | 1146.1453 | 0 | 0 | 0 | 0
1976 | 4616.1322 | 482 | 21 | 1 | 21 | 4285.7143 | 0 | 238.0952 | 0 | 92.3226 | 4616.1322 | 3446 | 1170.1322 | 1732 | 1732 | 1146.1453 | 0 | 0 | 0 | 0
1977 | 4616.1322 | 483 | 21 | 1 | 21 | 4285.7143 | 0 | 238.0952 | 0 | 92.3226 | 4616.1322 | 3446 | 1170.1322 | 1732 | 1732 | 1146.1453 | 0 | 0 | 0 | 0
1978 | 4616.1322 | 484 | 21 | 1 | 21 | 4285.7143 | 0 | 238.0952 | 0 | 92.3226 | 4616.1322 | 3446 | 1170.1322 | 1732 | 1732 | 1146.1453 | 0 | 0 | 0 | 0
1979 | 4616.1322 | 497 | 21 | 1 | 21 | 4285.7143 | 0 | 238.0952 | 0 | 92.3226 | 4616.1322 | 3446 | 1170.1322 | 1732 | 1732 | 1146.1453 | 0 | 0 | 0 | 0
1980 | 4616.1322 | 503 | 21 | 1 | 22 | 4285.7143 | 0 | 238.0952 | 0 | 92.3226 | 4616.1322 | 3446 | 1170.1322 | 1732 | 1732 | 1146.1453 | 0 | 0 | 0 | 0
1981 | 4616.1322 | 504 | 22 | 1 | 22 | 4285.7143 | 0 | 238.0952 | 0 | 92.3226 | 4616.1322 | 3446 | 1170.1322 | 1732 | 1732 | 1146.1453 | 0 | 0 | 0 | 0
1982 | 4616.1322 | 505 | 22 | 1 | 22 | 4285.7143 | 0 | 238.0952 | 0 | 92.3226 | 4616.1322 | 3446 | 1170.1322 | 1732 | 1732 | 1146.1453 | 0 | 0 | 0 | 0
1983 | 4616.1322 | 506 | 22 | 1 | 22 | 4285.7143 | 0 | 238.0952 | 0 | 92.3226 | 4616.1322 | 3446 | 1170.1322 | 1732 | 1732 | 1146.1453 | 0 | 0 | 0 | 0
1984 | 4616.1322 | 507 | 22 | 1 | 22 | 4285.7143 | 0 | 238.0952 | 0 | 92.3226 | 4616.1322 | 3446 | 1170.1322 | 1732 | 1732 | 1146.1453 | 0 | 0 | 0 | 0
1985 | 4616.1322 | 508 | 22 | 1 | 22 | 4285.7143 | 0 | 238.0952 | 0 | 92.3226 | 4616.1322 | 3446 | 1170.1322 | 1732 | 1732 | 1146.1453 | 0 | 0 | 0 | 0
1986 | 4616.1322 | 521 | 22 | 1 | 22 | 4285.7143 | 0 | 238.0952 | 0 | 92.3226 | 4616.1322 | 3446 | 1170.1322 | 1732 | 1732 | 1146.1453 | 0 | 0 | 0 | 0
1987 | 4616.1322 | 527 | 22 | 1 | 23 | 4285.7143 | 0 | 238.0952 | 0 | 92.3226 | 4616.1322 | 3446 | 1170.1322 | 1732 | 1732 | 1146.1453 | 0 | 0 | 0 | 0
1988 | 4616.1322 | 528 | 23 | 1 | 23 | 4285.7143 | 0 | 238.0952 | 0 | 92.3226 | 4616.1322 | 3446 | 1170.1322 | 1732 | 1732 | 1146.1453 | 0 | 0 | 0 | 0
1989 | 4616.1322 | 529 | 23 | 1 | 23 | 4285.7143 | 0 | 238.0952 | 0 | 92.3226 | 4616.1322 | 3446 | 1170.1322 | 1732 | 1732 | 1146.1453 | 0 | 0 | 0 | 0
1990 | 4616.1322 | 530 | 23 | 1 | 23 | 4285.7143 | 0 | 238.0952 | 0 | 92.3226 | 4616.1322 | 3446 | 1170.1322 | 1732 | 1732 | 1146.1453 | 0 | 0 | 0 | 0
1991 | 4616.1322 | 531 | 23 | 1 | 23 | 4285.7143 | 0 | 238.0952 | 0 | 92.3226 | 4616.1322 | 3446 | 1170.1322 | 1732 | 1732 | 1146.1453 | 0 | 0 | 0 | 0
1992 | 4616.1322 | 532 | 23 | 1 | 23 | 4285.7143 | 0 | 238.0952 | 0 | 92.3226 | 4616.1322 | 3446 | 1170.1322 | 1732 | 1732 | 1146.1453 | 0 | 0 | 0 | 0
1993 | 4616.1322 | 545 | 23 | 1 | 23 | 4285.7143 | 0 | 238.0952 | 0 | 92.3226 | 4616.1322 | 3446 | 1170.1322 | 1732 | 1732 | 1146.1453 | 0 | 0 | 0 | 0
1994 | 4616.1322 | 551 | 23 | 1 | 24 | 4285.7143 | 0 | 238.0952 | 0 | 92.3226 | 4616.1322 | 3446 | 1170.1322 | 1732 | 1732 | 1146.1453 | 0 | 0 | 0 | 0
1995 | 4616.1322 | 552 | 24 | 1 | 24 | 4285.7143 | 0 | 238.0952 | 0 | 92.3226 | 4616.1322 | 3446 | 1170.1322 | 1732 | 1732 | 1146.1453 | 0 | 0 | 0 | 0
1996 | 4616.1322 | 553 | 24 | 1 | 24 | 4285.7143 | 0 | 238.0952 | 0 | 92.3226 | 4616.1322 | 3446 | 1170.1322 | 1732 | 1732 | 1146.1453 | 0 | 0 | 0 | 0
1997 | 4616.1322 | 554 | 24 | 1 | 24 | 4285.7143 | 0 | 238.0952 | 0 | 92.3226 | 4616.1322 | 3446 | 1170.1322 | 1732 | 1732 | 1146.1453 | 0 | 0 | 0 | 0
1998 | 4616.1322 | 555 | 24 | 1 | 24 | 4285.7143 | 0 | 238.0952 | 0 | 92.3226 | 4616.1322 | 3446 | 1170.1322 | 1732 | 1732 | 1146.1453 | 0 | 0 | 0 | 0
1999 | 4616.1322 | 556 | 24 | 1 | 24 | 4285.7143 | 0 | 238.0952 | 0 | 92.3226 | 4616.1322 | 3446 | 1170.1322 | 1732 | 1732 | 1146.1453 | 0 | 0 | 0 | 0
2000 | 4616.1322 | 569 | 24 | 1 | 24 | 4285.7143 | 0 | 238.0952 | 0 | 92.3226 | 4616.1322 | 3446 | 1170.1322 | 1732 | 1732 | 1146.1453 | 0 | 0 | 0 | 0
2001 | 4616.1322 | 575 | 24 | 1 | 25 | 4285.7143 | 0 | 238.0952 | 0 | 92.3226 | 4616.1322 | 3446 | 1170.1322 | 1732 | 1732 | 1146.1453 | 0 | 0 | 0 | 0
2002 | 4616.1322 | 576 | 25 | 1 | 25 | 4285.7143 | 0 | 238.0952 | 0 | 92.3226 | 4616.1322 | 3446 | 1170.1322 | 1732 | 1732 | 1146.1453 | 0 | 0 | 0 | 0
2003 | 4616.1322 | 577 | 25 | 1 | 25 | 4285.7143 | 0 | 238.0952 | 0 | 92.3226 | 4616.1322 | 3446 | 1170.1322 | 1732 | 1732 | 1146.1453 | 0 | 0 | 0 | 0
2004 | 4616.1322 | 578 | 25 | 1 | 25 | 4285.7143 | 0 | 238.0952 | 0 | 92.3226 | 4616.1322 | 3446 | 1170.1322 | 1732 | 1732 | 1146.1453 | 0 | 0 | 0 | 0
2005 | 4616.1322 | 579 | 25 | 1 | 25 | 4285.7143 | 0 | 238.0952 | 0 | 92.3226 | 4616.1322 | 3446 | 1170.1322 | 1732 | 1732 | 1146.1453 | 0 | 0 | 0 | 0
2006 | 4616.1322 | 580 | 25 | 1 | 25 | 4285.7143 | 0 | 238.0952 | 0 | 92.3226 | 4616.1322 | 3446 | 1170.1322 | 1732 | 1732 | 1146.1453 | 0 | 0 | 0 | 0
2007 | 4616.1322 | 593 | 25 | 1 | 25 | 4285.7143 | 0 | 238.0952 | 0 | 92.3226 | 4616.1322 | 3446 | 1170.1322 | 1732 | 1732 | 1146.1453 | 0 | 0 | 0 | 0
2008 | 4616.1322 | 599 | 25 | 1 | 26 | 4285.7143 | 0 | 238.0952 | 0 | 92.3226 | 4616.1322 | 3446 | 1170.1322 | 1732 | 1732 | 1146.1453 | 0 | 0 | 0 | 0
2009 | 4616.1322 | 600 | 26 | 1 | 26 | 4285.7143 | 0 | 238.0952 | 0 | 92.3226 | 4616.1322 | 3446 | 1170.1322 | 1732 | 1732 | 1146.1453 | 0 | 0 | 0 | 0
2010 | 4616.1322 | 601 | 26 | 1 | 26 | 4285.7143 | 0 | 238.0952 | 0 | 92.3226 | 4616.1322 | 3446 | 1170.1322 | 1732 | 1732 | 1146.1453 | 0 | 0 | 0 | 0
2011 | 4616.1322 | 602 | 26 | 1 | 26 | 4285.7143 | 0 | 238.0952 | 0 | 92.3226 | 4616.1322 | 3446 | 1170.1322 | 1732 | 1732 | 1146.1453 | 0 | 0 | 0 | 0
2012 | 4616.1322 | 603 | 26 | 1 | 26 | 4285.7143 | 0 | 238.0952 | 0 | 92.3226 | 4616.1322 | 3446 | 1170.1322 | 1732 | 1732 | 1146.1453 | 0 | 0 | 0 | 0
2013 | 4616.1322 | 604 | 26 | 1 | 26 | 4285.7143 | 0 | 238.0952 | 0 | 92.3226 | 4616.1322 | 3446 | 1170.1322 | 1732 | 1732 | 1146.1453 | 0 | 0 | 0 | 0
2014 | 4616.1322 | 617 | 26 | 1 | 26 | 4285.7143 | 0 | 238.0952 | 0 | 92.3226 | 4616.1322 | 3446 | 1170.1322 | 1732 | 1732 | 1146.1453 | 0 | 0 | 0 | 0
2015 | 4616.1322 | 623 | 26 | 1 | 27 | 4285.7143 | 0 | 238.0952 | 0 | 92.3226 | 4616.1322 | 3446 | 1170.1322 | 1732 | 1732 | 1146.1453 | 0 | 0 | 0 | 0
2016 | 4616.1322 | 624 | 27 | 1 | 27 | 4285.7143 | 0 | 238.0952 | 0 | 92.3226 | 4616.1322 | 3446 | 1170.1322 | 1732 | 1732 | 1146.1453 | 0 | 0 | 0 | 0
2017 | 4616.1322 | 625 | 27 | 1 | 27 | 4285.7143 | 0 | 238.0952 | 0 | 92.3226 | 4616.1322 | 3446 | 1170.1322 | 1732 | 1732 | 1146.1453 | 0 | 0 | 0 | 0
2018 | 4616.1322 | 626 | 27 | 1 | 27 | 4285.7143 | 0 | 238.0952 | 0 | 92.3226 | 4616.1322 | 3446 | 1170.1322 | 1732 | 1732 | 1146.1453 | 0 | 0 | 0 | 0
2019 | 4616.1322 | 627 | 27 | 1 | 27 | 4285.7143 | 0 | 238.0952 | 0 | 92.3226 | 4616.1322 | 3446 | 1170.1322 | 1732 | 1732 | 1146.1453 | 0 | 0 | 0 | 0
2020 | 4616.1322 | 628 | 27 | 1 | 27 | 4285.7143 | 0 | 238.0952 | 0 | 92.3226 | 4616.1322 | 3446 | 1170.1322 | 1732 | 1732 | 1146.1453 | 0 | 0 | 0 | 0
2021 | 4616.1322 | 641 | 27 | 1 | 27 | 4285.7143 | 0 | 238.0952 | 0 | 92.3226 | 4616.1322 | 3446 | 1170.1322 | 1732 | 1732 | 1146.1453 | 0 | 0 | 0 | 0
2022 | 4616.1322 | 647 | 27 | 1 | 28 | 4285.7143 | 0 | 238.0952 | 0 | 92.3226 | 4616.1322 | 3446 | 1170.1322 | 1732 | 1732 | 1146.1453 | 0 | 0 | 0 | 0
2023 | 4616.1322 | 648 | 28 | 1 | 28 | 4285.7143 | 0 | 238.0952 | 0 | 92.3226 | 4616.1322 | 3446 | 1170.1322 | 1732 | 1732 | 1146.1453 | 0 | 0 | 0 | 0
2024 | 4616.1322 | 649 | 28 | 1 | 28 | 4285.7143 | 0 | 238.0952 | 0 | 92.3226 | 4616.1322 | 3446 | 1170.1322 | 1732 | 1732 | 1146.1453 | 0 | 0 | 0 | 0
2025 | 4616.1322 | 650 | 28 | 1 | 28 | 4285.7143 | 0 | 238.0952 | 0 | 92.3226 | 4616.1322 | 3446 | 1170.1322 | 1732 | 1732 | 1146.1453 | 0 | 0 | 0 | 0
2026 | 4616.1322 | 651 | 28 | 1 | 28 | 4285.7143 | 0 | 238.0952 | 0 | 92.3226 | 4616.1322 | 3446 | 1170.1322 | 1732 | 1732 | 1146.1453 | 0 | 0 | 0 | 0
2027 | 4616.1322 | 652 | 28 | 1 | 28 | 4285.7143 | 0 | 238.0952 | 0 | 92.3226 | 4616.1322 | 3446 | 1170.1322 | 1732 | 1732 | 1146.1453 | 0 | 0 | 0 | 0
2028 | 4616.1322 | 665 | 28 | 1 | 28 | 4285.7143 | 0 | 238.0952 | 0 | 92.3226 | 4616.1322 | 3446 | 1170.1322 | 1732 | 1732 | 1146.1453 | 0 | 0 | 0 | 0
2029 | 4616.1322 | 671 | 28 | 1 | 29 | 4285.7143 | 0 | 238.0952 | 0 | 92.3226 | 4616.1322 | 3446 | 1170.1322 | 1732 | 1732 | 1146.1453 | 0 | 0 | 0 | 0
2030 | 4616.1322 | 672 | 29 | 1 | 29 | 4285.7143 | 0 | 238.0952 | 0 | 92.3226 | 4616.1322 | 3446 | 1170.1322 | 1732 | 1732 | 1146.1453 | 0 | 0 | 0 | 0
2031 | 4616.1322 | 673 | 29 | 1 | 29 | 4285.7143 | 0 | 238.0952 | 0 | 92.3226 | 4616.1322 | 3446 | 1170.1322 | 1732 | 1732 | 1146.1453 | 0 | 0 | 0 | 0
2032 | 4616.1322 | 674 | 29 | 1 | 29 | 4285.7143 | 0 | 238.0952 | 0 | 92.3226 | 4616.1322 | 3446 | 1170.1322 | 1732 | 1732 | 1146.1453 | 0 | 0 | 0 | 0
2033 | 4616.1322 | 675 | 29 | 1 | 29 | 4285.7143 | 0 | 238.0952 | 0 | 92.3226 | 4616.1322 | 3446 | 1170.1322 | 1732 | 1732 | 1146.1453 | 0 | 0 | 0 | 0
2034 | 4616.1322 | 676 | 29 | 1 | 29 | 4285.7143 | 0 | 238.0952 | 0 | 92.3226 | 4616.1322 | 3446 | 1170.1322 | 1732 | 1732 | 1146.1453 | 0 | 0 | 0 | 0
2035 | 4616.1322 | 689 | 29 | 1 | 29 | 4285.7143 | 0 | 238.0952 | 0 | 92.3226 | 4616.1322 | 3446 | 1170.1322 | 1732 | 1732 | 1146.1453 | 0 | 0 | 0 | 0
2036 | 4616.1322 | 695 | 29 | 1 | 30 | 4285.7143 | 0 | 238.0952 | 0 | 92.3226 | 4616.1322 | 3446 | 1170.1322 | 1732 | 1732 | 1146.1453 | 0 | 0 | 0 | 0
2037 | 4616.1322 | 696 | 30 | 1 | 30 | 4285.7143 | 0 | 238.0952 | 0 | 92.3226 | 4616.1322 | 3446 | 1170.1322 | 1732 | 1732 | 1146.1453 | 0 | 0 | 0 | 0
2038 | 4616.1322 | 697 | 30 | 1 | 30 | 4285.7143 | 0 | 238.0952 | 0 | 92.3226 | 4616.1322 | 3446 | 1170.1322 | 1732 | 1732 | 1146.1453 | 0 | 0 | 0 | 0
2039 | 4616.1322 | 698 | 30 | 1 | 30 | 4285.7143 | 0 | 238.0952 | 0 | 92.3226 | 4616.1322 | 3446 | 1170.1322 | 1732 | 1732 | 1146.1453 | 0 | 0 | 0 | 0
2040 | 4616.1322 | 699 | 30 | 1 | 30 | 4285.7143 | 0 | 238.0952 | 0 | 92.3226 | 4616.1322 | 3446 | 1170.1322 | 1732 | 1732 | 1146.1453 | 0 | 0 | 0 | 0
2041 | 4616.1322 | 700 | 30 | 1 | 30 | 4285.7143 | 0 | 238.0952 | 0 | 92.3226 | 4616.1322 | 3446 | 1170.1322 | 1732 | 1732 | 1146.1453 | 0 | 0 | 0 | 0
2042 | 4616.1322 | 713 | 30 | 1 | 30 | 4285.7143 | 0 | 238.0952 | 0 | 92.3226 | 4616.1322 | 3446 | 1170.1322 | 1732 | 1732 | 1146.1453 | 0 | 0 | 0 | 0
2043 | 4616.1322 | 719 | 30 | 1 | 31 | 4285.7143 | 0 | 238.0952 | 0 | 92.3226 | 4616.1322 | 3446 | 1170.1322 | 1732 | 1732 | 1146.1453 | 0 | 0 | 0 | 0
2044 | 4616.1322 | 720 | 31 | 1 | 31 | 4285.7143 | 0 | 238.0952 | 0 | 92.3226 | 4616.1322 | 3446 | 1170.1322 | 1732 | 1732 | 1146.1453 | 0 | 0 | 0 | 0
2045 | 4616.1322 | 721 | 31 | 1 | 31 | 4285.7143 | 0 | 238.0952 | 0 | 92.3226 | 4616.1322 | 3446 | 1170.1322 | 1732 | 1732 | 1146.1453 | 0 | 0 | 0 | 0
2046 | 4616.1322 | 722 | 31 | 1 | 31 | 4285.7143 | 0 | 238.0952 | 0 | 92.3226 | 4616.1322 | 3446 | 1170.1322 | 1732 | 1732 | 1146.1453 | 0 | 0 | 0 | 0
2047 | 4616.1322 | 723 | 31 | 1 | 31 | 4285.7143 | 0 | 238.0952 | 0 | 92.3226 | 4616.1322 | 3446 | 1170.1322 | 1732 | 1732 | 1146.1453 | 0 | 0 | 0 | 0
2048 | 4616.1322 | 724 | 31 | 1 | 31 | 4285.7143 | 0 | 238.0952 | 0 | 92.3226 | 4616.1322 | 3446 | 1170.1322 | 1732 | 1732 | 1146.1453 | 0 | 0 | 0 | 0
2049 | 4616.1322 | 737 | 31 | 1 | 31 | 4285.7143 | 0 | 238.0952 | 0 | 92.3226 | 4616.1322 | 3446 | 1170.1322 | 1732 | 1732 | 1146.1453 | 0 | 0 | 0 | 0
2050 | 4616.1322 | 743 | 31 | 1 | 32 | 4285.7143 | 0 | 238.0952 | 0 | 92.3226 | 4616.1322 | 3446 | 1170.1322 | 1732 | 1732 | 1146.1453 | 0 | 0 | 0 | 0
2051 | 4409.621 | 2165 | 91 | 4 | 1 | 2380.9524 | 1821.4286 | 119.0476 | 0 | 88.1924 | 4409.621 | 3446 | 963.621 | 1732 | 1732 | 940.7073 | 238.0952 | 0 | 59.4041 | 2970.2066
2052 | 4409.621 | 2189 | 92 | 4 | 2 | 2380.9524 | 1821.4286 | 119.0476 | 0 | 88.1924 | 4409.621 | 3446 | 963.621 | 1732 | 1732 | 940.7073 | 238.0952 | 0 | 59.4041 | 2970.2066
2053 | 4409.621 | 2213 | 93 | 4 | 3 | 2380.9524 | 1821.4286 | 119.0476 | 0 | 88.1924 | 4409.621 | 3446 | 963.621 | 1732 | 1732 | 940.7073 | 238.0952 | 0 | 59.4041 | 2970.2066
2054 | 4409.621 | 2237 | 94 | 4 | 4 | 2380.9524 | 1821.4286 | 119.0476 | 0 | 88.1924 | 4409.621 | 3446 | 963.621 | 1732 | 1732 | 940.7073 | 238.0952 | 0 | 59.4041 | 2970.2066
2055 | 4409.621 | 2261 | 95 | 4 | 5 | 2380.9524 | 1821.4286 | 119.0476 | 0 | 88.1924 | 4409.621 | 3446 | 963.621 | 1732 | 1732 | 940.7073 | 238.0952 | 0 | 59.4041 | 2970.2066
2056 | 4409.621 | 2285 | 96 | 4 | 6 | 2380.9524 | 1821.4286 | 119.0476 | 0 | 88.1924 | 4409.621 | 3446 | 963.621 | 1732 | 1732 | 940.7073 | 238.0952 | 0 | 59.4041 | 2970.2066
2057 | 4409.621 | 2309 | 97 | 4 | 7 | 2380.9524 | 1821.4286 | 119.0476 | 0 | 88.1924 | 4409.621 | 3446 | 963.621 | 1732 | 1732 | 940.7073 | 238.0952 | 0 | 59.4041 | 2970.2066
2058 | 4409.621 | 2333 | 98 | 4 | 8 | 2380.9524 | 1821.4286 | 119.0476 | 0 | 88.1924 | 4409.621 | 3446 | 963.621 | 1732 | 1732 | 940.7073 | 238.0952 | 0 | 59.4041 | 2970.2066
2059 | 4409.621 | 2357 | 99 | 4 | 9 | 2380.9524 | 1821.4286 | 119.0476 | 0 | 88.1924 | 4409.621 | 3446 | 963.621 | 1732 | 1732 | 940.7073 | 238.0952 | 0 | 59.4041 | 2970.2066
2060 | 4409.621 | 2381 | 100 | 4 | 10 | 2380.9524 | 1821.4286 | 119.0476 | 0 | 88.1924 | 4409.621 | 3446 | 963.621 | 1732 | 1732 | 940.7073 | 238.0952 | 0 | 59.4041 | 2970.2066
2061 | 4409.621 | 2405 | 101 | 4 | 11 | 2380.9524 | 1821.4286 | 119.0476 | 0 | 88.1924 | 4409.621 | 3446 | 963.621 | 1732 | 1732 | 940.7073 | 238.0952 | 0 | 59.4041 | 2970.2066
2062 | 4409.621 | 2429 | 102 | 4 | 12 | 2380.9524 | 1821.4286 | 119.0476 | 0 | 88.1924 | 4409.621 | 3446 | 963.621 | 1732 | 1732 | 940.7073 | 238.0952 | 0 | 59.4041 | 2970.2066
2063 | 4409.621 | 2453 | 103 | 4 | 13 | 2380.9524 | 1821.4286 | 119.0476 | 0 | 88.1924 | 4409.621 | 3446 | 963.621 | 1732 | 1732 | 940.7073 | 238.0952 | 0 | 59.4041 | 2970.2066
2064 | 4409.621 | 2477 | 104 | 4 | 14 | 2380.9524 | 1821.4286 | 119.0476 | 0 | 88.1924 | 4409.621 | 3446 | 963.621 | 1732 | 1732 | 940.7073 | 238.0952 | 0 | 59.4041 | 2970.2066
2065 | 4409.621 | 2501 | 105 | 4 | 15 | 2380.9524 | 1821.4286 | 119.0476 | 0 | 88.1924 | 4409.621 | 3446 | 963.621 | 1732 | 1732 | 940.7073 | 238.0952 | 0 | 59.4041 | 2970.2066
2066 | 4409.621 | 2525 | 106 | 4 | 16 | 2380.9524 | 1821.4286 | 119.0476 | 0 | 88.1924 | 4409.621 | 3446 | 963.621 | 1732 | 1732 | 940.7073 | 238.0952 | 0 | 59.4041 | 2970.2066
2067 | 4409.621 | 2549 | 107 | 4 | 17 | 2380.9524 | 1821.4286 | 119.0476 | 0 | 88.1924 | 4409.621 | 3446 | 963.621 | 1732 | 1732 | 940.7073 | 238.0952 | 0 | 59.4041 | 2970.2066
2068 | 4409.621 | 2573 | 108 | 4 | 18 | 2380.9524 | 1821.4286 | 119.0476 | 0 | 88.1924 | 4409.621 | 3446 | 963.621 | 1732 | 1732 | 940.7073 | 238.0952 | 0 | 59.4041 | 2970.2066
2069 | 4409.621 | 2597 | 109 | 4 | 19 | 2380.9524 | 1821.4286 | 119.0476 | 0 | 88.1924 | 4409.621 | 3446 | 963.621 | 1732 | 1732 | 940.7073 | 238.0952 | 0 | 59.4041 | 2970.2066
2070 | 4409.621 | 2621 | 110 | 4 | 20 | 2380.9524 | 1821.4286 | 119.0476 | 0 | 88.1924 | 4409.621 | 3446 | 963.621 | 1732 | 1732 | 940.7073 | 238.0952 | 0 | 59.4041 | 2970.2066
2071 | 4409.621 | 2645 | 111 | 4 | 21 | 2380.9524 | 1821.4286 | 119.0476 | 0 | 88.1924 | 4409.621 | 3446 | 963.621 | 1732 | 1732 | 940.7073 | 238.0952 | 0 | 59.4041 | 2970.2066
2072 | 4409.621 | 2669 | 112 | 4 | 22 | 2380.9524 | 1821.4286 | 119.0476 | 0 | 88.1924 | 4409.621 | 3446 | 963.621 | 1732 | 1732 | 940.7073 | 238.0952 | 0 | 59.4041 | 2970.2066
2073 | 4409.621 | 2693 | 113 | 4 | 23 | 2380.9524 | 1821.4286 | 119.0476 | 0 | 88.1924 | 4409.621 | 3446 | 963.621 | 1732 | 1732 | 940.7073 | 238.0952 | 0 | 59.4041 | 2970.2066
2074 | 4409.621 | 2717 | 114 | 4 | 24 | 2380.9524 | 1821.4286 | 119.0476 | 0 | 88.1924 | 4409.621 | 3446 | 963.621 | 1732 | 1732 | 940.7073 | 238.0952 | 0 | 59.4041 | 2970.2066
2075 | 4409.621 | 2741 | 115 | 4 | 25 | 2380.9524 | 1821.4286 | 119.0476 | 0 | 88.1924 | 4409.621 | 3446 | 963.621 | 1732 | 1732 | 940.7073 | 238.0952 | 0 | 59.4041 | 2970.2066
2076 | 4409.621 | 2765 | 116 | 4 | 26 | 2380.9524 | 1821.4286 | 119.0476 | 0 | 88.1924 | 4409.621 | 3446 | 963.621 | 1732 | 1732 | 940.7073 | 238.0952 | 0 | 59.4041 | 2970.2066
2077 | 4409.621 | 2789 | 117 | 4 | 27 | 2380.9524 | 1821.4286 | 119.0476 | 0 | 88.1924 | 4409.621 | 3446 | 963.621 | 1732 | 1732 | 940.7073 | 238.0952 | 0 | 59.4041 | 2970.2066
2078 | 4409.621 | 2813 | 118 | 4 | 28 | 2380.9524 | 1821.4286 | 119.0476 | 0 | 88.1924 | 4409.621 | 3446 | 963.621 | 1732 | 1732 | 940.7073 | 238.0952 | 0 | 59.4041 | 2970.2066
2079 | 4409.621 | 2837 | 119 | 4 | 29 | 2380.9524 | 1821.4286 | 119.0476 | 0 | 88.1924 | 4409.621 | 3446 | 963.621 | 1732 | 1732 | 940.7073 | 238.0952 | 0 | 59.4041 | 2970.2066
2080 | 4409.621 | 2861 | 120 | 4 | 30 | 2380.9524 | 1821.4286 | 119.0476 | 0 | 88.1924 | 4409.621 | 3446 | 963.621 | 1732 | 1732 | 940.7073 | 238.0952 | 0 | 59.4041 | 2970.2066
2081 | 4373.1778 | 744 | 32 | 2 | 1 | 4047.619 | 0 | 238.0952 | 0 | 87.4636 | 4373.1778 | 3446 | 927.1778 | 1732 | 1732 | 904.4535 | 0 | 0 | 0 | 0
2082 | 4373.1778 | 745 | 32 | 2 | 1 | 4047.619 | 0 | 238.0952 | 0 | 87.4636 | 4373.1778 | 3446 | 927.1778 | 1732 | 1732 | 904.4535 | 0 | 0 | 0 | 0
2083 | 4373.1778 | 746 | 32 | 2 | 1 | 4047.619 | 0 | 238.0952 | 0 | 87.4636 | 4373.1778 | 3446 | 927.1778 | 1732 | 1732 | 904.4535 | 0 | 0 | 0 | 0
2084 | 4373.1778 | 747 | 32 | 2 | 1 | 4047.619 | 0 | 238.0952 | 0 | 87.4636 | 4373.1778 | 3446 | 927.1778 | 1732 | 1732 | 904.4535 | 0 | 0 | 0 | 0
2085 | 4373.1778 | 748 | 32 | 2 | 1 | 4047.619 | 0 | 238.0952 | 0 | 87.4636 | 4373.1778 | 3446 | 927.1778 | 1732 | 1732 | 904.4535 | 0 | 0 | 0 | 0
2086 | 4373.1778 | 761 | 32 | 2 | 1 | 4047.619 | 0 | 238.0952 | 0 | 87.4636 | 4373.1778 | 3446 | 927.1778 | 1732 | 1732 | 904.4535 | 0 | 0 | 0 | 0
2087 | 4373.1778 | 767 | 32 | 2 | 2 | 4047.619 | 0 | 238.0952 | 0 | 87.4636 | 4373.1778 | 3446 | 927.1778 | 1732 | 1732 | 904.4535 | 0 | 0 | 0 | 0
2088 | 4373.1778 | 768 | 33 | 2 | 2 | 4047.619 | 0 | 238.0952 | 0 | 87.4636 | 4373.1778 | 3446 | 927.1778 | 1732 | 1732 | 904.4535 | 0 | 0 | 0 | 0
2089 | 4373.1778 | 769 | 33 | 2 | 2 | 4047.619 | 0 | 238.0952 | 0 | 87.4636 | 4373.1778 | 3446 | 927.1778 | 1732 | 1732 | 904.4535 | 0 | 0 | 0 | 0
2090 | 4373.1778 | 770 | 33 | 2 | 2 | 4047.619 | 0 | 238.0952 | 0 | 87.4636 | 4373.1778 | 3446 | 927.1778 | 1732 | 1732 | 904.4535 | 0 | 0 | 0 | 0
2091 | 4373.1778 | 771 | 33 | 2 | 2 | 4047.619 | 0 | 238.0952 | 0 | 87.4636 | 4373.1778 | 3446 | 927.1778 | 1732 | 1732 | 904.4535 | 0 | 0 | 0 | 0
2092 | 4373.1778 | 772 | 33 | 2 | 2 | 4047.619 | 0 | 238.0952 | 0 | 87.4636 | 4373.1778 | 3446 | 927.1778 | 1732 | 1732 | 904.4535 | 0 | 0 | 0 | 0
2093 | 4373.1778 | 785 | 33 | 2 | 2 | 4047.619 | 0 | 238.0952 | 0 | 87.4636 | 4373.1778 | 3446 | 927.1778 | 1732 | 1732 | 904.4535 | 0 | 0 | 0 | 0
2094 | 4373.1778 | 791 | 33 | 2 | 3 | 4047.619 | 0 | 238.0952 | 0 | 87.4636 | 4373.1778 | 3446 | 927.1778 | 1732 | 1732 | 904.4535 | 0 | 0 | 0 | 0
2095 | 4373.1778 | 792 | 34 | 2 | 3 | 4047.619 | 0 | 238.0952 | 0 | 87.4636 | 4373.1778 | 3446 | 927.1778 | 1732 | 1732 | 904.4535 | 0 | 0 | 0 | 0
2096 | 4373.1778 | 793 | 34 | 2 | 3 | 4047.619 | 0 | 238.0952 | 0 | 87.4636 | 4373.1778 | 3446 | 927.1778 | 1732 | 1732 | 904.4535 | 0 | 0 | 0 | 0
2097 | 4373.1778 | 794 | 34 | 2 | 3 | 4047.619 | 0 | 238.0952 | 0 | 87.4636 | 4373.1778 | 3446 | 927.1778 | 1732 | 1732 | 904.4535 | 0 | 0 | 0 | 0
2098 | 4373.1778 | 795 | 34 | 2 | 3 | 4047.619 | 0 | 238.0952 | 0 | 87.4636 | 4373.1778 | 3446 | 927.1778 | 1732 | 1732 | 904.4535 | 0 | 0 | 0 | 0
2099 | 4373.1778 | 796 | 34 | 2 | 3 | 4047.619 | 0 | 238.0952 | 0 | 87.4636 | 4373.1778 | 3446 | 927.1778 | 1732 | 1732 | 904.4535 | 0 | 0 | 0 | 0
2100 | 4373.1778 | 809 | 34 | 2 | 3 | 4047.619 | 0 | 238.0952 | 0 | 87.4636 | 4373.1778 | 3446 | 927.1778 | 1732 | 1732 | 904.4535 | 0 | 0 | 0 | 0
2101 | 4373.1778 | 815 | 34 | 2 | 4 | 4047.619 | 0 | 238.0952 | 0 | 87.4636 | 4373.1778 | 3446 | 927.1778 | 1732 | 1732 | 904.4535 | 0 | 0 | 0 | 0
2102 | 4373.1778 | 816 | 35 | 2 | 4 | 4047.619 | 0 | 238.0952 | 0 | 87.4636 | 4373.1778 | 3446 | 927.1778 | 1732 | 1732 | 904.4535 | 0 | 0 | 0 | 0
2103 | 4373.1778 | 817 | 35 | 2 | 4 | 4047.619 | 0 | 238.0952 | 0 | 87.4636 | 4373.1778 | 3446 | 927.1778 | 1732 | 1732 | 904.4535 | 0 | 0 | 0 | 0
2104 | 4373.1778 | 818 | 35 | 2 | 4 | 4047.619 | 0 | 238.0952 | 0 | 87.4636 | 4373.1778 | 3446 | 927.1778 | 1732 | 1732 | 904.4535 | 0 | 0 | 0 | 0
2105 | 4373.1778 | 819 | 35 | 2 | 4 | 4047.619 | 0 | 238.0952 | 0 | 87.4636 | 4373.1778 | 3446 | 927.1778 | 1732 | 1732 | 904.4535 | 0 | 0 | 0 | 0
2106 | 4373.1778 | 820 | 35 | 2 | 4 | 4047.619 | 0 | 238.0952 | 0 | 87.4636 | 4373.1778 | 3446 | 927.1778 | 1732 | 1732 | 904.4535 | 0 | 0 | 0 | 0
2107 | 4373.1778 | 833 | 35 | 2 | 4 | 4047.619 | 0 | 238.0952 | 0 | 87.4636 | 4373.1778 | 3446 | 927.1778 | 1732 | 1732 | 904.4535 | 0 | 0 | 0 | 0
2108 | 4373.1778 | 839 | 35 | 2 | 5 | 4047.619 | 0 | 238.0952 | 0 | 87.4636 | 4373.1778 | 3446 | 927.1778 | 1732 | 1732 | 904.4535 | 0 | 0 | 0 | 0
2109 | 4373.1778 | 840 | 36 | 2 | 5 | 4047.619 | 0 | 238.0952 | 0 | 87.4636 | 4373.1778 | 3446 | 927.1778 | 1732 | 1732 | 904.4535 | 0 | 0 | 0 | 0
2110 | 4373.1778 | 841 | 36 | 2 | 5 | 4047.619 | 0 | 238.0952 | 0 | 87.4636 | 4373.1778 | 3446 | 927.1778 | 1732 | 1732 | 904.4535 | 0 | 0 | 0 | 0
2111 | 4373.1778 | 842 | 36 | 2 | 5 | 4047.619 | 0 | 238.0952 | 0 | 87.4636 | 4373.1778 | 3446 | 927.1778 | 1732 | 1732 | 904.4535 | 0 | 0 | 0 | 0
2112 | 4373.1778 | 843 | 36 | 2 | 5 | 4047.619 | 0 | 238.0952 | 0 | 87.4636 | 4373.1778 | 3446 | 927.1778 | 1732 | 1732 | 904.4535 | 0 | 0 | 0 | 0
2113 | 4373.1778 | 844 | 36 | 2 | 5 | 4047.619 | 0 | 238.0952 | 0 | 87.4636 | 4373.1778 | 3446 | 927.1778 | 1732 | 1732 | 904.4535 | 0 | 0 | 0 | 0
2114 | 4373.1778 | 857 | 36 | 2 | 5 | 4047.619 | 0 | 238.0952 | 0 | 87.4636 | 4373.1778 | 3446 | 927.1778 | 1732 | 1732 | 904.4535 | 0 | 0 | 0 | 0
2115 | 4373.1778 | 863 | 36 | 2 | 6 | 4047.619 | 0 | 238.0952 | 0 | 87.4636 | 4373.1778 | 3446 | 927.1778 | 1732 | 1732 | 904.4535 | 0 | 0 | 0 | 0
2116 | 4373.1778 | 864 | 37 | 2 | 6 | 4047.619 | 0 | 238.0952 | 0 | 87.4636 | 4373.1778 | 3446 | 927.1778 | 1732 | 1732 | 904.4535 | 0 | 0 | 0 | 0
2117 | 4373.1778 | 865 | 37 | 2 | 6 | 4047.619 | 0 | 238.0952 | 0 | 87.4636 | 4373.1778 | 3446 | 927.1778 | 1732 | 1732 | 904.4535 | 0 | 0 | 0 | 0
2118 | 4373.1778 | 866 | 37 | 2 | 6 | 4047.619 | 0 | 238.0952 | 0 | 87.4636 | 4373.1778 | 3446 | 927.1778 | 1732 | 1732 | 904.4535 | 0 | 0 | 0 | 0
2119 | 4373.1778 | 867 | 37 | 2 | 6 | 4047.619 | 0 | 238.0952 | 0 | 87.4636 | 4373.1778 | 3446 | 927.1778 | 1732 | 1732 | 904.4535 | 0 | 0 | 0 | 0
2120 | 4373.1778 | 868 | 37 | 2 | 6 | 4047.619 | 0 | 238.0952 | 0 | 87.4636 | 4373.1778 | 3446 | 927.1778 | 1732 | 1732 | 904.4535 | 0 | 0 | 0 | 0
2121 | 4373.1778 | 881 | 37 | 2 | 6 | 4047.619 | 0 | 238.0952 | 0 | 87.4636 | 4373.1778 | 3446 | 927.1778 | 1732 | 1732 | 904.4535 | 0 | 0 | 0 | 0
2122 | 4373.1778 | 887 | 37 | 2 | 7 | 4047.619 | 0 | 238.0952 | 0 | 87.4636 | 4373.1778 | 3446 | 927.1778 | 1732 | 1732 | 904.4535 | 0 | 0 | 0 | 0
2123 | 4373.1778 | 888 | 38 | 2 | 7 | 4047.619 | 0 | 238.0952 | 0 | 87.4636 | 4373.1778 | 3446 | 927.1778 | 1732 | 1732 | 904.4535 | 0 | 0 | 0 | 0
2124 | 4373.1778 | 889 | 38 | 2 | 7 | 4047.619 | 0 | 238.0952 | 0 | 87.4636 | 4373.1778 | 3446 | 927.1778 | 1732 | 1732 | 904.4535 | 0 | 0 | 0 | 0
2125 | 4373.1778 | 890 | 38 | 2 | 7 | 4047.619 | 0 | 238.0952 | 0 | 87.4636 | 4373.1778 | 3446 | 927.1778 | 1732 | 1732 | 904.4535 | 0 | 0 | 0 | 0
2126 | 4373.1778 | 891 | 38 | 2 | 7 | 4047.619 | 0 | 238.0952 | 0 | 87.4636 | 4373.1778 | 3446 | 927.1778 | 1732 | 1732 | 904.4535 | 0 | 0 | 0 | 0
2127 | 4373.1778 | 892 | 38 | 2 | 7 | 4047.619 | 0 | 238.0952 | 0 | 87.4636 | 4373.1778 | 3446 | 927.1778 | 1732 | 1732 | 904.4535 | 0 | 0 | 0 | 0
2128 | 4373.1778 | 905 | 38 | 2 | 7 | 4047.619 | 0 | 238.0952 | 0 | 87.4636 | 4373.1778 | 3446 | 927.1778 | 1732 | 1732 | 904.4535 | 0 | 0 | 0 | 0
2129 | 4373.1778 | 911 | 38 | 2 | 8 | 4047.619 | 0 | 238.0952 | 0 | 87.4636 | 4373.1778 | 3446 | 927.1778 | 1732 | 1732 | 904.4535 | 0 | 0 | 0 | 0
2130 | 4373.1778 | 912 | 39 | 2 | 8 | 4047.619 | 0 | 238.0952 | 0 | 87.4636 | 4373.1778 | 3446 | 927.1778 | 1732 | 1732 | 904.4535 | 0 | 0 | 0 | 0
2131 | 4373.1778 | 913 | 39 | 2 | 8 | 4047.619 | 0 | 238.0952 | 0 | 87.4636 | 4373.1778 | 3446 | 927.1778 | 1732 | 1732 | 904.4535 | 0 | 0 | 0 | 0
2132 | 4373.1778 | 914 | 39 | 2 | 8 | 4047.619 | 0 | 238.0952 | 0 | 87.4636 | 4373.1778 | 3446 | 927.1778 | 1732 | 1732 | 904.4535 | 0 | 0 | 0 | 0
2133 | 4373.1778 | 915 | 39 | 2 | 8 | 4047.619 | 0 | 238.0952 | 0 | 87.4636 | 4373.1778 | 3446 | 927.1778 | 1732 | 1732 | 904.4535 | 0 | 0 | 0 | 0
2134 | 4373.1778 | 916 | 39 | 2 | 8 | 4047.619 | 0 | 238.0952 | 0 | 87.4636 | 4373.1778 | 3446 | 927.1778 | 1732 | 1732 | 904.4535 | 0 | 0 | 0 | 0
2135 | 4373.1778 | 929 | 39 | 2 | 8 | 4047.619 | 0 | 238.0952 | 0 | 87.4636 | 4373.1778 | 3446 | 927.1778 | 1732 | 1732 | 904.4535 | 0 | 0 | 0 | 0
2136 | 4373.1778 | 935 | 39 | 2 | 9 | 4047.619 | 0 | 238.0952 | 0 | 87.4636 | 4373.1778 | 3446 | 927.1778 | 1732 | 1732 | 904.4535 | 0 | 0 | 0 | 0
2137 | 4373.1778 | 936 | 40 | 2 | 9 | 4047.619 | 0 | 238.0952 | 0 | 87.4636 | 4373.1778 | 3446 | 927.1778 | 1732 | 1732 | 904.4535 | 0 | 0 | 0 | 0
2138 | 4373.1778 | 937 | 40 | 2 | 9 | 4047.619 | 0 | 238.0952 | 0 | 87.4636 | 4373.1778 | 3446 | 927.1778 | 1732 | 1732 | 904.4535 | 0 | 0 | 0 | 0
2139 | 4373.1778 | 938 | 40 | 2 | 9 | 4047.619 | 0 | 238.0952 | 0 | 87.4636 | 4373.1778 | 3446 | 927.1778 | 1732 | 1732 | 904.4535 | 0 | 0 | 0 | 0
2140 | 4373.1778 | 939 | 40 | 2 | 9 | 4047.619 | 0 | 238.0952 | 0 | 87.4636 | 4373.1778 | 3446 | 927.1778 | 1732 | 1732 | 904.4535 | 0 | 0 | 0 | 0
2141 | 4373.1778 | 940 | 40 | 2 | 9 | 4047.619 | 0 | 238.0952 | 0 | 87.4636 | 4373.1778 | 3446 | 927.1778 | 1732 | 1732 | 904.4535 | 0 | 0 | 0 | 0
2142 | 4373.1778 | 953 | 40 | 2 | 9 | 4047.619 | 0 | 238.0952 | 0 | 87.4636 | 4373.1778 | 3446 | 927.1778 | 1732 | 1732 | 904.4535 | 0 | 0 | 0 | 0
2143 | 4373.1778 | 959 | 40 | 2 | 10 | 4047.619 | 0 | 238.0952 | 0 | 87.4636 | 4373.1778 | 3446 | 927.1778 | 1732 | 1732 | 904.4535 | 0 | 0 | 0 | 0
2144 | 4373.1778 | 960 | 41 | 2 | 10 | 4047.619 | 0 | 238.0952 | 0 | 87.4636 | 4373.1778 | 3446 | 927.1778 | 1732 | 1732 | 904.4535 | 0 | 0 | 0 | 0
2145 | 4373.1778 | 961 | 41 | 2 | 10 | 4047.619 | 0 | 238.0952 | 0 | 87.4636 | 4373.1778 | 3446 | 927.1778 | 1732 | 1732 | 904.4535 | 0 | 0 | 0 | 0
2146 | 4373.1778 | 962 | 41 | 2 | 10 | 4047.619 | 0 | 238.0952 | 0 | 87.4636 | 4373.1778 | 3446 | 927.1778 | 1732 | 1732 | 904.4535 | 0 | 0 | 0 | 0
2147 | 4373.1778 | 963 | 41 | 2 | 10 | 4047.619 | 0 | 238.0952 | 0 | 87.4636 | 4373.1778 | 3446 | 927.1778 | 1732 | 1732 | 904.4535 | 0 | 0 | 0 | 0
2148 | 4373.1778 | 964 | 41 | 2 | 10 | 4047.619 | 0 | 238.0952 | 0 | 87.4636 | 4373.1778 | 3446 | 927.1778 | 1732 | 1732 | 904.4535 | 0 | 0 | 0 | 0
2149 | 4373.1778 | 977 | 41 | 2 | 10 | 4047.619 | 0 | 238.0952 | 0 | 87.4636 | 4373.1778 | 3446 | 927.1778 | 1732 | 1732 | 904.4535 | 0 | 0 | 0 | 0
2150 | 4373.1778 | 983 | 41 | 2 | 11 | 4047.619 | 0 | 238.0952 | 0 | 87.4636 | 4373.1778 | 3446 | 927.1778 | 1732 | 1732 | 904.4535 | 0 | 0 | 0 | 0
2151 | 4373.1778 | 984 | 42 | 2 | 11 | 4047.619 | 0 | 238.0952 | 0 | 87.4636 | 4373.1778 | 3446 | 927.1778 | 1732 | 1732 | 904.4535 | 0 | 0 | 0 | 0
2152 | 4373.1778 | 985 | 42 | 2 | 11 | 4047.619 | 0 | 238.0952 | 0 | 87.4636 | 4373.1778 | 3446 | 927.1778 | 1732 | 1732 | 904.4535 | 0 | 0 | 0 | 0
2153 | 4373.1778 | 986 | 42 | 2 | 11 | 4047.619 | 0 | 238.0952 | 0 | 87.4636 | 4373.1778 | 3446 | 927.1778 | 1732 | 1732 | 904.4535 | 0 | 0 | 0 | 0
2154 | 4373.1778 | 987 | 42 | 2 | 11 | 4047.619 | 0 | 238.0952 | 0 | 87.4636 | 4373.1778 | 3446 | 927.1778 | 1732 | 1732 | 904.4535 | 0 | 0 | 0 | 0
2155 | 4373.1778 | 988 | 42 | 2 | 11 | 4047.619 | 0 | 238.0952 | 0 | 87.4636 | 4373.1778 | 3446 | 927.1778 | 1732 | 1732 | 904.4535 | 0 | 0 | 0 | 0
2156 | 4373.1778 | 1001 | 42 | 2 | 11 | 4047.619 | 0 | 238.0952 | 0 | 87.4636 | 4373.1778 | 3446 | 927.1778 | 1732 | 1732 | 904.4535 | 0 | 0 | 0 | 0
2157 | 4373.1778 | 1007 | 42 | 2 | 12 | 4047.619 | 0 | 238.0952 | 0 | 87.4636 | 4373.1778 | 3446 | 927.1778 | 1732 | 1732 | 904.4535 | 0 | 0 | 0 | 0
2158 | 4373.1778 | 1008 | 43 | 2 | 12 | 4047.619 | 0 | 238.0952 | 0 | 87.4636 | 4373.1778 | 3446 | 927.1778 | 1732 | 1732 | 904.4535 | 0 | 0 | 0 | 0
2159 | 4373.1778 | 1009 | 43 | 2 | 12 | 4047.619 | 0 | 238.0952 | 0 | 87.4636 | 4373.1778 | 3446 | 927.1778 | 1732 | 1732 | 904.4535 | 0 | 0 | 0 | 0
2160 | 4373.1778 | 1010 | 43 | 2 | 12 | 4047.619 | 0 | 238.0952 | 0 | 87.4636 | 4373.1778 | 3446 | 927.1778 | 1732 | 1732 | 904.4535 | 0 | 0 | 0 | 0
2161 | 4373.1778 | 1011 | 43 | 2 | 12 | 4047.619 | 0 | 238.0952 | 0 | 87.4636 | 4373.1778 | 3446 | 927.1778 | 1732 | 1732 | 904.4535 | 0 | 0 | 0 | 0
2162 | 4373.1778 | 1012 | 43 | 2 | 12 | 4047.619 | 0 | 238.0952 | 0 | 87.4636 | 4373.1778 | 3446 | 927.1778 | 1732 | 1732 | 904.4535 | 0 | 0 | 0 | 0
2163 | 4373.1778 | 1025 | 43 | 2 | 12 | 4047.619 | 0 | 238.0952 | 0 | 87.4636 | 4373.1778 | 3446 | 927.1778 | 1732 | 1732 | 904.4535 | 0 | 0 | 0 | 0
2164 | 4373.1778 | 1031 | 43 | 2 | 13 | 4047.619 | 0 | 238.0952 | 0 | 87.4636 | 4373.1778 | 3446 | 927.1778 | 1732 | 1732 | 904.4535 | 0 | 0 | 0 | 0
2165 | 4373.1778 | 1032 | 44 | 2 | 13 | 4047.619 | 0 | 238.0952 | 0 | 87.4636 | 4373.1778 | 3446 | 927.1778 | 1732 | 1732 | 904.4535 | 0 | 0 | 0 | 0
2166 | 4373.1778 | 1033 | 44 | 2 | 13 | 4047.619 | 0 | 238.0952 | 0 | 87.4636 | 4373.1778 | 3446 | 927.1778 | 1732 | 1732 | 904.4535 | 0 | 0 | 0 | 0
2167 | 4373.1778 | 1034 | 44 | 2 | 13 | 4047.619 | 0 | 238.0952 | 0 | 87.4636 | 4373.1778 | 3446 | 927.1778 | 1732 | 1732 | 904.4535 | 0 | 0 | 0 | 0
2168 | 4373.1778 | 1035 | 44 | 2 | 13 | 4047.619 | 0 | 238.0952 | 0 | 87.4636 | 4373.1778 | 3446 | 927.1778 | 1732 | 1732 | 904.4535 | 0 | 0 | 0 | 0
2169 | 4373.1778 | 1036 | 44 | 2 | 13 | 4047.619 | 0 | 238.0952 | 0 | 87.4636 | 4373.1778 | 3446 | 927.1778 | 1732 | 1732 | 904.4535 | 0 | 0 | 0 | 0
2170 | 4373.1778 | 1049 | 44 | 2 | 13 | 4047.619 | 0 | 238.0952 | 0 | 87.4636 | 4373.1778 | 3446 | 927.1778 | 1732 | 1732 | 904.4535 | 0 | 0 | 0 | 0
2171 | 4373.1778 | 1055 | 44 | 2 | 14 | 4047.619 | 0 | 238.0952 | 0 | 87.4636 | 4373.1778 | 3446 | 927.1778 | 1732 | 1732 | 904.4535 | 0 | 0 | 0 | 0
2172 | 4373.1778 | 1056 | 45 | 2 | 14 | 4047.619 | 0 | 238.0952 | 0 | 87.4636 | 4373.1778 | 3446 | 927.1778 | 1732 | 1732 | 904.4535 | 0 | 0 | 0 | 0
2173 | 4373.1778 | 1057 | 45 | 2 | 14 | 4047.619 | 0 | 238.0952 | 0 | 87.4636 | 4373.1778 | 3446 | 927.1778 | 1732 | 1732 | 904.4535 | 0 | 0 | 0 | 0
2174 | 4373.1778 | 1058 | 45 | 2 | 14 | 4047.619 | 0 | 238.0952 | 0 | 87.4636 | 4373.1778 | 3446 | 927.1778 | 1732 | 1732 | 904.4535 | 0 | 0 | 0 | 0
2175 | 4373.1778 | 1059 | 45 | 2 | 14 | 4047.619 | 0 | 238.0952 | 0 | 87.4636 | 4373.1778 | 3446 | 927.1778 | 1732 | 1732 | 904.4535 | 0 | 0 | 0 | 0
2176 | 4373.1778 | 1060 | 45 | 2 | 14 | 4047.619 | 0 | 238.0952 | 0 | 87.4636 | 4373.1778 | 3446 | 927.1778 | 1732 | 1732 | 904.4535 | 0 | 0 | 0 | 0
2177 | 4373.1778 | 1073 | 45 | 2 | 14 | 4047.619 | 0 | 238.0952 | 0 | 87.4636 | 4373.1778 | 3446 | 927.1778 | 1732 | 1732 | 904.4535 | 0 | 0 | 0 | 0
2178 | 4373.1778 | 1079 | 45 | 2 | 15 | 4047.619 | 0 | 238.0952 | 0 | 87.4636 | 4373.1778 | 3446 | 927.1778 | 1732 | 1732 | 904.4535 | 0 | 0 | 0 | 0
2179 | 4373.1778 | 1080 | 46 | 2 | 15 | 4047.619 | 0 | 238.0952 | 0 | 87.4636 | 4373.1778 | 3446 | 927.1778 | 1732 | 1732 | 904.4535 | 0 | 0 | 0 | 0
2180 | 4373.1778 | 1081 | 46 | 2 | 15 | 4047.619 | 0 | 238.0952 | 0 | 87.4636 | 4373.1778 | 3446 | 927.1778 | 1732 | 1732 | 904.4535 | 0 | 0 | 0 | 0
2181 | 4373.1778 | 1082 | 46 | 2 | 15 | 4047.619 | 0 | 238.0952 | 0 | 87.4636 | 4373.1778 | 3446 | 927.1778 | 1732 | 1732 | 904.4535 | 0 | 0 | 0 | 0
2182 | 4373.1778 | 1083 | 46 | 2 | 15 | 4047.619 | 0 | 238.0952 | 0 | 87.4636 | 4373.1778 | 3446 | 927.1778 | 1732 | 1732 | 904.4535 | 0 | 0 | 0 | 0
2183 | 4373.1778 | 1084 | 46 | 2 | 15 | 4047.619 | 0 | 238.0952 | 0 | 87.4636 | 4373.1778 | 3446 | 927.1778 | 1732 | 1732 | 904.4535 | 0 | 0 | 0 | 0
2184 | 4373.1778 | 1097 | 46 | 2 | 15 | 4047.619 | 0 | 238.0952 | 0 | 87.4636 | 4373.1778 | 3446 | 927.1778 | 1732 | 1732 | 904.4535 | 0 | 0 | 0 | 0
2185 | 4373.1778 | 1103 | 46 | 2 | 16 | 4047.619 | 0 | 238.0952 | 0 | 87.4636 | 4373.1778 | 3446 | 927.1778 | 1732 | 1732 | 904.4535 | 0 | 0 | 0 | 0
2186 | 4373.1778 | 1104 | 47 | 2 | 16 | 4047.619 | 0 | 238.0952 | 0 | 87.4636 | 4373.1778 | 3446 | 927.1778 | 1732 | 1732 | 904.4535 | 0 | 0 | 0 | 0
2187 | 4373.1778 | 1105 | 47 | 2 | 16 | 4047.619 | 0 | 238.0952 | 0 | 87.4636 | 4373.1778 | 3446 | 927.1778 | 1732 | 1732 | 904.4535 | 0 | 0 | 0 | 0
2188 | 4373.1778 | 1106 | 47 | 2 | 16 | 4047.619 | 0 | 238.0952 | 0 | 87.4636 | 4373.1778 | 3446 | 927.1778 | 1732 | 1732 | 904.4535 | 0 | 0 | 0 | 0
2189 | 4373.1778 | 1107 | 47 | 2 | 16 | 4047.619 | 0 | 238.0952 | 0 | 87.4636 | 4373.1778 | 3446 | 927.1778 | 1732 | 1732 | 904.4535 | 0 | 0 | 0 | 0
2190 | 4373.1778 | 1108 | 47 | 2 | 16 | 4047.619 | 0 | 238.0952 | 0 | 87.4636 | 4373.1778 | 3446 | 927.1778 | 1732 | 1732 | 904.4535 | 0 | 0 | 0 | 0
2191 | 4373.1778 | 1121 | 47 | 2 | 16 | 4047.619 | 0 | 238.0952 | 0 | 87.4636 | 4373.1778 | 3446 | 927.1778 | 1732 | 1732 | 904.4535 | 0 | 0 | 0 | 0
2192 | 4373.1778 | 1127 | 47 | 2 | 17 | 4047.619 | 0 | 238.0952 | 0 | 87.4636 | 4373.1778 | 3446 | 927.1778 | 1732 | 1732 | 904.4535 | 0 | 0 | 0 | 0
2193 | 4373.1778 | 1128 | 48 | 2 | 17 | 4047.619 | 0 | 238.0952 | 0 | 87.4636 | 4373.1778 | 3446 | 927.1778 | 1732 | 1732 | 904.4535 | 0 | 0 | 0 | 0
2194 | 4373.1778 | 1129 | 48 | 2 | 17 | 4047.619 | 0 | 238.0952 | 0 | 87.4636 | 4373.1778 | 3446 | 927.1778 | 1732 | 1732 | 904.4535 | 0 | 0 | 0 | 0
2195 | 4373.1778 | 1130 | 48 | 2 | 17 | 4047.619 | 0 | 238.0952 | 0 | 87.4636 | 4373.1778 | 3446 | 927.1778 | 1732 | 1732 | 904.4535 | 0 | 0 | 0 | 0
2196 | 4373.1778 | 1131 | 48 | 2 | 17 | 4047.619 | 0 | 238.0952 | 0 | 87.4636 | 4373.1778 | 3446 | 927.1778 | 1732 | 1732 | 904.4535 | 0 | 0 | 0 | 0
2197 | 4373.1778 | 1132 | 48 | 2 | 17 | 4047.619 | 0 | 238.0952 | 0 | 87.4636 | 4373.1778 | 3446 | 927.1778 | 1732 | 1732 | 904.4535 | 0 | 0 | 0 | 0
2198 | 4373.1778 | 1145 | 48 | 2 | 17 | 4047.619 | 0 | 238.0952 | 0 | 87.4636 | 4373.1778 | 3446 | 927.1778 | 1732 | 1732 | 904.4535 | 0 | 0 | 0 | 0
2199 | 4373.1778 | 1151 | 48 | 2 | 18 | 4047.619 | 0 | 238.0952 | 0 | 87.4636 | 4373.1778 | 3446 | 927.1778 | 1732 | 1732 | 904.4535 | 0 | 0 | 0 | 0
2200 | 4373.1778 | 1152 | 49 | 2 | 18 | 4047.619 | 0 | 238.0952 | 0 | 87.4636 | 4373.1778 | 3446 | 927.1778 | 1732 | 1732 | 904.4535 | 0 | 0 | 0 | 0
2201 | 4373.1778 | 1153 | 49 | 2 | 18 | 4047.619 | 0 | 238.0952 | 0 | 87.4636 | 4373.1778 | 3446 | 927.1778 | 1732 | 1732 | 904.4535 | 0 | 0 | 0 | 0
2202 | 4373.1778 | 1154 | 49 | 2 | 18 | 4047.619 | 0 | 238.0952 | 0 | 87.4636 | 4373.1778 | 3446 | 927.1778 | 1732 | 1732 | 904.4535 | 0 | 0 | 0 | 0
2203 | 4373.1778 | 1155 | 49 | 2 | 18 | 4047.619 | 0 | 238.0952 | 0 | 87.4636 | 4373.1778 | 3446 | 927.1778 | 1732 | 1732 | 904.4535 | 0 | 0 | 0 | 0
2204 | 4373.1778 | 1156 | 49 | 2 | 18 | 4047.619 | 0 | 238.0952 | 0 | 87.4636 | 4373.1778 | 3446 | 927.1778 | 1732 | 1732 | 904.4535 | 0 | 0 | 0 | 0
2205 | 4373.1778 | 1169 | 49 | 2 | 18 | 4047.619 | 0 | 238.0952 | 0 | 87.4636 | 4373.1778 | 3446 | 927.1778 | 1732 | 1732 | 904.4535 | 0 | 0 | 0 | 0
2206 | 4373.1778 | 1175 | 49 | 2 | 19 | 4047.619 | 0 | 238.0952 | 0 | 87.4636 | 4373.1778 | 3446 | 927.1778 | 1732 | 1732 | 904.4535 | 0 | 0 | 0 | 0
2207 | 4373.1778 | 1176 | 50 | 2 | 19 | 4047.619 | 0 | 238.0952 | 0 | 87.4636 | 4373.1778 | 3446 | 927.1778 | 1732 | 1732 | 904.4535 | 0 | 0 | 0 | 0
2208 | 4373.1778 | 1177 | 50 | 2 | 19 | 4047.619 | 0 | 238.0952 | 0 | 87.4636 | 4373.1778 | 3446 | 927.1778 | 1732 | 1732 | 904.4535 | 0 | 0 | 0 | 0
2209 | 4373.1778 | 1178 | 50 | 2 | 19 | 4047.619 | 0 | 238.0952 | 0 | 87.4636 | 4373.1778 | 3446 | 927.1778 | 1732 | 1732 | 904.4535 | 0 | 0 | 0 | 0
2210 | 4373.1778 | 1179 | 50 | 2 | 19 | 4047.619 | 0 | 238.0952 | 0 | 87.4636 | 4373.1778 | 3446 | 927.1778 | 1732 | 1732 | 904.4535 | 0 | 0 | 0 | 0
2211 | 4373.1778 | 1180 | 50 | 2 | 19 | 4047.619 | 0 | 238.0952 | 0 | 87.4636 | 4373.1778 | 3446 | 927.1778 | 1732 | 1732 | 904.4535 | 0 | 0 | 0 | 0
2212 | 4373.1778 | 1193 | 50 | 2 | 19 | 4047.619 | 0 | 238.0952 | 0 | 87.4636 | 4373.1778 | 3446 | 927.1778 | 1732 | 1732 | 904.4535 | 0 | 0 | 0 | 0
2213 | 4373.1778 | 1199 | 50 | 2 | 20 | 4047.619 | 0 | 238.0952 | 0 | 87.4636 | 4373.1778 | 3446 | 927.1778 | 1732 | 1732 | 904.4535 | 0 | 0 | 0 | 0
2214 | 4373.1778 | 1200 | 51 | 2 | 20 | 4047.619 | 0 | 238.0952 | 0 | 87.4636 | 4373.1778 | 3446 | 927.1778 | 1732 | 1732 | 904.4535 | 0 | 0 | 0 | 0
2215 | 4373.1778 | 1201 | 51 | 2 | 20 | 4047.619 | 0 | 238.0952 | 0 | 87.4636 | 4373.1778 | 3446 | 927.1778 | 1732 | 1732 | 904.4535 | 0 | 0 | 0 | 0
2216 | 4373.1778 | 1202 | 51 | 2 | 20 | 4047.619 | 0 | 238.0952 | 0 | 87.4636 | 4373.1778 | 3446 | 927.1778 | 1732 | 1732 | 904.4535 | 0 | 0 | 0 | 0
2217 | 4373.1778 | 1203 | 51 | 2 | 20 | 4047.619 | 0 | 238.0952 | 0 | 87.4636 | 4373.1778 | 3446 | 927.1778 | 1732 | 1732 | 904.4535 | 0 | 0 | 0 | 0
2218 | 4373.1778 | 1204 | 51 | 2 | 20 | 4047.619 | 0 | 238.0952 | 0 | 87.4636 | 4373.1778 | 3446 | 927.1778 | 1732 | 1732 | 904.4535 | 0 | 0 | 0 | 0
2219 | 4373.1778 | 1217 | 51 | 2 | 20 | 4047.619 | 0 | 238.0952 | 0 | 87.4636 | 4373.1778 | 3446 | 927.1778 | 1732 | 1732 | 904.4535 | 0 | 0 | 0 | 0
2220 | 4373.1778 | 1223 | 51 | 2 | 21 | 4047.619 | 0 | 238.0952 | 0 | 87.4636 | 4373.1778 | 3446 | 927.1778 | 1732 | 1732 | 904.4535 | 0 | 0 | 0 | 0
2221 | 4373.1778 | 1224 | 52 | 2 | 21 | 4047.619 | 0 | 238.0952 | 0 | 87.4636 | 4373.1778 | 3446 | 927.1778 | 1732 | 1732 | 904.4535 | 0 | 0 | 0 | 0
2222 | 4373.1778 | 1225 | 52 | 2 | 21 | 4047.619 | 0 | 238.0952 | 0 | 87.4636 | 4373.1778 | 3446 | 927.1778 | 1732 | 1732 | 904.4535 | 0 | 0 | 0 | 0
2223 | 4373.1778 | 1226 | 52 | 2 | 21 | 4047.619 | 0 | 238.0952 | 0 | 87.4636 | 4373.1778 | 3446 | 927.1778 | 1732 | 1732 | 904.4535 | 0 | 0 | 0 | 0
2224 | 4373.1778 | 1227 | 52 | 2 | 21 | 4047.619 | 0 | 238.0952 | 0 | 87.4636 | 4373.1778 | 3446 | 927.1778 | 1732 | 1732 | 904.4535 | 0 | 0 | 0 | 0
2225 | 4373.1778 | 1228 | 52 | 2 | 21 | 4047.619 | 0 | 238.0952 | 0 | 87.4636 | 4373.1778 | 3446 | 927.1778 | 1732 | 1732 | 904.4535 | 0 | 0 | 0 | 0
2226 | 4373.1778 | 1241 | 52 | 2 | 21 | 4047.619 | 0 | 238.0952 | 0 | 87.4636 | 4373.1778 | 3446 | 927.1778 | 1732 | 1732 | 904.4535 | 0 | 0 | 0 | 0
2227 | 4373.1778 | 1247 | 52 | 2 | 22 | 4047.619 | 0 | 238.0952 | 0 | 87.4636 | 4373.1778 | 3446 | 927.1778 | 1732 | 1732 | 904.4535 | 0 | 0 | 0 | 0
2228 | 4373.1778 | 1248 | 53 | 2 | 22 | 4047.619 | 0 | 238.0952 | 0 | 87.4636 | 4373.1778 | 3446 | 927.1778 | 1732 | 1732 | 904.4535 | 0 | 0 | 0 | 0
2229 | 4373.1778 | 1249 | 53 | 2 | 22 | 4047.619 | 0 | 238.0952 | 0 | 87.4636 | 4373.1778 | 3446 | 927.1778 | 1732 | 1732 | 904.4535 | 0 | 0 | 0 | 0
2230 | 4373.1778 | 1250 | 53 | 2 | 22 | 4047.619 | 0 | 238.0952 | 0 | 87.4636 | 4373.1778 | 3446 | 927.1778 | 1732 | 1732 | 904.4535 | 0 | 0 | 0 | 0
2231 | 4373.1778 | 1251 | 53 | 2 | 22 | 4047.619 | 0 | 238.0952 | 0 | 87.4636 | 4373.1778 | 3446 | 927.1778 | 1732 | 1732 | 904.4535 | 0 | 0 | 0 | 0
2232 | 4373.1778 | 1252 | 53 | 2 | 22 | 4047.619 | 0 | 238.0952 | 0 | 87.4636 | 4373.1778 | 3446 | 927.1778 | 1732 | 1732 | 904.4535 | 0 | 0 | 0 | 0
2233 | 4373.1778 | 1265 | 53 | 2 | 22 | 4047.619 | 0 | 238.0952 | 0 | 87.4636 | 4373.1778 | 3446 | 927.1778 | 1732 | 1732 | 904.4535 | 0 | 0 | 0 | 0
2234 | 4373.1778 | 1271 | 53 | 2 | 23 | 4047.619 | 0 | 238.0952 | 0 | 87.4636 | 4373.1778 | 3446 | 927.1778 | 1732 | 1732 | 904.4535 | 0 | 0 | 0 | 0
2235 | 4373.1778 | 1272 | 54 | 2 | 23 | 4047.619 | 0 | 238.0952 | 0 | 87.4636 | 4373.1778 | 3446 | 927.1778 | 1732 | 1732 | 904.4535 | 0 | 0 | 0 | 0
2236 | 4373.1778 | 1273 | 54 | 2 | 23 | 4047.619 | 0 | 238.0952 | 0 | 87.4636 | 4373.1778 | 3446 | 927.1778 | 1732 | 1732 | 904.4535 | 0 | 0 | 0 | 0
2237 | 4373.1778 | 1274 | 54 | 2 | 23 | 4047.619 | 0 | 238.0952 | 0 | 87.4636 | 4373.1778 | 3446 | 927.1778 | 1732 | 1732 | 904.4535 | 0 | 0 | 0 | 0
2238 | 4373.1778 | 1275 | 54 | 2 | 23 | 4047.619 | 0 | 238.0952 | 0 | 87.4636 | 4373.1778 | 3446 | 927.1778 | 1732 | 1732 | 904.4535 | 0 | 0 | 0 | 0
2239 | 4373.1778 | 1276 | 54 | 2 | 23 | 4047.619 | 0 | 238.0952 | 0 | 87.4636 | 4373.1778 | 3446 | 927.1778 | 1732 | 1732 | 904.4535 | 0 | 0 | 0 | 0
2240 | 4373.1778 | 1289 | 54 | 2 | 23 | 4047.619 | 0 | 238.0952 | 0 | 87.4636 | 4373.1778 | 3446 | 927.1778 | 1732 | 1732 | 904.4535 | 0 | 0 | 0 | 0
2241 | 4373.1778 | 1295 | 54 | 2 | 24 | 4047.619 | 0 | 238.0952 | 0 | 87.4636 | 4373.1778 | 3446 | 927.1778 | 1732 | 1732 | 904.4535 | 0 | 0 | 0 | 0
2242 | 4373.1778 | 1296 | 55 | 2 | 24 | 4047.619 | 0 | 238.0952 | 0 | 87.4636 | 4373.1778 | 3446 | 927.1778 | 1732 | 1732 | 904.4535 | 0 | 0 | 0 | 0
2243 | 4373.1778 | 1297 | 55 | 2 | 24 | 4047.619 | 0 | 238.0952 | 0 | 87.4636 | 4373.1778 | 3446 | 927.1778 | 1732 | 1732 | 904.4535 | 0 | 0 | 0 | 0
2244 | 4373.1778 | 1298 | 55 | 2 | 24 | 4047.619 | 0 | 238.0952 | 0 | 87.4636 | 4373.1778 | 3446 | 927.1778 | 1732 | 1732 | 904.4535 | 0 | 0 | 0 | 0
2245 | 4373.1778 | 1299 | 55 | 2 | 24 | 4047.619 | 0 | 238.0952 | 0 | 87.4636 | 4373.1778 | 3446 | 927.1778 | 1732 | 1732 | 904.4535 | 0 | 0 | 0 | 0
2246 | 4373.1778 | 1300 | 55 | 2 | 24 | 4047.619 | 0 | 238.0952 | 0 | 87.4636 | 4373.1778 | 3446 | 927.1778 | 1732 | 1732 | 904.4535 | 0 | 0 | 0 | 0
2247 | 4373.1778 | 1313 | 55 | 2 | 24 | 4047.619 | 0 | 238.0952 | 0 | 87.4636 | 4373.1778 | 3446 | 927.1778 | 1732 | 1732 | 904.4535 | 0 | 0 | 0 | 0
2248 | 4373.1778 | 1319 | 55 | 2 | 25 | 4047.619 | 0 | 238.0952 | 0 | 87.4636 | 4373.1778 | 3446 | 927.1778 | 1732 | 1732 | 904.4535 | 0 | 0 | 0 | 0
2249 | 4373.1778 | 1320 | 56 | 2 | 25 | 4047.619 | 0 | 238.0952 | 0 | 87.4636 | 4373.1778 | 3446 | 927.1778 | 1732 | 1732 | 904.4535 | 0 | 0 | 0 | 0
2250 | 4373.1778 | 1321 | 56 | 2 | 25 | 4047.619 | 0 | 238.0952 | 0 | 87.4636 | 4373.1778 | 3446 | 927.1778 | 1732 | 1732 | 904.4535 | 0 | 0 | 0 | 0
2251 | 4373.1778 | 1322 | 56 | 2 | 25 | 4047.619 | 0 | 238.0952 | 0 | 87.4636 | 4373.1778 | 3446 | 927.1778 | 1732 | 1732 | 904.4535 | 0 | 0 | 0 | 0
2252 | 4373.1778 | 1323 | 56 | 2 | 25 | 4047.619 | 0 | 238.0952 | 0 | 87.4636 | 4373.1778 | 3446 | 927.1778 | 1732 | 1732 | 904.4535 | 0 | 0 | 0 | 0
2253 | 4373.1778 | 1324 | 56 | 2 | 25 | 4047.619 | 0 | 238.0952 | 0 | 87.4636 | 4373.1778 | 3446 | 927.1778 | 1732 | 1732 | 904.4535 | 0 | 0 | 0 | 0
2254 | 4373.1778 | 1337 | 56 | 2 | 25 | 4047.619 | 0 | 238.0952 | 0 | 87.4636 | 4373.1778 | 3446 | 927.1778 | 1732 | 1732 | 904.4535 | 0 | 0 | 0 | 0
2255 | 4373.1778 | 1343 | 56 | 2 | 26 | 4047.619 | 0 | 238.0952 | 0 | 87.4636 | 4373.1778 | 3446 | 927.1778 | 1732 | 1732 | 904.4535 | 0 | 0 | 0 | 0
2256 | 4373.1778 | 1344 | 57 | 2 | 26 | 4047.619 | 0 | 238.0952 | 0 | 87.4636 | 4373.1778 | 3446 | 927.1778 | 1732 | 1732 | 904.4535 | 0 | 0 | 0 | 0
2257 | 4373.1778 | 1345 | 57 | 2 | 26 | 4047.619 | 0 | 238.0952 | 0 | 87.4636 | 4373.1778 | 3446 | 927.1778 | 1732 | 1732 | 904.4535 | 0 | 0 | 0 | 0
2258 | 4373.1778 | 1346 | 57 | 2 | 26 | 4047.619 | 0 | 238.0952 | 0 | 87.4636 | 4373.1778 | 3446 | 927.1778 | 1732 | 1732 | 904.4535 | 0 | 0 | 0 | 0
2259 | 4373.1778 | 1347 | 57 | 2 | 26 | 4047.619 | 0 | 238.0952 | 0 | 87.4636 | 4373.1778 | 3446 | 927.1778 | 1732 | 1732 | 904.4535 | 0 | 0 | 0 | 0
2260 | 4373.1778 | 1348 | 57 | 2 | 26 | 4047.619 | 0 | 238.0952 | 0 | 87.4636 | 4373.1778 | 3446 | 927.1778 | 1732 | 1732 | 904.4535 | 0 | 0 | 0 | 0
2261 | 4373.1778 | 1361 | 57 | 2 | 26 | 4047.619 | 0 | 238.0952 | 0 | 87.4636 | 4373.1778 | 3446 | 927.1778 | 1732 | 1732 | 904.4535 | 0 | 0 | 0 | 0
2262 | 4373.1778 | 1367 | 57 | 2 | 27 | 4047.619 | 0 | 238.0952 | 0 | 87.4636 | 4373.1778 | 3446 | 927.1778 | 1732 | 1732 | 904.4535 | 0 | 0 | 0 | 0
2263 | 4373.1778 | 1368 | 58 | 2 | 27 | 4047.619 | 0 | 238.0952 | 0 | 87.4636 | 4373.1778 | 3446 | 927.1778 | 1732 | 1732 | 904.4535 | 0 | 0 | 0 | 0
2264 | 4373.1778 | 1369 | 58 | 2 | 27 | 4047.619 | 0 | 238.0952 | 0 | 87.4636 | 4373.1778 | 3446 | 927.1778 | 1732 | 1732 | 904.4535 | 0 | 0 | 0 | 0
2265 | 4373.1778 | 1370 | 58 | 2 | 27 | 4047.619 | 0 | 238.0952 | 0 | 87.4636 | 4373.1778 | 3446 | 927.1778 | 1732 | 1732 | 904.4535 | 0 | 0 | 0 | 0
2266 | 4373.1778 | 1371 | 58 | 2 | 27 | 4047.619 | 0 | 238.0952 | 0 | 87.4636 | 4373.1778 | 3446 | 927.1778 | 1732 | 1732 | 904.4535 | 0 | 0 | 0 | 0
2267 | 4373.1778 | 1372 | 58 | 2 | 27 | 4047.619 | 0 | 238.0952 | 0 | 87.4636 | 4373.1778 | 3446 | 927.1778 | 1732 | 1732 | 904.4535 | 0 | 0 | 0 | 0
2268 | 4373.1778 | 1385 | 58 | 2 | 27 | 4047.619 | 0 | 238.0952 | 0 | 87.4636 | 4373.1778 | 3446 | 927.1778 | 1732 | 1732 | 904.4535 | 0 | 0 | 0 | 0
2269 | 4373.1778 | 1391 | 58 | 2 | 28 | 4047.619 | 0 | 238.0952 | 0 | 87.4636 | 4373.1778 | 3446 | 927.1778 | 1732 | 1732 | 904.4535 | 0 | 0 | 0 | 0
2270 | 4373.1778 | 1392 | 59 | 2 | 28 | 4047.619 | 0 | 238.0952 | 0 | 87.4636 | 4373.1778 | 3446 | 927.1778 | 1732 | 1732 | 904.4535 | 0 | 0 | 0 | 0
2271 | 4373.1778 | 1393 | 59 | 2 | 28 | 4047.619 | 0 | 238.0952 | 0 | 87.4636 | 4373.1778 | 3446 | 927.1778 | 1732 | 1732 | 904.4535 | 0 | 0 | 0 | 0
2272 | 4373.1778 | 1394 | 59 | 2 | 28 | 4047.619 | 0 | 238.0952 | 0 | 87.4636 | 4373.1778 | 3446 | 927.1778 | 1732 | 1732 | 904.4535 | 0 | 0 | 0 | 0
2273 | 4373.1778 | 1395 | 59 | 2 | 28 | 4047.619 | 0 | 238.0952 | 0 | 87.4636 | 4373.1778 | 3446 | 927.1778 | 1732 | 1732 | 904.4535 | 0 | 0 | 0 | 0
2274 | 4373.1778 | 1396 | 59 | 2 | 28 | 4047.619 | 0 | 238.0952 | 0 | 87.4636 | 4373.1778 | 3446 | 927.1778 | 1732 | 1732 | 904.4535 | 0 | 0 | 0 | 0
2275 | 4373.1778 | 1409 | 59 | 2 | 28 | 4047.619 | 0 | 238.0952 | 0 | 87.4636 | 4373.1778 | 3446 | 927.1778 | 1732 | 1732 | 904.4535 | 0 | 0 | 0 | 0
2276 | 4373.1778 | 1415 | 59 | 2 | 29 | 4047.619 | 0 | 238.0952 | 0 | 87.4636 | 4373.1778 | 3446 | 927.1778 | 1732 | 1732 | 904.4535 | 0 | 0 | 0 | 0
2277 | 4227.4052 | 8026 | 335 | 12 | 1 | 2857.1429 | 0 | 142.8571 | 1142.8571 | 84.5481 | 4227.4052 | 3446 | 781.4052 | 1732 | 1732 | 759.4384 | 0 | 0 | 0 | 0
2278 | 4227.4052 | 8027 | 335 | 12 | 1 | 2857.1429 | 0 | 142.8571 | 1142.8571 | 84.5481 | 4227.4052 | 3446 | 781.4052 | 1732 | 1732 | 759.4384 | 0 | 0 | 0 | 0
2279 | 4227.4052 | 8028 | 335 | 12 | 1 | 2857.1429 | 0 | 142.8571 | 1142.8571 | 84.5481 | 4227.4052 | 3446 | 781.4052 | 1732 | 1732 | 759.4384 | 0 | 0 | 0 | 0
2280 | 4227.4052 | 8029 | 335 | 12 | 1 | 2857.1429 | 0 | 142.8571 | 1142.8571 | 84.5481 | 4227.4052 | 3446 | 781.4052 | 1732 | 1732 | 759.4384 | 0 | 0 | 0 | 0
2281 | 4227.4052 | 8030 | 335 | 12 | 1 | 2857.1429 | 0 | 142.8571 | 1142.8571 | 84.5481 | 4227.4052 | 3446 | 781.4052 | 1732 | 1732 | 759.4384 | 0 | 0 | 0 | 0
2282 | 4227.4052 | 8031 | 335 | 12 | 1 | 2857.1429 | 0 | 142.8571 | 1142.8571 | 84.5481 | 4227.4052 | 3446 | 781.4052 | 1732 | 1732 | 759.4384 | 0 | 0 | 0 | 0
2283 | 4227.4052 | 8032 | 335 | 12 | 1 | 2857.1429 | 0 | 142.8571 | 1142.8571 | 84.5481 | 4227.4052 | 3446 | 781.4052 | 1732 | 1732 | 759.4384 | 0 | 0 | 0 | 0
2284 | 4227.4052 | 8050 | 336 | 12 | 2 | 2857.1429 | 0 | 142.8571 | 1142.8571 | 84.5481 | 4227.4052 | 3446 | 781.4052 | 1732 | 1732 | 759.4384 | 0 | 0 | 0 | 0
2285 | 4227.4052 | 8051 | 336 | 12 | 2 | 2857.1429 | 0 | 142.8571 | 1142.8571 | 84.5481 | 4227.4052 | 3446 | 781.4052 | 1732 | 1732 | 759.4384 | 0 | 0 | 0 | 0
2286 | 4227.4052 | 8052 | 336 | 12 | 2 | 2857.1429 | 0 | 142.8571 | 1142.8571 | 84.5481 | 4227.4052 | 3446 | 781.4052 | 1732 | 1732 | 759.4384 | 0 | 0 | 0 | 0
2287 | 4227.4052 | 8053 | 336 | 12 | 2 | 2857.1429 | 0 | 142.8571 | 1142.8571 | 84.5481 | 4227.4052 | 3446 | 781.4052 | 1732 | 1732 | 759.4384 | 0 | 0 | 0 | 0
2288 | 4227.4052 | 8054 | 336 | 12 | 2 | 2857.1429 | 0 | 142.8571 | 1142.8571 | 84.5481 | 4227.4052 | 3446 | 781.4052 | 1732 | 1732 | 759.4384 | 0 | 0 | 0 | 0
2289 | 4227.4052 | 8055 | 336 | 12 | 2 | 2857.1429 | 0 | 142.8571 | 1142.8571 | 84.5481 | 4227.4052 | 3446 | 781.4052 | 1732 | 1732 | 759.4384 | 0 | 0 | 0 | 0
2290 | 4227.4052 | 8056 | 336 | 12 | 2 | 2857.1429 | 0 | 142.8571 | 1142.8571 | 84.5481 | 4227.4052 | 3446 | 781.4052 | 1732 | 1732 | 759.4384 | 0 | 0 | 0 | 0
2291 | 4227.4052 | 8074 | 337 | 12 | 3 | 2857.1429 | 0 | 142.8571 | 1142.8571 | 84.5481 | 4227.4052 | 3446 | 781.4052 | 1732 | 1732 | 759.4384 | 0 | 0 | 0 | 0
2292 | 4227.4052 | 8075 | 337 | 12 | 3 | 2857.1429 | 0 | 142.8571 | 1142.8571 | 84.5481 | 4227.4052 | 3446 | 781.4052 | 1732 | 1732 | 759.4384 | 0 | 0 | 0 | 0
2293 | 4227.4052 | 8076 | 337 | 12 | 3 | 2857.1429 | 0 | 142.8571 | 1142.8571 | 84.5481 | 4227.4052 | 3446 | 781.4052 | 1732 | 1732 | 759.4384 | 0 | 0 | 0 | 0
2294 | 4227.4052 | 8077 | 337 | 12 | 3 | 2857.1429 | 0 | 142.8571 | 1142.8571 | 84.5481 | 4227.4052 | 3446 | 781.4052 | 1732 | 1732 | 759.4384 | 0 | 0 | 0 | 0
2295 | 4227.4052 | 8078 | 337 | 12 | 3 | 2857.1429 | 0 | 142.8571 | 1142.8571 | 84.5481 | 4227.4052 | 3446 | 781.4052 | 1732 | 1732 | 759.4384 | 0 | 0 | 0 | 0
2296 | 4227.4052 | 8079 | 337 | 12 | 3 | 2857.1429 | 0 | 142.8571 | 1142.8571 | 84.5481 | 4227.4052 | 3446 | 781.4052 | 1732 | 1732 | 759.4384 | 0 | 0 | 0 | 0
2297 | 4227.4052 | 8080 | 337 | 12 | 3 | 2857.1429 | 0 | 142.8571 | 1142.8571 | 84.5481 | 4227.4052 | 3446 | 781.4052 | 1732 | 1732 | 759.4384 | 0 | 0 | 0 | 0
2298 | 4227.4052 | 8098 | 338 | 12 | 4 | 2857.1429 | 0 | 142.8571 | 1142.8571 | 84.5481 | 4227.4052 | 3446 | 781.4052 | 1732 | 1732 | 759.4384 | 0 | 0 | 0 | 0
2299 | 4227.4052 | 8099 | 338 | 12 | 4 | 2857.1429 | 0 | 142.8571 | 1142.8571 | 84.5481 | 4227.4052 | 3446 | 781.4052 | 1732 | 1732 | 759.4384 | 0 | 0 | 0 | 0
2300 | 4227.4052 | 8100 | 338 | 12 | 4 | 2857.1429 | 0 | 142.8571 | 1142.8571 | 84.5481 | 4227.4052 | 3446 | 781.4052 | 1732 | 1732 | 759.4384 | 0 | 0 | 0 | 0
2301 | 4227.4052 | 8101 | 338 | 12 | 4 | 2857.1429 | 0 | 142.8571 | 1142.8571 | 84.5481 | 4227.4052 | 3446 | 781.4052 | 1732 | 1732 | 759.4384 | 0 | 0 | 0 | 0
2302 | 4227.4052 | 8102 | 338 | 12 | 4 | 2857.1429 | 0 | 142.8571 | 1142.8571 | 84.5481 | 4227.4052 | 3446 | 781.4052 | 1732 | 1732 | 759.4384 | 0 | 0 | 0 | 0
2303 | 4227.4052 | 8103 | 338 | 12 | 4 | 2857.1429 | 0 | 142.8571 | 1142.8571 | 84.5481 | 4227.4052 | 3446 | 781.4052 | 1732 | 1732 | 759.4384 | 0 | 0 | 0 | 0
2304 | 4227.4052 | 8104 | 338 | 12 | 4 | 2857.1429 | 0 | 142.8571 | 1142.8571 | 84.5481 | 4227.4052 | 3446 | 781.4052 | 1732 | 1732 | 759.4384 | 0 | 0 | 0 | 0
2305 | 4227.4052 | 8122 | 339 | 12 | 5 | 2857.1429 | 0 | 142.8571 | 1142.8571 | 84.5481 | 4227.4052 | 3446 | 781.4052 | 1732 | 1732 | 759.4384 | 0 | 0 | 0 | 0
2306 | 4227.4052 | 8123 | 339 | 12 | 5 | 2857.1429 | 0 | 142.8571 | 1142.8571 | 84.5481 | 4227.4052 | 3446 | 781.4052 | 1732 | 1732 | 759.4384 | 0 | 0 | 0 | 0
2307 | 4227.4052 | 8124 | 339 | 12 | 5 | 2857.1429 | 0 | 142.8571 | 1142.8571 | 84.5481 | 4227.4052 | 3446 | 781.4052 | 1732 | 1732 | 759.4384 | 0 | 0 | 0 | 0
2308 | 4227.4052 | 8125 | 339 | 12 | 5 | 2857.1429 | 0 | 142.8571 | 1142.8571 | 84.5481 | 4227.4052 | 3446 | 781.4052 | 1732 | 1732 | 759.4384 | 0 | 0 | 0 | 0
2309 | 4227.4052 | 8126 | 339 | 12 | 5 | 2857.1429 | 0 | 142.8571 | 1142.8571 | 84.5481 | 4227.4052 | 3446 | 781.4052 | 1732 | 1732 | 759.4384 | 0 | 0 | 0 | 0
2310 | 4227.4052 | 8127 | 339 | 12 | 5 | 2857.1429 | 0 | 142.8571 | 1142.8571 | 84.5481 | 4227.4052 | 3446 | 781.4052 | 1732 | 1732 | 759.4384 | 0 | 0 | 0 | 0
2311 | 4227.4052 | 8128 | 339 | 12 | 5 | 2857.1429 | 0 | 142.8571 | 1142.8571 | 84.5481 | 4227.4052 | 3446 | 781.4052 | 1732 | 1732 | 759.4384 | 0 | 0 | 0 | 0
2312 | 4227.4052 | 8146 | 340 | 12 | 6 | 2857.1429 | 0 | 142.8571 | 1142.8571 | 84.5481 | 4227.4052 | 3446 | 781.4052 | 1732 | 1732 | 759.4384 | 0 | 0 | 0 | 0
2313 | 4227.4052 | 8147 | 340 | 12 | 6 | 2857.1429 | 0 | 142.8571 | 1142.8571 | 84.5481 | 4227.4052 | 3446 | 781.4052 | 1732 | 1732 | 759.4384 | 0 | 0 | 0 | 0
2314 | 4227.4052 | 8148 | 340 | 12 | 6 | 2857.1429 | 0 | 142.8571 | 1142.8571 | 84.5481 | 4227.4052 | 3446 | 781.4052 | 1732 | 1732 | 759.4384 | 0 | 0 | 0 | 0
2315 | 4227.4052 | 8149 | 340 | 12 | 6 | 2857.1429 | 0 | 142.8571 | 1142.8571 | 84.5481 | 4227.4052 | 3446 | 781.4052 | 1732 | 1732 | 759.4384 | 0 | 0 | 0 | 0
2316 | 4227.4052 | 8150 | 340 | 12 | 6 | 2857.1429 | 0 | 142.8571 | 1142.8571 | 84.5481 | 4227.4052 | 3446 | 781.4052 | 1732 | 1732 | 759.4384 | 0 | 0 | 0 | 0
2317 | 4227.4052 | 8151 | 340 | 12 | 6 | 2857.1429 | 0 | 142.8571 | 1142.8571 | 84.5481 | 4227.4052 | 3446 | 781.4052 | 1732 | 1732 | 759.4384 | 0 | 0 | 0 | 0
2318 | 4227.4052 | 8152 | 340 | 12 | 6 | 2857.1429 | 0 | 142.8571 | 1142.8571 | 84.5481 | 4227.4052 | 3446 | 781.4052 | 1732 | 1732 | 759.4384 | 0 | 0 | 0 | 0
2319 | 4227.4052 | 8170 | 341 | 12 | 7 | 2857.1429 | 0 | 142.8571 | 1142.8571 | 84.5481 | 4227.4052 | 3446 | 781.4052 | 1732 | 1732 | 759.4384 | 0 | 0 | 0 | 0
2320 | 4227.4052 | 8171 | 341 | 12 | 7 | 2857.1429 | 0 | 142.8571 | 1142.8571 | 84.5481 | 4227.4052 | 3446 | 781.4052 | 1732 | 1732 | 759.4384 | 0 | 0 | 0 | 0
2321 | 4227.4052 | 8172 | 341 | 12 | 7 | 2857.1429 | 0 | 142.8571 | 1142.8571 | 84.5481 | 4227.4052 | 3446 | 781.4052 | 1732 | 1732 | 759.4384 | 0 | 0 | 0 | 0
2322 | 4227.4052 | 8173 | 341 | 12 | 7 | 2857.1429 | 0 | 142.8571 | 1142.8571 | 84.5481 | 4227.4052 | 3446 | 781.4052 | 1732 | 1732 | 759.4384 | 0 | 0 | 0 | 0
2323 | 4227.4052 | 8174 | 341 | 12 | 7 | 2857.1429 | 0 | 142.8571 | 1142.8571 | 84.5481 | 4227.4052 | 3446 | 781.4052 | 1732 | 1732 | 759.4384 | 0 | 0 | 0 | 0
2324 | 4227.4052 | 8175 | 341 | 12 | 7 | 2857.1429 | 0 | 142.8571 | 1142.8571 | 84.5481 | 4227.4052 | 3446 | 781.4052 | 1732 | 1732 | 759.4384 | 0 | 0 | 0 | 0
2325 | 4227.4052 | 8176 | 341 | 12 | 7 | 2857.1429 | 0 | 142.8571 | 1142.8571 | 84.5481 | 4227.4052 | 3446 | 781.4052 | 1732 | 1732 | 759.4384 | 0 | 0 | 0 | 0
2326 | 4227.4052 | 8194 | 342 | 12 | 8 | 2857.1429 | 0 | 142.8571 | 1142.8571 | 84.5481 | 4227.4052 | 3446 | 781.4052 | 1732 | 1732 | 759.4384 | 0 | 0 | 0 | 0
2327 | 4227.4052 | 8195 | 342 | 12 | 8 | 2857.1429 | 0 | 142.8571 | 1142.8571 | 84.5481 | 4227.4052 | 3446 | 781.4052 | 1732 | 1732 | 759.4384 | 0 | 0 | 0 | 0
2328 | 4227.4052 | 8196 | 342 | 12 | 8 | 2857.1429 | 0 | 142.8571 | 1142.8571 | 84.5481 | 4227.4052 | 3446 | 781.4052 | 1732 | 1732 | 759.4384 | 0 | 0 | 0 | 0
2329 | 4227.4052 | 8197 | 342 | 12 | 8 | 2857.1429 | 0 | 142.8571 | 1142.8571 | 84.5481 | 4227.4052 | 3446 | 781.4052 | 1732 | 1732 | 759.4384 | 0 | 0 | 0 | 0
2330 | 4227.4052 | 8198 | 342 | 12 | 8 | 2857.1429 | 0 | 142.8571 | 1142.8571 | 84.5481 | 4227.4052 | 3446 | 781.4052 | 1732 | 1732 | 759.4384 | 0 | 0 | 0 | 0
2331 | 4227.4052 | 8199 | 342 | 12 | 8 | 2857.1429 | 0 | 142.8571 | 1142.8571 | 84.5481 | 4227.4052 | 3446 | 781.4052 | 1732 | 1732 | 759.4384 | 0 | 0 | 0 | 0
2332 | 4227.4052 | 8200 | 342 | 12 | 8 | 2857.1429 | 0 | 142.8571 | 1142.8571 | 84.5481 | 4227.4052 | 3446 | 781.4052 | 1732 | 1732 | 759.4384 | 0 | 0 | 0 | 0
2333 | 4227.4052 | 8218 | 343 | 12 | 9 | 2857.1429 | 0 | 142.8571 | 1142.8571 | 84.5481 | 4227.4052 | 3446 | 781.4052 | 1732 | 1732 | 759.4384 | 0 | 0 | 0 | 0
2334 | 4227.4052 | 8219 | 343 | 12 | 9 | 2857.1429 | 0 | 142.8571 | 1142.8571 | 84.5481 | 4227.4052 | 3446 | 781.4052 | 1732 | 1732 | 759.4384 | 0 | 0 | 0 | 0
2335 | 4227.4052 | 8220 | 343 | 12 | 9 | 2857.1429 | 0 | 142.8571 | 1142.8571 | 84.5481 | 4227.4052 | 3446 | 781.4052 | 1732 | 1732 | 759.4384 | 0 | 0 | 0 | 0
2336 | 4227.4052 | 8221 | 343 | 12 | 9 | 2857.1429 | 0 | 142.8571 | 1142.8571 | 84.5481 | 4227.4052 | 3446 | 781.4052 | 1732 | 1732 | 759.4384 | 0 | 0 | 0 | 0
2337 | 4227.4052 | 8222 | 343 | 12 | 9 | 2857.1429 | 0 | 142.8571 | 1142.8571 | 84.5481 | 4227.4052 | 3446 | 781.4052 | 1732 | 1732 | 759.4384 | 0 | 0 | 0 | 0
2338 | 4227.4052 | 8223 | 343 | 12 | 9 | 2857.1429 | 0 | 142.8571 | 1142.8571 | 84.5481 | 4227.4052 | 3446 | 781.4052 | 1732 | 1732 | 759.4384 | 0 | 0 | 0 | 0
2339 | 4227.4052 | 8224 | 343 | 12 | 9 | 2857.1429 | 0 | 142.8571 | 1142.8571 | 84.5481 | 4227.4052 | 3446 | 781.4052 | 1732 | 1732 | 759.4384 | 0 | 0 | 0 | 0
2340 | 4227.4052 | 8242 | 344 | 12 | 10 | 2857.1429 | 0 | 142.8571 | 1142.8571 | 84.5481 | 4227.4052 | 3446 | 781.4052 | 1732 | 1732 | 759.4384 | 0 | 0 | 0 | 0
2341 | 4227.4052 | 8243 | 344 | 12 | 10 | 2857.1429 | 0 | 142.8571 | 1142.8571 | 84.5481 | 4227.4052 | 3446 | 781.4052 | 1732 | 1732 | 759.4384 | 0 | 0 | 0 | 0
2342 | 4227.4052 | 8244 | 344 | 12 | 10 | 2857.1429 | 0 | 142.8571 | 1142.8571 | 84.5481 | 4227.4052 | 3446 | 781.4052 | 1732 | 1732 | 759.4384 | 0 | 0 | 0 | 0
2343 | 4227.4052 | 8245 | 344 | 12 | 10 | 2857.1429 | 0 | 142.8571 | 1142.8571 | 84.5481 | 4227.4052 | 3446 | 781.4052 | 1732 | 1732 | 759.4384 | 0 | 0 | 0 | 0
2344 | 4227.4052 | 8246 | 344 | 12 | 10 | 2857.1429 | 0 | 142.8571 | 1142.8571 | 84.5481 | 4227.4052 | 3446 | 781.4052 | 1732 | 1732 | 759.4384 | 0 | 0 | 0 | 0
2345 | 4227.4052 | 8247 | 344 | 12 | 10 | 2857.1429 | 0 | 142.8571 | 1142.8571 | 84.5481 | 4227.4052 | 3446 | 781.4052 | 1732 | 1732 | 759.4384 | 0 | 0 | 0 | 0
2346 | 4227.4052 | 8248 | 344 | 12 | 10 | 2857.1429 | 0 | 142.8571 | 1142.8571 | 84.5481 | 4227.4052 | 3446 | 781.4052 | 1732 | 1732 | 759.4384 | 0 | 0 | 0 | 0
2347 | 4227.4052 | 8266 | 345 | 12 | 11 | 2857.1429 | 0 | 142.8571 | 1142.8571 | 84.5481 | 4227.4052 | 3446 | 781.4052 | 1732 | 1732 | 759.4384 | 0 | 0 | 0 | 0
2348 | 4227.4052 | 8267 | 345 | 12 | 11 | 2857.1429 | 0 | 142.8571 | 1142.8571 | 84.5481 | 4227.4052 | 3446 | 781.4052 | 1732 | 1732 | 759.4384 | 0 | 0 | 0 | 0
2349 | 4227.4052 | 8268 | 345 | 12 | 11 | 2857.1429 | 0 | 142.8571 | 1142.8571 | 84.5481 | 4227.4052 | 3446 | 781.4052 | 1732 | 1732 | 759.4384 | 0 | 0 | 0 | 0
2350 | 4227.4052 | 8269 | 345 | 12 | 11 | 2857.1429 | 0 | 142.8571 | 1142.8571 | 84.5481 | 4227.4052 | 3446 | 781.4052 | 1732 | 1732 | 759.4384 | 0 | 0 | 0 | 0
2351 | 4227.4052 | 8270 | 345 | 12 | 11 | 2857.1429 | 0 | 142.8571 | 1142.8571 | 84.5481 | 4227.4052 | 3446 | 781.4052 | 1732 | 1732 | 759.4384 | 0 | 0 | 0 | 0
2352 | 4227.4052 | 8271 | 345 | 12 | 11 | 2857.1429 | 0 | 142.8571 | 1142.8571 | 84.5481 | 4227.4052 | 3446 | 781.4052 | 1732 | 1732 | 759.4384 | 0 | 0 | 0 | 0
2353 | 4227.4052 | 8272 | 345 | 12 | 11 | 2857.1429 | 0 | 142.8571 | 1142.8571 | 84.5481 | 4227.4052 | 3446 | 781.4052 | 1732 | 1732 | 759.4384 | 0 | 0 | 0 | 0
2354 | 4227.4052 | 8290 | 346 | 12 | 12 | 2857.1429 | 0 | 142.8571 | 1142.8571 | 84.5481 | 4227.4052 | 3446 | 781.4052 | 1732 | 1732 | 759.4384 | 0 | 0 | 0 | 0
2355 | 4227.4052 | 8291 | 346 | 12 | 12 | 2857.1429 | 0 | 142.8571 | 1142.8571 | 84.5481 | 4227.4052 | 3446 | 781.4052 | 1732 | 1732 | 759.4384 | 0 | 0 | 0 | 0
2356 | 4227.4052 | 8292 | 346 | 12 | 12 | 2857.1429 | 0 | 142.8571 | 1142.8571 | 84.5481 | 4227.4052 | 3446 | 781.4052 | 1732 | 1732 | 759.4384 | 0 | 0 | 0 | 0
2357 | 4227.4052 | 8293 | 346 | 12 | 12 | 2857.1429 | 0 | 142.8571 | 1142.8571 | 84.5481 | 4227.4052 | 3446 | 781.4052 | 1732 | 1732 | 759.4384 | 0 | 0 | 0 | 0
2358 | 4227.4052 | 8294 | 346 | 12 | 12 | 2857.1429 | 0 | 142.8571 | 1142.8571 | 84.5481 | 4227.4052 | 3446 | 781.4052 | 1732 | 1732 | 759.4384 | 0 | 0 | 0 | 0
2359 | 4227.4052 | 8295 | 346 | 12 | 12 | 2857.1429 | 0 | 142.8571 | 1142.8571 | 84.5481 | 4227.4052 | 3446 | 781.4052 | 1732 | 1732 | 759.4384 | 0 | 0 | 0 | 0
2360 | 4227.4052 | 8296 | 346 | 12 | 12 | 2857.1429 | 0 | 142.8571 | 1142.8571 | 84.5481 | 4227.4052 | 3446 | 781.4052 | 1732 | 1732 | 759.4384 | 0 | 0 | 0 | 0
2361 | 4227.4052 | 8314 | 347 | 12 | 13 | 2857.1429 | 0 | 142.8571 | 1142.8571 | 84.5481 | 4227.4052 | 3446 | 781.4052 | 1732 | 1732 | 759.4384 | 0 | 0 | 0 | 0
2362 | 4227.4052 | 8315 | 347 | 12 | 13 | 2857.1429 | 0 | 142.8571 | 1142.8571 | 84.5481 | 4227.4052 | 3446 | 781.4052 | 1732 | 1732 | 759.4384 | 0 | 0 | 0 | 0
2363 | 4227.4052 | 8316 | 347 | 12 | 13 | 2857.1429 | 0 | 142.8571 | 1142.8571 | 84.5481 | 4227.4052 | 3446 | 781.4052 | 1732 | 1732 | 759.4384 | 0 | 0 | 0 | 0
2364 | 4227.4052 | 8317 | 347 | 12 | 13 | 2857.1429 | 0 | 142.8571 | 1142.8571 | 84.5481 | 4227.4052 | 3446 | 781.4052 | 1732 | 1732 | 759.4384 | 0 | 0 | 0 | 0
2365 | 4227.4052 | 8318 | 347 | 12 | 13 | 2857.1429 | 0 | 142.8571 | 1142.8571 | 84.5481 | 4227.4052 | 3446 | 781.4052 | 1732 | 1732 | 759.4384 | 0 | 0 | 0 | 0
2366 | 4227.4052 | 8319 | 347 | 12 | 13 | 2857.1429 | 0 | 142.8571 | 1142.8571 | 84.5481 | 4227.4052 | 3446 | 781.4052 | 1732 | 1732 | 759.4384 | 0 | 0 | 0 | 0
2367 | 4227.4052 | 8320 | 347 | 12 | 13 | 2857.1429 | 0 | 142.8571 | 1142.8571 | 84.5481 | 4227.4052 | 3446 | 781.4052 | 1732 | 1732 | 759.4384 | 0 | 0 | 0 | 0
2368 | 4227.4052 | 8338 | 348 | 12 | 14 | 2857.1429 | 0 | 142.8571 | 1142.8571 | 84.5481 | 4227.4052 | 3446 | 781.4052 | 1732 | 1732 | 759.4384 | 0 | 0 | 0 | 0
2369 | 4227.4052 | 8339 | 348 | 12 | 14 | 2857.1429 | 0 | 142.8571 | 1142.8571 | 84.5481 | 4227.4052 | 3446 | 781.4052 | 1732 | 1732 | 759.4384 | 0 | 0 | 0 | 0
2370 | 4227.4052 | 8340 | 348 | 12 | 14 | 2857.1429 | 0 | 142.8571 | 1142.8571 | 84.5481 | 4227.4052 | 3446 | 781.4052 | 1732 | 1732 | 759.4384 | 0 | 0 | 0 | 0
2371 | 4227.4052 | 8341 | 348 | 12 | 14 | 2857.1429 | 0 | 142.8571 | 1142.8571 | 84.5481 | 4227.4052 | 3446 | 781.4052 | 1732 | 1732 | 759.4384 | 0 | 0 | 0 | 0
2372 | 4227.4052 | 8342 | 348 | 12 | 14 | 2857.1429 | 0 | 142.8571 | 1142.8571 | 84.5481 | 4227.4052 | 3446 | 781.4052 | 1732 | 1732 | 759.4384 | 0 | 0 | 0 | 0
2373 | 4227.4052 | 8343 | 348 | 12 | 14 | 2857.1429 | 0 | 142.8571 | 1142.8571 | 84.5481 | 4227.4052 | 3446 | 781.4052 | 1732 | 1732 | 759.4384 | 0 | 0 | 0 | 0
2374 | 4227.4052 | 8344 | 348 | 12 | 14 | 2857.1429 | 0 | 142.8571 | 1142.8571 | 84.5481 | 4227.4052 | 3446 | 781.4052 | 1732 | 1732 | 759.4384 | 0 | 0 | 0 | 0
2375 | 4227.4052 | 8362 | 349 | 12 | 15 | 2857.1429 | 0 | 142.8571 | 1142.8571 | 84.5481 | 4227.4052 | 3446 | 781.4052 | 1732 | 1732 | 759.4384 | 0 | 0 | 0 | 0
2376 | 4227.4052 | 8363 | 349 | 12 | 15 | 2857.1429 | 0 | 142.8571 | 1142.8571 | 84.5481 | 4227.4052 | 3446 | 781.4052 | 1732 | 1732 | 759.4384 | 0 | 0 | 0 | 0
2377 | 4227.4052 | 8364 | 349 | 12 | 15 | 2857.1429 | 0 | 142.8571 | 1142.8571 | 84.5481 | 4227.4052 | 3446 | 781.4052 | 1732 | 1732 | 759.4384 | 0 | 0 | 0 | 0
2378 | 4227.4052 | 8365 | 349 | 12 | 15 | 2857.1429 | 0 | 142.8571 | 1142.8571 | 84.5481 | 4227.4052 | 3446 | 781.4052 | 1732 | 1732 | 759.4384 | 0 | 0 | 0 | 0
2379 | 4227.4052 | 8366 | 349 | 12 | 15 | 2857.1429 | 0 | 142.8571 | 1142.8571 | 84.5481 | 4227.4052 | 3446 | 781.4052 | 1732 | 1732 | 759.4384 | 0 | 0 | 0 | 0
2380 | 4227.4052 | 8367 | 349 | 12 | 15 | 2857.1429 | 0 | 142.8571 | 1142.8571 | 84.5481 | 4227.4052 | 3446 | 781.4052 | 1732 | 1732 | 759.4384 | 0 | 0 | 0 | 0
2381 | 4227.4052 | 8368 | 349 | 12 | 15 | 2857.1429 | 0 | 142.8571 | 1142.8571 | 84.5481 | 4227.4052 | 3446 | 781.4052 | 1732 | 1732 | 759.4384 | 0 | 0 | 0 | 0
2382 | 4227.4052 | 8386 | 350 | 12 | 16 | 2857.1429 | 0 | 142.8571 | 1142.8571 | 84.5481 | 4227.4052 | 3446 | 781.4052 | 1732 | 1732 | 759.4384 | 0 | 0 | 0 | 0
2383 | 4227.4052 | 8387 | 350 | 12 | 16 | 2857.1429 | 0 | 142.8571 | 1142.8571 | 84.5481 | 4227.4052 | 3446 | 781.4052 | 1732 | 1732 | 759.4384 | 0 | 0 | 0 | 0
2384 | 4227.4052 | 8388 | 350 | 12 | 16 | 2857.1429 | 0 | 142.8571 | 1142.8571 | 84.5481 | 4227.4052 | 3446 | 781.4052 | 1732 | 1732 | 759.4384 | 0 | 0 | 0 | 0
2385 | 4227.4052 | 8389 | 350 | 12 | 16 | 2857.1429 | 0 | 142.8571 | 1142.8571 | 84.5481 | 4227.4052 | 3446 | 781.4052 | 1732 | 1732 | 759.4384 | 0 | 0 | 0 | 0
2386 | 4227.4052 | 8390 | 350 | 12 | 16 | 2857.1429 | 0 | 142.8571 | 1142.8571 | 84.5481 | 4227.4052 | 3446 | 781.4052 | 1732 | 1732 | 759.4384 | 0 | 0 | 0 | 0
2387 | 4227.4052 | 8391 | 350 | 12 | 16 | 2857.1429 | 0 | 142.8571 | 1142.8571 | 84.5481 | 4227.4052 | 3446 | 781.4052 | 1732 | 1732 | 759.4384 | 0 | 0 | 0 | 0
2388 | 4227.4052 | 8392 | 350 | 12 | 16 | 2857.1429 | 0 | 142.8571 | 1142.8571 | 84.5481 | 4227.4052 | 3446 | 781.4052 | 1732 | 1732 | 759.4384 | 0 | 0 | 0 | 0
2389 | 4227.4052 | 8410 | 351 | 12 | 17 | 2857.1429 | 0 | 142.8571 | 1142.8571 | 84.5481 | 4227.4052 | 3446 | 781.4052 | 1732 | 1732 | 759.4384 | 0 | 0 | 0 | 0
2390 | 4227.4052 | 8411 | 351 | 12 | 17 | 2857.1429 | 0 | 142.8571 | 1142.8571 | 84.5481 | 4227.4052 | 3446 | 781.4052 | 1732 | 1732 | 759.4384 | 0 | 0 | 0 | 0
2391 | 4227.4052 | 8412 | 351 | 12 | 17 | 2857.1429 | 0 | 142.8571 | 1142.8571 | 84.5481 | 4227.4052 | 3446 | 781.4052 | 1732 | 1732 | 759.4384 | 0 | 0 | 0 | 0
2392 | 4227.4052 | 8413 | 351 | 12 | 17 | 2857.1429 | 0 | 142.8571 | 1142.8571 | 84.5481 | 4227.4052 | 3446 | 781.4052 | 1732 | 1732 | 759.4384 | 0 | 0 | 0 | 0
2393 | 4227.4052 | 8414 | 351 | 12 | 17 | 2857.1429 | 0 | 142.8571 | 1142.8571 | 84.5481 | 4227.4052 | 3446 | 781.4052 | 1732 | 1732 | 759.4384 | 0 | 0 | 0 | 0
2394 | 4227.4052 | 8415 | 351 | 12 | 17 | 2857.1429 | 0 | 142.8571 | 1142.8571 | 84.5481 | 4227.4052 | 3446 | 781.4052 | 1732 | 1732 | 759.4384 | 0 | 0 | 0 | 0
2395 | 4227.4052 | 8416 | 351 | 12 | 17 | 2857.1429 | 0 | 142.8571 | 1142.8571 | 84.5481 | 4227.4052 | 3446 | 781.4052 | 1732 | 1732 | 759.4384 | 0 | 0 | 0 | 0
2396 | 4227.4052 | 8434 | 352 | 12 | 18 | 2857.1429 | 0 | 142.8571 | 1142.8571 | 84.5481 | 4227.4052 | 3446 | 781.4052 | 1732 | 1732 | 759.4384 | 0 | 0 | 0 | 0
2397 | 4227.4052 | 8435 | 352 | 12 | 18 | 2857.1429 | 0 | 142.8571 | 1142.8571 | 84.5481 | 4227.4052 | 3446 | 781.4052 | 1732 | 1732 | 759.4384 | 0 | 0 | 0 | 0
2398 | 4227.4052 | 8436 | 352 | 12 | 18 | 2857.1429 | 0 | 142.8571 | 1142.8571 | 84.5481 | 4227.4052 | 3446 | 781.4052 | 1732 | 1732 | 759.4384 | 0 | 0 | 0 | 0
2399 | 4227.4052 | 8437 | 352 | 12 | 18 | 2857.1429 | 0 | 142.8571 | 1142.8571 | 84.5481 | 4227.4052 | 3446 | 781.4052 | 1732 | 1732 | 759.4384 | 0 | 0 | 0 | 0
2400 | 4227.4052 | 8438 | 352 | 12 | 18 | 2857.1429 | 0 | 142.8571 | 1142.8571 | 84.5481 | 4227.4052 | 3446 | 781.4052 | 1732 | 1732 | 759.4384 | 0 | 0 | 0 | 0
2401 | 4227.4052 | 8439 | 352 | 12 | 18 | 2857.1429 | 0 | 142.8571 | 1142.8571 | 84.5481 | 4227.4052 | 3446 | 781.4052 | 1732 | 1732 | 759.4384 | 0 | 0 | 0 | 0
2402 | 4227.4052 | 8440 | 352 | 12 | 18 | 2857.1429 | 0 | 142.8571 | 1142.8571 | 84.5481 | 4227.4052 | 3446 | 781.4052 | 1732 | 1732 | 759.4384 | 0 | 0 | 0 | 0
2403 | 4227.4052 | 8458 | 353 | 12 | 19 | 2857.1429 | 0 | 142.8571 | 1142.8571 | 84.5481 | 4227.4052 | 3446 | 781.4052 | 1732 | 1732 | 759.4384 | 0 | 0 | 0 | 0
2404 | 4227.4052 | 8459 | 353 | 12 | 19 | 2857.1429 | 0 | 142.8571 | 1142.8571 | 84.5481 | 4227.4052 | 3446 | 781.4052 | 1732 | 1732 | 759.4384 | 0 | 0 | 0 | 0
2405 | 4227.4052 | 8460 | 353 | 12 | 19 | 2857.1429 | 0 | 142.8571 | 1142.8571 | 84.5481 | 4227.4052 | 3446 | 781.4052 | 1732 | 1732 | 759.4384 | 0 | 0 | 0 | 0
2406 | 4227.4052 | 8461 | 353 | 12 | 19 | 2857.1429 | 0 | 142.8571 | 1142.8571 | 84.5481 | 4227.4052 | 3446 | 781.4052 | 1732 | 1732 | 759.4384 | 0 | 0 | 0 | 0
2407 | 4227.4052 | 8462 | 353 | 12 | 19 | 2857.1429 | 0 | 142.8571 | 1142.8571 | 84.5481 | 4227.4052 | 3446 | 781.4052 | 1732 | 1732 | 759.4384 | 0 | 0 | 0 | 0
2408 | 4227.4052 | 8463 | 353 | 12 | 19 | 2857.1429 | 0 | 142.8571 | 1142.8571 | 84.5481 | 4227.4052 | 3446 | 781.4052 | 1732 | 1732 | 759.4384 | 0 | 0 | 0 | 0
2409 | 4227.4052 | 8464 | 353 | 12 | 19 | 2857.1429 | 0 | 142.8571 | 1142.8571 | 84.5481 | 4227.4052 | 3446 | 781.4052 | 1732 | 1732 | 759.4384 | 0 | 0 | 0 | 0
2410 | 4227.4052 | 8482 | 354 | 12 | 20 | 2857.1429 | 0 | 142.8571 | 1142.8571 | 84.5481 | 4227.4052 | 3446 | 781.4052 | 1732 | 1732 | 759.4384 | 0 | 0 | 0 | 0
2411 | 4227.4052 | 8483 | 354 | 12 | 20 | 2857.1429 | 0 | 142.8571 | 1142.8571 | 84.5481 | 4227.4052 | 3446 | 781.4052 | 1732 | 1732 | 759.4384 | 0 | 0 | 0 | 0
2412 | 4227.4052 | 8484 | 354 | 12 | 20 | 2857.1429 | 0 | 142.8571 | 1142.8571 | 84.5481 | 4227.4052 | 3446 | 781.4052 | 1732 | 1732 | 759.4384 | 0 | 0 | 0 | 0
2413 | 4227.4052 | 8485 | 354 | 12 | 20 | 2857.1429 | 0 | 142.8571 | 1142.8571 | 84.5481 | 4227.4052 | 3446 | 781.4052 | 1732 | 1732 | 759.4384 | 0 | 0 | 0 | 0
2414 | 4227.4052 | 8486 | 354 | 12 | 20 | 2857.1429 | 0 | 142.8571 | 1142.8571 | 84.5481 | 4227.4052 | 3446 | 781.4052 | 1732 | 1732 | 759.4384 | 0 | 0 | 0 | 0
2415 | 4227.4052 | 8487 | 354 | 12 | 20 | 2857.1429 | 0 | 142.8571 | 1142.8571 | 84.5481 | 4227.4052 | 3446 | 781.4052 | 1732 | 1732 | 759.4384 | 0 | 0 | 0 | 0
2416 | 4227.4052 | 8488 | 354 | 12 | 20 | 2857.1429 | 0 | 142.8571 | 1142.8571 | 84.5481 | 4227.4052 | 3446 | 781.4052 | 1732 | 1732 | 759.4384 | 0 | 0 | 0 | 0
2417 | 4227.4052 | 8506 | 355 | 12 | 21 | 2857.1429 | 0 | 142.8571 | 1142.8571 | 84.5481 | 4227.4052 | 3446 | 781.4052 | 1732 | 1732 | 759.4384 | 0 | 0 | 0 | 0
2418 | 4227.4052 | 8507 | 355 | 12 | 21 | 2857.1429 | 0 | 142.8571 | 1142.8571 | 84.5481 | 4227.4052 | 3446 | 781.4052 | 1732 | 1732 | 759.4384 | 0 | 0 | 0 | 0
2419 | 4227.4052 | 8508 | 355 | 12 | 21 | 2857.1429 | 0 | 142.8571 | 1142.8571 | 84.5481 | 4227.4052 | 3446 | 781.4052 | 1732 | 1732 | 759.4384 | 0 | 0 | 0 | 0
2420 | 4227.4052 | 8509 | 355 | 12 | 21 | 2857.1429 | 0 | 142.8571 | 1142.8571 | 84.5481 | 4227.4052 | 3446 | 781.4052 | 1732 | 1732 | 759.4384 | 0 | 0 | 0 | 0
2421 | 4227.4052 | 8510 | 355 | 12 | 21 | 2857.1429 | 0 | 142.8571 | 1142.8571 | 84.5481 | 4227.4052 | 3446 | 781.4052 | 1732 | 1732 | 759.4384 | 0 | 0 | 0 | 0
2422 | 4227.4052 | 8511 | 355 | 12 | 21 | 2857.1429 | 0 | 142.8571 | 1142.8571 | 84.5481 | 4227.4052 | 3446 | 781.4052 | 1732 | 1732 | 759.4384 | 0 | 0 | 0 | 0
2423 | 4227.4052 | 8512 | 355 | 12 | 21 | 2857.1429 | 0 | 142.8571 | 1142.8571 | 84.5481 | 4227.4052 | 3446 | 781.4052 | 1732 | 1732 | 759.4384 | 0 | 0 | 0 | 0
2424 | 4227.4052 | 8530 | 356 | 12 | 22 | 2857.1429 | 0 | 142.8571 | 1142.8571 | 84.5481 | 4227.4052 | 3446 | 781.4052 | 1732 | 1732 | 759.4384 | 0 | 0 | 0 | 0
2425 | 4227.4052 | 8531 | 356 | 12 | 22 | 2857.1429 | 0 | 142.8571 | 1142.8571 | 84.5481 | 4227.4052 | 3446 | 781.4052 | 1732 | 1732 | 759.4384 | 0 | 0 | 0 | 0
2426 | 4227.4052 | 8532 | 356 | 12 | 22 | 2857.1429 | 0 | 142.8571 | 1142.8571 | 84.5481 | 4227.4052 | 3446 | 781.4052 | 1732 | 1732 | 759.4384 | 0 | 0 | 0 | 0
2427 | 4227.4052 | 8533 | 356 | 12 | 22 | 2857.1429 | 0 | 142.8571 | 1142.8571 | 84.5481 | 4227.4052 | 3446 | 781.4052 | 1732 | 1732 | 759.4384 | 0 | 0 | 0 | 0
2428 | 4227.4052 | 8534 | 356 | 12 | 22 | 2857.1429 | 0 | 142.8571 | 1142.8571 | 84.5481 | 4227.4052 | 3446 | 781.4052 | 1732 | 1732 | 759.4384 | 0 | 0 | 0 | 0
2429 | 4227.4052 | 8535 | 356 | 12 | 22 | 2857.1429 | 0 | 142.8571 | 1142.8571 | 84.5481 | 4227.4052 | 3446 | 781.4052 | 1732 | 1732 | 759.4384 | 0 | 0 | 0 | 0
2430 | 4227.4052 | 8536 | 356 | 12 | 22 | 2857.1429 | 0 | 142.8571 | 1142.8571 | 84.5481 | 4227.4052 | 3446 | 781.4052 | 1732 | 1732 | 759.4384 | 0 | 0 | 0 | 0
2431 | 4227.4052 | 8554 | 357 | 12 | 23 | 2857.1429 | 0 | 142.8571 | 1142.8571 | 84.5481 | 4227.4052 | 3446 | 781.4052 | 1732 | 1732 | 759.4384 | 0 | 0 | 0 | 0
2432 | 4227.4052 | 8555 | 357 | 12 | 23 | 2857.1429 | 0 | 142.8571 | 1142.8571 | 84.5481 | 4227.4052 | 3446 | 781.4052 | 1732 | 1732 | 759.4384 | 0 | 0 | 0 | 0
2433 | 4227.4052 | 8556 | 357 | 12 | 23 | 2857.1429 | 0 | 142.8571 | 1142.8571 | 84.5481 | 4227.4052 | 3446 | 781.4052 | 1732 | 1732 | 759.4384 | 0 | 0 | 0 | 0
2434 | 4227.4052 | 8557 | 357 | 12 | 23 | 2857.1429 | 0 | 142.8571 | 1142.8571 | 84.5481 | 4227.4052 | 3446 | 781.4052 | 1732 | 1732 | 759.4384 | 0 | 0 | 0 | 0
2435 | 4227.4052 | 8558 | 357 | 12 | 23 | 2857.1429 | 0 | 142.8571 | 1142.8571 | 84.5481 | 4227.4052 | 3446 | 781.4052 | 1732 | 1732 | 759.4384 | 0 | 0 | 0 | 0
2436 | 4227.4052 | 8559 | 357 | 12 | 23 | 2857.1429 | 0 | 142.8571 | 1142.8571 | 84.5481 | 4227.4052 | 3446 | 781.4052 | 1732 | 1732 | 759.4384 | 0 | 0 | 0 | 0
2437 | 4227.4052 | 8560 | 357 | 12 | 23 | 2857.1429 | 0 | 142.8571 | 1142.8571 | 84.5481 | 4227.4052 | 3446 | 781.4052 | 1732 | 1732 | 759.4384 | 0 | 0 | 0 | 0
2438 | 4227.4052 | 8578 | 358 | 12 | 24 | 2857.1429 | 0 | 142.8571 | 1142.8571 | 84.5481 | 4227.4052 | 3446 | 781.4052 | 1732 | 1732 | 759.4384 | 0 | 0 | 0 | 0
2439 | 4227.4052 | 8579 | 358 | 12 | 24 | 2857.1429 | 0 | 142.8571 | 1142.8571 | 84.5481 | 4227.4052 | 3446 | 781.4052 | 1732 | 1732 | 759.4384 | 0 | 0 | 0 | 0
2440 | 4227.4052 | 8580 | 358 | 12 | 24 | 2857.1429 | 0 | 142.8571 | 1142.8571 | 84.5481 | 4227.4052 | 3446 | 781.4052 | 1732 | 1732 | 759.4384 | 0 | 0 | 0 | 0
2441 | 4227.4052 | 8581 | 358 | 12 | 24 | 2857.1429 | 0 | 142.8571 | 1142.8571 | 84.5481 | 4227.4052 | 3446 | 781.4052 | 1732 | 1732 | 759.4384 | 0 | 0 | 0 | 0
2442 | 4227.4052 | 8582 | 358 | 12 | 24 | 2857.1429 | 0 | 142.8571 | 1142.8571 | 84.5481 | 4227.4052 | 3446 | 781.4052 | 1732 | 1732 | 759.4384 | 0 | 0 | 0 | 0
2443 | 4227.4052 | 8583 | 358 | 12 | 24 | 2857.1429 | 0 | 142.8571 | 1142.8571 | 84.5481 | 4227.4052 | 3446 | 781.4052 | 1732 | 1732 | 759.4384 | 0 | 0 | 0 | 0
2444 | 4227.4052 | 8584 | 358 | 12 | 24 | 2857.1429 | 0 | 142.8571 | 1142.8571 | 84.5481 | 4227.4052 | 3446 | 781.4052 | 1732 | 1732 | 759.4384 | 0 | 0 | 0 | 0
2445 | 4227.4052 | 8602 | 359 | 12 | 25 | 2857.1429 | 0 | 142.8571 | 1142.8571 | 84.5481 | 4227.4052 | 3446 | 781.4052 | 1732 | 1732 | 759.4384 | 0 | 0 | 0 | 0
2446 | 4227.4052 | 8603 | 359 | 12 | 25 | 2857.1429 | 0 | 142.8571 | 1142.8571 | 84.5481 | 4227.4052 | 3446 | 781.4052 | 1732 | 1732 | 759.4384 | 0 | 0 | 0 | 0
2447 | 4227.4052 | 8604 | 359 | 12 | 25 | 2857.1429 | 0 | 142.8571 | 1142.8571 | 84.5481 | 4227.4052 | 3446 | 781.4052 | 1732 | 1732 | 759.4384 | 0 | 0 | 0 | 0
2448 | 4227.4052 | 8605 | 359 | 12 | 25 | 2857.1429 | 0 | 142.8571 | 1142.8571 | 84.5481 | 4227.4052 | 3446 | 781.4052 | 1732 | 1732 | 759.4384 | 0 | 0 | 0 | 0
2449 | 4227.4052 | 8606 | 359 | 12 | 25 | 2857.1429 | 0 | 142.8571 | 1142.8571 | 84.5481 | 4227.4052 | 3446 | 781.4052 | 1732 | 1732 | 759.4384 | 0 | 0 | 0 | 0
2450 | 4227.4052 | 8607 | 359 | 12 | 25 | 2857.1429 | 0 | 142.8571 | 1142.8571 | 84.5481 | 4227.4052 | 3446 | 781.4052 | 1732 | 1732 | 759.4384 | 0 | 0 | 0 | 0
2451 | 4227.4052 | 8608 | 359 | 12 | 25 | 2857.1429 | 0 | 142.8571 | 1142.8571 | 84.5481 | 4227.4052 | 3446 | 781.4052 | 1732 | 1732 | 759.4384 | 0 | 0 | 0 | 0
2452 | 4227.4052 | 8626 | 360 | 12 | 26 | 2857.1429 | 0 | 142.8571 | 1142.8571 | 84.5481 | 4227.4052 | 3446 | 781.4052 | 1732 | 1732 | 759.4384 | 0 | 0 | 0 | 0
2453 | 4227.4052 | 8627 | 360 | 12 | 26 | 2857.1429 | 0 | 142.8571 | 1142.8571 | 84.5481 | 4227.4052 | 3446 | 781.4052 | 1732 | 1732 | 759.4384 | 0 | 0 | 0 | 0
2454 | 4227.4052 | 8628 | 360 | 12 | 26 | 2857.1429 | 0 | 142.8571 | 1142.8571 | 84.5481 | 4227.4052 | 3446 | 781.4052 | 1732 | 1732 | 759.4384 | 0 | 0 | 0 | 0
2455 | 4227.4052 | 8629 | 360 | 12 | 26 | 2857.1429 | 0 | 142.8571 | 1142.8571 | 84.5481 | 4227.4052 | 3446 | 781.4052 | 1732 | 1732 | 759.4384 | 0 | 0 | 0 | 0
2456 | 4227.4052 | 8630 | 360 | 12 | 26 | 2857.1429 | 0 | 142.8571 | 1142.8571 | 84.5481 | 4227.4052 | 3446 | 781.4052 | 1732 | 1732 | 759.4384 | 0 | 0 | 0 | 0
2457 | 4227.4052 | 8631 | 360 | 12 | 26 | 2857.1429 | 0 | 142.8571 | 1142.8571 | 84.5481 | 4227.4052 | 3446 | 781.4052 | 1732 | 1732 | 759.4384 | 0 | 0 | 0 | 0
2458 | 4227.4052 | 8632 | 360 | 12 | 26 | 2857.1429 | 0 | 142.8571 | 1142.8571 | 84.5481 | 4227.4052 | 3446 | 781.4052 | 1732 | 1732 | 759.4384 | 0 | 0 | 0 | 0
2459 | 4227.4052 | 8650 | 361 | 12 | 27 | 2857.1429 | 0 | 142.8571 | 1142.8571 | 84.5481 | 4227.4052 | 3446 | 781.4052 | 1732 | 1732 | 759.4384 | 0 | 0 | 0 | 0
2460 | 4227.4052 | 8651 | 361 | 12 | 27 | 2857.1429 | 0 | 142.8571 | 1142.8571 | 84.5481 | 4227.4052 | 3446 | 781.4052 | 1732 | 1732 | 759.4384 | 0 | 0 | 0 | 0
2461 | 4227.4052 | 8652 | 361 | 12 | 27 | 2857.1429 | 0 | 142.8571 | 1142.8571 | 84.5481 | 4227.4052 | 3446 | 781.4052 | 1732 | 1732 | 759.4384 | 0 | 0 | 0 | 0
2462 | 4227.4052 | 8653 | 361 | 12 | 27 | 2857.1429 | 0 | 142.8571 | 1142.8571 | 84.5481 | 4227.4052 | 3446 | 781.4052 | 1732 | 1732 | 759.4384 | 0 | 0 | 0 | 0
2463 | 4227.4052 | 8654 | 361 | 12 | 27 | 2857.1429 | 0 | 142.8571 | 1142.8571 | 84.5481 | 4227.4052 | 3446 | 781.4052 | 1732 | 1732 | 759.4384 | 0 | 0 | 0 | 0
2464 | 4227.4052 | 8655 | 361 | 12 | 27 | 2857.1429 | 0 | 142.8571 | 1142.8571 | 84.5481 | 4227.4052 | 3446 | 781.4052 | 1732 | 1732 | 759.4384 | 0 | 0 | 0 | 0
2465 | 4227.4052 | 8656 | 361 | 12 | 27 | 2857.1429 | 0 | 142.8571 | 1142.8571 | 84.5481 | 4227.4052 | 3446 | 781.4052 | 1732 | 1732 | 759.4384 | 0 | 0 | 0 | 0
2466 | 4227.4052 | 8674 | 362 | 12 | 28 | 2857.1429 | 0 | 142.8571 | 1142.8571 | 84.5481 | 4227.4052 | 3446 | 781.4052 | 1732 | 1732 | 759.4384 | 0 | 0 | 0 | 0
2467 | 4227.4052 | 8675 | 362 | 12 | 28 | 2857.1429 | 0 | 142.8571 | 1142.8571 | 84.5481 | 4227.4052 | 3446 | 781.4052 | 1732 | 1732 | 759.4384 | 0 | 0 | 0 | 0
2468 | 4227.4052 | 8676 | 362 | 12 | 28 | 2857.1429 | 0 | 142.8571 | 1142.8571 | 84.5481 | 4227.4052 | 3446 | 781.4052 | 1732 | 1732 | 759.4384 | 0 | 0 | 0 | 0
2469 | 4227.4052 | 8677 | 362 | 12 | 28 | 2857.1429 | 0 | 142.8571 | 1142.8571 | 84.5481 | 4227.4052 | 3446 | 781.4052 | 1732 | 1732 | 759.4384 | 0 | 0 | 0 | 0
2470 | 4227.4052 | 8678 | 362 | 12 | 28 | 2857.1429 | 0 | 142.8571 | 1142.8571 | 84.5481 | 4227.4052 | 3446 | 781.4052 | 1732 | 1732 | 759.4384 | 0 | 0 | 0 | 0
2471 | 4227.4052 | 8679 | 362 | 12 | 28 | 2857.1429 | 0 | 142.8571 | 1142.8571 | 84.5481 | 4227.4052 | 3446 | 781.4052 | 1732 | 1732 | 759.4384 | 0 | 0 | 0 | 0
2472 | 4227.4052 | 8680 | 362 | 12 | 28 | 2857.1429 | 0 | 142.8571 | 1142.8571 | 84.5481 | 4227.4052 | 3446 | 781.4052 | 1732 | 1732 | 759.4384 | 0 | 0 | 0 | 0
2473 | 4227.4052 | 8698 | 363 | 12 | 29 | 2857.1429 | 0 | 142.8571 | 1142.8571 | 84.5481 | 4227.4052 | 3446 | 781.4052 | 1732 | 1732 | 759.4384 | 0 | 0 | 0 | 0
2474 | 4227.4052 | 8699 | 363 | 12 | 29 | 2857.1429 | 0 | 142.8571 | 1142.8571 | 84.5481 | 4227.4052 | 3446 | 781.4052 | 1732 | 1732 | 759.4384 | 0 | 0 | 0 | 0
2475 | 4227.4052 | 8700 | 363 | 12 | 29 | 2857.1429 | 0 | 142.8571 | 1142.8571 | 84.5481 | 4227.4052 | 3446 | 781.4052 | 1732 | 1732 | 759.4384 | 0 | 0 | 0 | 0
2476 | 4227.4052 | 8701 | 363 | 12 | 29 | 2857.1429 | 0 | 142.8571 | 1142.8571 | 84.5481 | 4227.4052 | 3446 | 781.4052 | 1732 | 1732 | 759.4384 | 0 | 0 | 0 | 0
2477 | 4227.4052 | 8702 | 363 | 12 | 29 | 2857.1429 | 0 | 142.8571 | 1142.8571 | 84.5481 | 4227.4052 | 3446 | 781.4052 | 1732 | 1732 | 759.4384 | 0 | 0 | 0 | 0
2478 | 4227.4052 | 8703 | 363 | 12 | 29 | 2857.1429 | 0 | 142.8571 | 1142.8571 | 84.5481 | 4227.4052 | 3446 | 781.4052 | 1732 | 1732 | 759.4384 | 0 | 0 | 0 | 0
2479 | 4227.4052 | 8704 | 363 | 12 | 29 | 2857.1429 | 0 | 142.8571 | 1142.8571 | 84.5481 | 4227.4052 | 3446 | 781.4052 | 1732 | 1732 | 759.4384 | 0 | 0 | 0 | 0
2480 | 4227.4052 | 8722 | 364 | 12 | 30 | 2857.1429 | 0 | 142.8571 | 1142.8571 | 84.5481 | 4227.4052 | 3446 | 781.4052 | 1732 | 1732 | 759.4384 | 0 | 0 | 0 | 0
2481 | 4227.4052 | 8723 | 364 | 12 | 30 | 2857.1429 | 0 | 142.8571 | 1142.8571 | 84.5481 | 4227.4052 | 3446 | 781.4052 | 1732 | 1732 | 759.4384 | 0 | 0 | 0 | 0
2482 | 4227.4052 | 8724 | 364 | 12 | 30 | 2857.1429 | 0 | 142.8571 | 1142.8571 | 84.5481 | 4227.4052 | 3446 | 781.4052 | 1732 | 1732 | 759.4384 | 0 | 0 | 0 | 0
2483 | 4227.4052 | 8725 | 364 | 12 | 30 | 2857.1429 | 0 | 142.8571 | 1142.8571 | 84.5481 | 4227.4052 | 3446 | 781.4052 | 1732 | 1732 | 759.4384 | 0 | 0 | 0 | 0
2484 | 4227.4052 | 8726 | 364 | 12 | 30 | 2857.1429 | 0 | 142.8571 | 1142.8571 | 84.5481 | 4227.4052 | 3446 | 781.4052 | 1732 | 1732 | 759.4384 | 0 | 0 | 0 | 0
2485 | 4227.4052 | 8727 | 364 | 12 | 30 | 2857.1429 | 0 | 142.8571 | 1142.8571 | 84.5481 | 4227.4052 | 3446 | 781.4052 | 1732 | 1732 | 759.4384 | 0 | 0 | 0 | 0
2486 | 4227.4052 | 8728 | 364 | 12 | 30 | 2857.1429 | 0 | 142.8571 | 1142.8571 | 84.5481 | 4227.4052 | 3446 | 781.4052 | 1732 | 1732 | 759.4384 | 0 | 0 | 0 | 0
2487 | 4227.4052 | 8746 | 365 | 12 | 31 | 2857.1429 | 0 | 142.8571 | 1142.8571 | 84.5481 | 4227.4052 | 3446 | 781.4052 | 1732 | 1732 | 759.4384 | 0 | 0 | 0 | 0
2488 | 4227.4052 | 8747 | 365 | 12 | 31 | 2857.1429 | 0 | 142.8571 | 1142.8571 | 84.5481 | 4227.4052 | 3446 | 781.4052 | 1732 | 1732 | 759.4384 | 0 | 0 | 0 | 0
2489 | 4227.4052 | 8748 | 365 | 12 | 31 | 2857.1429 | 0 | 142.8571 | 1142.8571 | 84.5481 | 4227.4052 | 3446 | 781.4052 | 1732 | 1732 | 759.4384 | 0 | 0 | 0 | 0
2490 | 4227.4052 | 8749 | 365 | 12 | 31 | 2857.1429 | 0 | 142.8571 | 1142.8571 | 84.5481 | 4227.4052 | 3446 | 781.4052 | 1732 | 1732 | 759.4384 | 0 | 0 | 0 | 0
2491 | 4227.4052 | 8750 | 365 | 12 | 31 | 2857.1429 | 0 | 142.8571 | 1142.8571 | 84.5481 | 4227.4052 | 3446 | 781.4052 | 1732 | 1732 | 759.4384 | 0 | 0 | 0 | 0
2492 | 4227.4052 | 8751 | 365 | 12 | 31 | 2857.1429 | 0 | 142.8571 | 1142.8571 | 84.5481 | 4227.4052 | 3446 | 781.4052 | 1732 | 1732 | 759.4384 | 0 | 0 | 0 | 0
2493 | 4227.4052 | 8752 | 365 | 12 | 31 | 2857.1429 | 0 | 142.8571 | 1142.8571 | 84.5481 | 4227.4052 | 3446 | 781.4052 | 1732 | 1732 | 759.4384 | 0 | 0 | 0 | 0
2494 | 4154.519 | 1426 | 60 | 3 | 1 | 2500 | 0 | 142.8571 | 1428.5714 | 83.0904 | 4154.519 | 3446 | 708.519 | 1732 | 1732 | 686.9308 | 0 | 0 | 0 | 0
2495 | 4154.519 | 1427 | 60 | 3 | 1 | 2500 | 0 | 142.8571 | 1428.5714 | 83.0904 | 4154.519 | 3446 | 708.519 | 1732 | 1732 | 686.9308 | 0 | 0 | 0 | 0
2496 | 4154.519 | 1428 | 60 | 3 | 1 | 2500 | 0 | 142.8571 | 1428.5714 | 83.0904 | 4154.519 | 4210.0092 | -55.4903 | 1732 | 2500 | 0 | 238.0952 | 0 | 55.8795 | 2793.9747
2497 | 4154.519 | 1429 | 60 | 3 | 1 | 2500 | 0 | 142.8571 | 1428.5714 | 83.0904 | 4154.519 | 4210.0092 | -55.4903 | 1732 | 2500 | 0 | 238.0952 | 0 | 55.8795 | 2793.9747
2498 | 4154.519 | 1430 | 60 | 3 | 1 | 2500 | 0 | 142.8571 | 1428.5714 | 83.0904 | 4154.519 | 4210.0092 | -55.4903 | 1732 | 2500 | 0 | 238.0952 | 0 | 55.8795 | 2793.9747
2499 | 4154.519 | 1431 | 60 | 3 | 1 | 2500 | 0 | 142.8571 | 1428.5714 | 83.0904 | 4154.519 | 4210.0092 | -55.4903 | 1732 | 2500 | 0 | 238.0952 | 0 | 55.8795 | 2793.9747
2500 | 4154.519 | 1432 | 60 | 3 | 1 | 2500 | 0 | 142.8571 | 1428.5714 | 83.0904 | 4154.519 | 4210.0092 | -55.4903 | 1732 | 2500 | 0 | 238.0952 | 0 | 55.8795 | 2793.9747
2501 | 4154.519 | 1450 | 61 | 3 | 2 | 2500 | 0 | 142.8571 | 1428.5714 | 83.0904 | 4154.519 | 3446 | 708.519 | 1732 | 1732 | 686.9308 | 0 | 0 | 0 | 0
2502 | 4154.519 | 1451 | 61 | 3 | 2 | 2500 | 0 | 142.8571 | 1428.5714 | 83.0904 | 4154.519 | 3446 | 708.519 | 1732 | 1732 | 686.9308 | 0 | 0 | 0 | 0
2503 | 4154.519 | 1452 | 61 | 3 | 2 | 2500 | 0 | 142.8571 | 1428.5714 | 83.0904 | 4154.519 | 4210.0092 | -55.4903 | 1732 | 2500 | 0 | 238.0952 | 0 | 55.8795 | 2793.9747
2504 | 4154.519 | 1453 | 61 | 3 | 2 | 2500 | 0 | 142.8571 | 1428.5714 | 83.0904 | 4154.519 | 4210.0092 | -55.4903 | 1732 | 2500 | 0 | 238.0952 | 0 | 55.8795 | 2793.9747
2505 | 4154.519 | 1454 | 61 | 3 | 2 | 2500 | 0 | 142.8571 | 1428.5714 | 83.0904 | 4154.519 | 4210.0092 | -55.4903 | 1732 | 2500 | 0 | 238.0952 | 0 | 55.8795 | 2793.9747
2506 | 4154.519 | 1455 | 61 | 3 | 2 | 2500 | 0 | 142.8571 | 1428.5714 | 83.0904 | 4154.519 | 4210.0092 | -55.4903 | 1732 | 2500 | 0 | 238.0952 | 0 | 55.8795 | 2793.9747
2507 | 4154.519 | 1456 | 61 | 3 | 2 | 2500 | 0 | 142.8571 | 1428.5714 | 83.0904 | 4154.519 | 4210.0092 | -55.4903 | 1732 | 2500 | 0 | 238.0952 | 0 | 55.8795 | 2793.9747
2508 | 4154.519 | 1474 | 62 | 3 | 3 | 2500 | 0 | 142.8571 | 1428.5714 | 83.0904 | 4154.519 | 3446 | 708.519 | 1732 | 1732 | 686.9308 | 0 | 0 | 0 | 0
2509 | 4154.519 | 1475 | 62 | 3 | 3 | 2500 | 0 | 142.8571 | 1428.5714 | 83.0904 | 4154.519 | 3446 | 708.519 | 1732 | 1732 | 686.9308 | 0 | 0 | 0 | 0
2510 | 4154.519 | 1476 | 62 | 3 | 3 | 2500 | 0 | 142.8571 | 1428.5714 | 83.0904 | 4154.519 | 4210.0092 | -55.4903 | 1732 | 2500 | 0 | 238.0952 | 0 | 55.8795 | 2793.9747
2511 | 4154.519 | 1477 | 62 | 3 | 3 | 2500 | 0 | 142.8571 | 1428.5714 | 83.0904 | 4154.519 | 4210.0092 | -55.4903 | 1732 | 2500 | 0 | 238.0952 | 0 | 55.8795 | 2793.9747
2512 | 4154.519 | 1478 | 62 | 3 | 3 | 2500 | 0 | 142.8571 | 1428.5714 | 83.0904 | 4154.519 | 4210.0092 | -55.4903 | 1732 | 2500 | 0 | 238.0952 | 0 | 55.8795 | 2793.9747
2513 | 4154.519 | 1479 | 62 | 3 | 3 | 2500 | 0 | 142.8571 | 1428.5714 | 83.0904 | 4154.519 | 4210.0092 | -55.4903 | 1732 | 2500 | 0 | 238.0952 | 0 | 55.8795 | 2793.9747
2514 | 4154.519 | 1480 | 62 | 3 | 3 | 2500 | 0 | 142.8571 | 1428.5714 | 83.0904 | 4154.519 | 4210.0092 | -55.4903 | 1732 | 2500 | 0 | 238.0952 | 0 | 55.8795 | 2793.9747
2515 | 4154.519 | 1498 | 63 | 3 | 4 | 2500 | 0 | 142.8571 | 1428.5714 | 83.0904 | 4154.519 | 3446 | 708.519 | 1732 | 1732 | 686.9308 | 0 | 0 | 0 | 0
2516 | 4154.519 | 1499 | 63 | 3 | 4 | 2500 | 0 | 142.8571 | 1428.5714 | 83.0904 | 4154.519 | 3446 | 708.519 | 1732 | 1732 | 686.9308 | 0 | 0 | 0 | 0
2517 | 4154.519 | 1500 | 63 | 3 | 4 | 2500 | 0 | 142.8571 | 1428.5714 | 83.0904 | 4154.519 | 4210.0092 | -55.4903 | 1732 | 2500 | 0 | 238.0952 | 0 | 55.8795 | 2793.9747
2518 | 4154.519 | 1501 | 63 | 3 | 4 | 2500 | 0 | 142.8571 | 1428.5714 | 83.0904 | 4154.519 | 4210.0092 | -55.4903 | 1732 | 2500 | 0 | 238.0952 | 0 | 55.8795 | 2793.9747
2519 | 4154.519 | 1502 | 63 | 3 | 4 | 2500 | 0 | 142.8571 | 1428.5714 | 83.0904 | 4154.519 | 4210.0092 | -55.4903 | 1732 | 2500 | 0 | 238.0952 | 0 | 55.8795 | 2793.9747
2520 | 4154.519 | 1503 | 63 | 3 | 4 | 2500 | 0 | 142.8571 | 1428.5714 | 83.0904 | 4154.519 | 4210.0092 | -55.4903 | 1732 | 2500 | 0 | 238.0952 | 0 | 55.8795 | 2793.9747
2521 | 4154.519 | 1504 | 63 | 3 | 4 | 2500 | 0 | 142.8571 | 1428.5714 | 83.0904 | 4154.519 | 4210.0092 | -55.4903 | 1732 | 2500 | 0 | 238.0952 | 0 | 55.8795 | 2793.9747
2522 | 4154.519 | 1522 | 64 | 3 | 5 | 2500 | 0 | 142.8571 | 1428.5714 | 83.0904 | 4154.519 | 3446 | 708.519 | 1732 | 1732 | 686.9308 | 0 | 0 | 0 | 0
2523 | 4154.519 | 1523 | 64 | 3 | 5 | 2500 | 0 | 142.8571 | 1428.5714 | 83.0904 | 4154.519 | 3446 | 708.519 | 1732 | 1732 | 686.9308 | 0 | 0 | 0 | 0
2524 | 4154.519 | 1524 | 64 | 3 | 5 | 2500 | 0 | 142.8571 | 1428.5714 | 83.0904 | 4154.519 | 4210.0092 | -55.4903 | 1732 | 2500 | 0 | 238.0952 | 0 | 55.8795 | 2793.9747
2525 | 4154.519 | 1525 | 64 | 3 | 5 | 2500 | 0 | 142.8571 | 1428.5714 | 83.0904 | 4154.519 | 4210.0092 | -55.4903 | 1732 | 2500 | 0 | 238.0952 | 0 | 55.8795 | 2793.9747
2526 | 4154.519 | 1526 | 64 | 3 | 5 | 2500 | 0 | 142.8571 | 1428.5714 | 83.0904 | 4154.519 | 4210.0092 | -55.4903 | 1732 | 2500 | 0 | 238.0952 | 0 | 55.8795 | 2793.9747
2527 | 4154.519 | 1527 | 64 | 3 | 5 | 2500 | 0 | 142.8571 | 1428.5714 | 83.0904 | 4154.519 | 4210.0092 | -55.4903 | 1732 | 2500 | 0 | 238.0952 | 0 | 55.8795 | 2793.9747
2528 | 4154.519 | 1528 | 64 | 3 | 5 | 2500 | 0 | 142.8571 | 1428.5714 | 83.0904 | 4154.519 | 4210.0092 | -55.4903 | 1732 | 2500 | 0 | 238.0952 | 0 | 55.8795 | 2793.9747
2529 | 4154.519 | 1546 | 65 | 3 | 6 | 2500 | 0 | 142.8571 | 1428.5714 | 83.0904 | 4154.519 | 3446 | 708.519 | 1732 | 1732 | 686.9308 | 0 | 0 | 0 | 0
2530 | 4154.519 | 1547 | 65 | 3 | 6 | 2500 | 0 | 142.8571 | 1428.5714 | 83.0904 | 4154.519 | 3446 | 708.519 | 1732 | 1732 | 686.9308 | 0 | 0 | 0 | 0
2531 | 4154.519 | 1548 | 65 | 3 | 6 | 2500 | 0 | 142.8571 | 1428.5714 | 83.0904 | 4154.519 | 4210.0092 | -55.4903 | 1732 | 2500 | 0 | 238.0952 | 0 | 55.8795 | 2793.9747
2532 | 4154.519 | 1549 | 65 | 3 | 6 | 2500 | 0 | 142.8571 | 1428.5714 | 83.0904 | 4154.519 | 4210.0092 | -55.4903 | 1732 | 2500 | 0 | 238.0952 | 0 | 55.8795 | 2793.9747
2533 | 4154.519 | 1550 | 65 | 3 | 6 | 2500 | 0 | 142.8571 | 1428.5714 | 83.0904 | 4154.519 | 4210.0092 | -55.4903 | 1732 | 2500 | 0 | 238.0952 | 0 | 55.8795 | 2793.9747
2534 | 4154.519 | 1551 | 65 | 3 | 6 | 2500 | 0 | 142.8571 | 1428.5714 | 83.0904 | 4154.519 | 4210.0092 | -55.4903 | 1732 | 2500 | 0 | 238.0952 | 0 | 55.8795 | 2793.9747
2535 | 4154.519 | 1552 | 65 | 3 | 6 | 2500 | 0 | 142.8571 | 1428.5714 | 83.0904 | 4154.519 | 4210.0092 | -55.4903 | 1732 | 2500 | 0 | 238.0952 | 0 | 55.8795 | 2793.9747
2536 | 4154.519 | 1570 | 66 | 3 | 7 | 2500 | 0 | 142.8571 | 1428.5714 | 83.0904 | 4154.519 | 3446 | 708.519 | 1732 | 1732 | 686.9308 | 0 | 0 | 0 | 0
2537 | 4154.519 | 1571 | 66 | 3 | 7 | 2500 | 0 | 142.8571 | 1428.5714 | 83.0904 | 4154.519 | 3446 | 708.519 | 1732 | 1732 | 686.9308 | 0 | 0 | 0 | 0
2538 | 4154.519 | 1572 | 66 | 3 | 7 | 2500 | 0 | 142.8571 | 1428.5714 | 83.0904 | 4154.519 | 4210.0092 | -55.4903 | 1732 | 2500 | 0 | 238.0952 | 0 | 55.8795 | 2793.9747
2539 | 4154.519 | 1573 | 66 | 3 | 7 | 2500 | 0 | 142.8571 | 1428.5714 | 83.0904 | 4154.519 | 4210.0092 | -55.4903 | 1732 | 2500 | 0 | 238.0952 | 0 | 55.8795 | 2793.9747
2540 | 4154.519 | 1574 | 66 | 3 | 7 | 2500 | 0 | 142.8571 | 1428.5714 | 83.0904 | 4154.519 | 4210.0092 | -55.4903 | 1732 | 2500 | 0 | 238.0952 | 0 | 55.8795 | 2793.9747
2541 | 4154.519 | 1575 | 66 | 3 | 7 | 2500 | 0 | 142.8571 | 1428.5714 | 83.0904 | 4154.519 | 4210.0092 | -55.4903 | 1732 | 2500 | 0 | 238.0952 | 0 | 55.8795 | 2793.9747
2542 | 4154.519 | 1576 | 66 | 3 | 7 | 2500 | 0 | 142.8571 | 1428.5714 | 83.0904 | 4154.519 | 4210.0092 | -55.4903 | 1732 | 2500 | 0 | 238.0952 | 0 | 55.8795 | 2793.9747
2543 | 4154.519 | 1594 | 67 | 3 | 8 | 2500 | 0 | 142.8571 | 1428.5714 | 83.0904 | 4154.519 | 3446 | 708.519 | 1732 | 1732 | 686.9308 | 0 | 0 | 0 | 0
2544 | 4154.519 | 1595 | 67 | 3 | 8 | 2500 | 0 | 142.8571 | 1428.5714 | 83.0904 | 4154.519 | 3446 | 708.519 | 1732 | 1732 | 686.9308 | 0 | 0 | 0 | 0
2545 | 4154.519 | 1596 | 67 | 3 | 8 | 2500 | 0 | 142.8571 | 1428.5714 | 83.0904 | 4154.519 | 4210.0092 | -55.4903 | 1732 | 2500 | 0 | 238.0952 | 0 | 55.8795 | 2793.9747
2546 | 4154.519 | 1597 | 67 | 3 | 8 | 2500 | 0 | 142.8571 | 1428.5714 | 83.0904 | 4154.519 | 4210.0092 | -55.4903 | 1732 | 2500 | 0 | 238.0952 | 0 | 55.8795 | 2793.9747
2547 | 4154.519 | 1598 | 67 | 3 | 8 | 2500 | 0 | 142.8571 | 1428.5714 | 83.0904 | 4154.519 | 4210.0092 | -55.4903 | 1732 | 2500 | 0 | 238.0952 | 0 | 55.8795 | 2793.9747
2548 | 4154.519 | 1599 | 67 | 3 | 8 | 2500 | 0 | 142.8571 | 1428.5714 | 83.0904 | 4154.519 | 4210.0092 | -55.4903 | 1732 | 2500 | 0 | 238.0952 | 0 | 55.8795 | 2793.9747
2549 | 4154.519 | 1600 | 67 | 3 | 8 | 2500 | 0 | 142.8571 | 1428.5714 | 83.0904 | 4154.519 | 4210.0092 | -55.4903 | 1732 | 2500 | 0 | 238.0952 | 0 | 55.8795 | 2793.9747
2550 | 4154.519 | 1618 | 68 | 3 | 9 | 2500 | 0 | 142.8571 | 1428.5714 | 83.0904 | 4154.519 | 3446 | 708.519 | 1732 | 1732 | 686.9308 | 0 | 0 | 0 | 0
2551 | 4154.519 | 1619 | 68 | 3 | 9 | 2500 | 0 | 142.8571 | 1428.5714 | 83.0904 | 4154.519 | 3446 | 708.519 | 1732 | 1732 | 686.9308 | 0 | 0 | 0 | 0
2552 | 4154.519 | 1620 | 68 | 3 | 9 | 2500 | 0 | 142.8571 | 1428.5714 | 83.0904 | 4154.519 | 4210.0092 | -55.4903 | 1732 | 2500 | 0 | 238.0952 | 0 | 55.8795 | 2793.9747
2553 | 4154.519 | 1621 | 68 | 3 | 9 | 2500 | 0 | 142.8571 | 1428.5714 | 83.0904 | 4154.519 | 4210.0092 | -55.4903 | 1732 | 2500 | 0 | 238.0952 | 0 | 55.8795 | 2793.9747
2554 | 4154.519 | 1622 | 68 | 3 | 9 | 2500 | 0 | 142.8571 | 1428.5714 | 83.0904 | 4154.519 | 4210.0092 | -55.4903 | 1732 | 2500 | 0 | 238.0952 | 0 | 55.8795 | 2793.9747
2555 | 4154.519 | 1623 | 68 | 3 | 9 | 2500 | 0 | 142.8571 | 1428.5714 | 83.0904 | 4154.519 | 4210.0092 | -55.4903 | 1732 | 2500 | 0 | 238.0952 | 0 | 55.8795 | 2793.9747
2556 | 4154.519 | 1624 | 68 | 3 | 9 | 2500 | 0 | 142.8571 | 1428.5714 | 83.0904 | 4154.519 | 4210.0092 | -55.4903 | 1732 | 2500 | 0 | 238.0952 | 0 | 55.8795 | 2793.9747
2557 | 4154.519 | 1642 | 69 | 3 | 10 | 2500 | 0 | 142.8571 | 1428.5714 | 83.0904 | 4154.519 | 3446 | 708.519 | 1732 | 1732 | 686.9308 | 0 | 0 | 0 | 0
2558 | 4154.519 | 1643 | 69 | 3 | 10 | 2500 | 0 | 142.8571 | 1428.5714 | 83.0904 | 4154.519 | 3446 | 708.519 | 1732 | 1732 | 686.9308 | 0 | 0 | 0 | 0
2559 | 4154.519 | 1644 | 69 | 3 | 10 | 2500 | 0 | 142.8571 | 1428.5714 | 83.0904 | 4154.519 | 4210.0092 | -55.4903 | 1732 | 2500 | 0 | 238.0952 | 0 | 55.8795 | 2793.9747
2560 | 4154.519 | 1645 | 69 | 3 | 10 | 2500 | 0 | 142.8571 | 1428.5714 | 83.0904 | 4154.519 | 4210.0092 | -55.4903 | 1732 | 2500 | 0 | 238.0952 | 0 | 55.8795 | 2793.9747
2561 | 4154.519 | 1646 | 69 | 3 | 10 | 2500 | 0 | 142.8571 | 1428.5714 | 83.0904 | 4154.519 | 4210.0092 | -55.4903 | 1732 | 2500 | 0 | 238.0952 | 0 | 55.8795 | 2793.9747
2562 | 4154.519 | 1647 | 69 | 3 | 10 | 2500 | 0 | 142.8571 | 1428.5714 | 83.0904 | 4154.519 | 4210.0092 | -55.4903 | 1732 | 2500 | 0 | 238.0952 | 0 | 55.8795 | 2793.9747
2563 | 4154.519 | 1648 | 69 | 3 | 10 | 2500 | 0 | 142.8571 | 1428.5714 | 83.0904 | 4154.519 | 4210.0092 | -55.4903 | 1732 | 2500 | 0 | 238.0952 | 0 | 55.8795 | 2793.9747
2564 | 4154.519 | 1666 | 70 | 3 | 11 | 2500 | 0 | 142.8571 | 1428.5714 | 83.0904 | 4154.519 | 3446 | 708.519 | 1732 | 1732 | 686.9308 | 0 | 0 | 0 | 0
2565 | 4154.519 | 1667 | 70 | 3 | 11 | 2500 | 0 | 142.8571 | 1428.5714 | 83.0904 | 4154.519 | 3446 | 708.519 | 1732 | 1732 | 686.9308 | 0 | 0 | 0 | 0
2566 | 4154.519 | 1668 | 70 | 3 | 11 | 2500 | 0 | 142.8571 | 1428.5714 | 83.0904 | 4154.519 | 4210.0092 | -55.4903 | 1732 | 2500 | 0 | 238.0952 | 0 | 55.8795 | 2793.9747
2567 | 4154.519 | 1669 | 70 | 3 | 11 | 2500 | 0 | 142.8571 | 1428.5714 | 83.0904 | 4154.519 | 4210.0092 | -55.4903 | 1732 | 2500 | 0 | 238.0952 | 0 | 55.8795 | 2793.9747
2568 | 4154.519 | 1670 | 70 | 3 | 11 | 2500 | 0 | 142.8571 | 1428.5714 | 83.0904 | 4154.519 | 4210.0092 | -55.4903 | 1732 | 2500 | 0 | 238.0952 | 0 | 55.8795 | 2793.9747
2569 | 4154.519 | 1671 | 70 | 3 | 11 | 2500 | 0 | 142.8571 | 1428.5714 | 83.0904 | 4154.519 | 4210.0092 | -55.4903 | 1732 | 2500 | 0 | 238.0952 | 0 | 55.8795 | 2793.9747
2570 | 4154.519 | 1672 | 70 | 3 | 11 | 2500 | 0 | 142.8571 | 1428.5714 | 83.0904 | 4154.519 | 4210.0092 | -55.4903 | 1732 | 2500 | 0 | 238.0952 | 0 | 55.8795 | 2793.9747
2571 | 4154.519 | 1690 | 71 | 3 | 12 | 2500 | 0 | 142.8571 | 1428.5714 | 83.0904 | 4154.519 | 3446 | 708.519 | 1732 | 1732 | 686.9308 | 0 | 0 | 0 | 0
2572 | 4154.519 | 1691 | 71 | 3 | 12 | 2500 | 0 | 142.8571 | 1428.5714 | 83.0904 | 4154.519 | 3446 | 708.519 | 1732 | 1732 | 686.9308 | 0 | 0 | 0 | 0
2573 | 4154.519 | 1692 | 71 | 3 | 12 | 2500 | 0 | 142.8571 | 1428.5714 | 83.0904 | 4154.519 | 4210.0092 | -55.4903 | 1732 | 2500 | 0 | 238.0952 | 0 | 55.8795 | 2793.9747
2574 | 4154.519 | 1693 | 71 | 3 | 12 | 2500 | 0 | 142.8571 | 1428.5714 | 83.0904 | 4154.519 | 4210.0092 | -55.4903 | 1732 | 2500 | 0 | 238.0952 | 0 | 55.8795 | 2793.9747
2575 | 4154.519 | 1694 | 71 | 3 | 12 | 2500 | 0 | 142.8571 | 1428.5714 | 83.0904 | 4154.519 | 4210.0092 | -55.4903 | 1732 | 2500 | 0 | 238.0952 | 0 | 55.8795 | 2793.9747
2576 | 4154.519 | 1695 | 71 | 3 | 12 | 2500 | 0 | 142.8571 | 1428.5714 | 83.0904 | 4154.519 | 4210.0092 | -55.4903 | 1732 | 2500 | 0 | 238.0952 | 0 | 55.8795 | 2793.9747
2577 | 4154.519 | 1696 | 71 | 3 | 12 | 2500 | 0 | 142.8571 | 1428.5714 | 83.0904 | 4154.519 | 4210.0092 | -55.4903 | 1732 | 2500 | 0 | 238.0952 | 0 | 55.8795 | 2793.9747
2578 | 4154.519 | 1714 | 72 | 3 | 13 | 2500 | 0 | 142.8571 | 1428.5714 | 83.0904 | 4154.519 | 3446 | 708.519 | 1732 | 1732 | 686.9308 | 0 | 0 | 0 | 0
2579 | 4154.519 | 1715 | 72 | 3 | 13 | 2500 | 0 | 142.8571 | 1428.5714 | 83.0904 | 4154.519 | 3446 | 708.519 | 1732 | 1732 | 686.9308 | 0 | 0 | 0 | 0
2580 | 4154.519 | 1716 | 72 | 3 | 13 | 2500 | 0 | 142.8571 | 1428.5714 | 83.0904 | 4154.519 | 4210.0092 | -55.4903 | 1732 | 2500 | 0 | 238.0952 | 0 | 55.8795 | 2793.9747
2581 | 4154.519 | 1717 | 72 | 3 | 13 | 2500 | 0 | 142.8571 | 1428.5714 | 83.0904 | 4154.519 | 4210.0092 | -55.4903 | 1732 | 2500 | 0 | 238.0952 | 0 | 55.8795 | 2793.9747
2582 | 4154.519 | 1718 | 72 | 3 | 13 | 2500 | 0 | 142.8571 | 1428.5714 | 83.0904 | 4154.519 | 4210.0092 | -55.4903 | 1732 | 2500 | 0 | 238.0952 | 0 | 55.8795 | 2793.9747
2583 | 4154.519 | 1719 | 72 | 3 | 13 | 2500 | 0 | 142.8571 | 1428.5714 | 83.0904 | 4154.519 | 4210.0092 | -55.4903 | 1732 | 2500 | 0 | 238.0952 | 0 | 55.8795 | 2793.9747
2584 | 4154.519 | 1720 | 72 | 3 | 13 | 2500 | 0 | 142.8571 | 1428.5714 | 83.0904 | 4154.519 | 4210.0092 | -55.4903 | 1732 | 2500 | 0 | 238.0952 | 0 | 55.8795 | 2793.9747
2585 | 4154.519 | 1738 | 73 | 3 | 14 | 2500 | 0 | 142.8571 | 1428.5714 | 83.0904 | 4154.519 | 3446 | 708.519 | 1732 | 1732 | 686.9308 | 0 | 0 | 0 | 0
2586 | 4154.519 | 1739 | 73 | 3 | 14 | 2500 | 0 | 142.8571 | 1428.5714 | 83.0904 | 4154.519 | 3446 | 708.519 | 1732 | 1732 | 686.9308 | 0 | 0 | 0 | 0
2587 | 4154.519 | 1740 | 73 | 3 | 14 | 2500 | 0 | 142.8571 | 1428.5714 | 83.0904 | 4154.519 | 4210.0092 | -55.4903 | 1732 | 2500 | 0 | 238.0952 | 0 | 55.8795 | 2793.9747
2588 | 4154.519 | 1741 | 73 | 3 | 14 | 2500 | 0 | 142.8571 | 1428.5714 | 83.0904 | 4154.519 | 4210.0092 | -55.4903 | 1732 | 2500 | 0 | 238.0952 | 0 | 55.8795 | 2793.9747
2589 | 4154.519 | 1742 | 73 | 3 | 14 | 2500 | 0 | 142.8571 | 1428.5714 | 83.0904 | 4154.519 | 4210.0092 | -55.4903 | 1732 | 2500 | 0 | 238.0952 | 0 | 55.8795 | 2793.9747
2590 | 4154.519 | 1743 | 73 | 3 | 14 | 2500 | 0 | 142.8571 | 1428.5714 | 83.0904 | 4154.519 | 4210.0092 | -55.4903 | 1732 | 2500 | 0 | 238.0952 | 0 | 55.8795 | 2793.9747
2591 | 4154.519 | 1744 | 73 | 3 | 14 | 2500 | 0 | 142.8571 | 1428.5714 | 83.0904 | 4154.519 | 4210.0092 | -55.4903 | 1732 | 2500 | 0 | 238.0952 | 0 | 55.8795 | 2793.9747
2592 | 4154.519 | 1762 | 74 | 3 | 15 | 2500 | 0 | 142.8571 | 1428.5714 | 83.0904 | 4154.519 | 3446 | 708.519 | 1732 | 1732 | 686.9308 | 0 | 0 | 0 | 0
2593 | 4154.519 | 1763 | 74 | 3 | 15 | 2500 | 0 | 142.8571 | 1428.5714 | 83.0904 | 4154.519 | 3446 | 708.519 | 1732 | 1732 | 686.9308 | 0 | 0 | 0 | 0
2594 | 4154.519 | 1764 | 74 | 3 | 15 | 2500 | 0 | 142.8571 | 1428.5714 | 83.0904 | 4154.519 | 4210.0092 | -55.4903 | 1732 | 2500 | 0 | 238.0952 | 0 | 55.8795 | 2793.9747
2595 | 4154.519 | 1765 | 74 | 3 | 15 | 2500 | 0 | 142.8571 | 1428.5714 | 83.0904 | 4154.519 | 4210.0092 | -55.4903 | 1732 | 2500 | 0 | 238.0952 | 0 | 55.8795 | 2793.9747
2596 | 4154.519 | 1766 | 74 | 3 | 15 | 2500 | 0 | 142.8571 | 1428.5714 | 83.0904 | 4154.519 | 4210.0092 | -55.4903 | 1732 | 2500 | 0 | 238.0952 | 0 | 55.8795 | 2793.9747
2597 | 4154.519 | 1767 | 74 | 3 | 15 | 2500 | 0 | 142.8571 | 1428.5714 | 83.0904 | 4154.519 | 4210.0092 | -55.4903 | 1732 | 2500 | 0 | 238.0952 | 0 | 55.8795 | 2793.9747
2598 | 4154.519 | 1768 | 74 | 3 | 15 | 2500 | 0 | 142.8571 | 1428.5714 | 83.0904 | 4154.519 | 4210.0092 | -55.4903 | 1732 | 2500 | 0 | 238.0952 | 0 | 55.8795 | 2793.9747
2599 | 4154.519 | 1786 | 75 | 3 | 16 | 2500 | 0 | 142.8571 | 1428.5714 | 83.0904 | 4154.519 | 3446 | 708.519 | 1732 | 1732 | 686.9308 | 0 | 0 | 0 | 0
2600 | 4154.519 | 1787 | 75 | 3 | 16 | 2500 | 0 | 142.8571 | 1428.5714 | 83.0904 | 4154.519 | 3446 | 708.519 | 1732 | 1732 | 686.9308 | 0 | 0 | 0 | 0
2601 | 4154.519 | 1788 | 75 | 3 | 16 | 2500 | 0 | 142.8571 | 1428.5714 | 83.0904 | 4154.519 | 4210.0092 | -55.4903 | 1732 | 2500 | 0 | 238.0952 | 0 | 55.8795 | 2793.9747
2602 | 4154.519 | 1789 | 75 | 3 | 16 | 2500 | 0 | 142.8571 | 1428.5714 | 83.0904 | 4154.519 | 4210.0092 | -55.4903 | 1732 | 2500 | 0 | 238.0952 | 0 | 55.8795 | 2793.9747
2603 | 4154.519 | 1790 | 75 | 3 | 16 | 2500 | 0 | 142.8571 | 1428.5714 | 83.0904 | 4154.519 | 4210.0092 | -55.4903 | 1732 | 2500 | 0 | 238.0952 | 0 | 55.8795 | 2793.9747
2604 | 4154.519 | 1791 | 75 | 3 | 16 | 2500 | 0 | 142.8571 | 1428.5714 | 83.0904 | 4154.519 | 4210.0092 | -55.4903 | 1732 | 2500 | 0 | 238.0952 | 0 | 55.8795 | 2793.9747
2605 | 4154.519 | 1792 | 75 | 3 | 16 | 2500 | 0 | 142.8571 | 1428.5714 | 83.0904 | 4154.519 | 4210.0092 | -55.4903 | 1732 | 2500 | 0 | 238.0952 | 0 | 55.8795 | 2793.9747
2606 | 4154.519 | 1810 | 76 | 3 | 17 | 2500 | 0 | 142.8571 | 1428.5714 | 83.0904 | 4154.519 | 3446 | 708.519 | 1732 | 1732 | 686.9308 | 0 | 0 | 0 | 0
2607 | 4154.519 | 1811 | 76 | 3 | 17 | 2500 | 0 | 142.8571 | 1428.5714 | 83.0904 | 4154.519 | 3446 | 708.519 | 1732 | 1732 | 686.9308 | 0 | 0 | 0 | 0
2608 | 4154.519 | 1812 | 76 | 3 | 17 | 2500 | 0 | 142.8571 | 1428.5714 | 83.0904 | 4154.519 | 4210.0092 | -55.4903 | 1732 | 2500 | 0 | 238.0952 | 0 | 55.8795 | 2793.9747
2609 | 4154.519 | 1813 | 76 | 3 | 17 | 2500 | 0 | 142.8571 | 1428.5714 | 83.0904 | 4154.519 | 4210.0092 | -55.4903 | 1732 | 2500 | 0 | 238.0952 | 0 | 55.8795 | 2793.9747
2610 | 4154.519 | 1814 | 76 | 3 | 17 | 2500 | 0 | 142.8571 | 1428.5714 | 83.0904 | 4154.519 | 4210.0092 | -55.4903 | 1732 | 2500 | 0 | 238.0952 | 0 | 55.8795 | 2793.9747
2611 | 4154.519 | 1815 | 76 | 3 | 17 | 2500 | 0 | 142.8571 | 1428.5714 | 83.0904 | 4154.519 | 4210.0092 | -55.4903 | 1732 | 2500 | 0 | 238.0952 | 0 | 55.8795 | 2793.9747
2612 | 4154.519 | 1816 | 76 | 3 | 17 | 2500 | 0 | 142.8571 | 1428.5714 | 83.0904 | 4154.519 | 4210.0092 | -55.4903 | 1732 | 2500 | 0 | 238.0952 | 0 | 55.8795 | 2793.9747
2613 | 4154.519 | 1834 | 77 | 3 | 18 | 2500 | 0 | 142.8571 | 1428.5714 | 83.0904 | 4154.519 | 3446 | 708.519 | 1732 | 1732 | 686.9308 | 0 | 0 | 0 | 0
2614 | 4154.519 | 1835 | 77 | 3 | 18 | 2500 | 0 | 142.8571 | 1428.5714 | 83.0904 | 4154.519 | 3446 | 708.519 | 1732 | 1732 | 686.9308 | 0 | 0 | 0 | 0
2615 | 4154.519 | 1836 | 77 | 3 | 18 | 2500 | 0 | 142.8571 | 1428.5714 | 83.0904 | 4154.519 | 4210.0092 | -55.4903 | 1732 | 2500 | 0 | 238.0952 | 0 | 55.8795 | 2793.9747
2616 | 4154.519 | 1837 | 77 | 3 | 18 | 2500 | 0 | 142.8571 | 1428.5714 | 83.0904 | 4154.519 | 4210.0092 | -55.4903 | 1732 | 2500 | 0 | 238.0952 | 0 | 55.8795 | 2793.9747
2617 | 4154.519 | 1838 | 77 | 3 | 18 | 2500 | 0 | 142.8571 | 1428.5714 | 83.0904 | 4154.519 | 4210.0092 | -55.4903 | 1732 | 2500 | 0 | 238.0952 | 0 | 55.8795 | 2793.9747
2618 | 4154.519 | 1839 | 77 | 3 | 18 | 2500 | 0 | 142.8571 | 1428.5714 | 83.0904 | 4154.519 | 4210.0092 | -55.4903 | 1732 | 2500 | 0 | 238.0952 | 0 | 55.8795 | 2793.9747
2619 | 4154.519 | 1840 | 77 | 3 | 18 | 2500 | 0 | 142.8571 | 1428.5714 | 83.0904 | 4154.519 | 4210.0092 | -55.4903 | 1732 | 2500 | 0 | 238.0952 | 0 | 55.8795 | 2793.9747
2620 | 4154.519 | 1858 | 78 | 3 | 19 | 2500 | 0 | 142.8571 | 1428.5714 | 83.0904 | 4154.519 | 3446 | 708.519 | 1732 | 1732 | 686.9308 | 0 | 0 | 0 | 0
2621 | 4154.519 | 1859 | 78 | 3 | 19 | 2500 | 0 | 142.8571 | 1428.5714 | 83.0904 | 4154.519 | 3446 | 708.519 | 1732 | 1732 | 686.9308 | 0 | 0 | 0 | 0
2622 | 4154.519 | 1860 | 78 | 3 | 19 | 2500 | 0 | 142.8571 | 1428.5714 | 83.0904 | 4154.519 | 4210.0092 | -55.4903 | 1732 | 2500 | 0 | 238.0952 | 0 | 55.8795 | 2793.9747
2623 | 4154.519 | 1861 | 78 | 3 | 19 | 2500 | 0 | 142.8571 | 1428.5714 | 83.0904 | 4154.519 | 4210.0092 | -55.4903 | 1732 | 2500 | 0 | 238.0952 | 0 | 55.8795 | 2793.9747
2624 | 4154.519 | 1862 | 78 | 3 | 19 | 2500 | 0 | 142.8571 | 1428.5714 | 83.0904 | 4154.519 | 4210.0092 | -55.4903 | 1732 | 2500 | 0 | 238.0952 | 0 | 55.8795 | 2793.9747
2625 | 4154.519 | 1863 | 78 | 3 | 19 | 2500 | 0 | 142.8571 | 1428.5714 | 83.0904 | 4154.519 | 4210.0092 | -55.4903 | 1732 | 2500 | 0 | 238.0952 | 0 | 55.8795 | 2793.9747
2626 | 4154.519 | 1864 | 78 | 3 | 19 | 2500 | 0 | 142.8571 | 1428.5714 | 83.0904 | 4154.519 | 4210.0092 | -55.4903 | 1732 | 2500 | 0 | 238.0952 | 0 | 55.8795 | 2793.9747
2627 | 4154.519 | 1882 | 79 | 3 | 20 | 2500 | 0 | 142.8571 | 1428.5714 | 83.0904 | 4154.519 | 3446 | 708.519 | 1732 | 1732 | 686.9308 | 0 | 0 | 0 | 0
2628 | 4154.519 | 1883 | 79 | 3 | 20 | 2500 | 0 | 142.8571 | 1428.5714 | 83.0904 | 4154.519 | 3446 | 708.519 | 1732 | 1732 | 686.9308 | 0 | 0 | 0 | 0
2629 | 4154.519 | 1884 | 79 | 3 | 20 | 2500 | 0 | 142.8571 | 1428.5714 | 83.0904 | 4154.519 | 4210.0092 | -55.4903 | 1732 | 2500 | 0 | 238.0952 | 0 | 55.8795 | 2793.9747
2630 | 4154.519 | 1885 | 79 | 3 | 20 | 2500 | 0 | 142.8571 | 1428.5714 | 83.0904 | 4154.519 | 4210.0092 | -55.4903 | 1732 | 2500 | 0 | 238.0952 | 0 | 55.8795 | 2793.9747
2631 | 4154.519 | 1886 | 79 | 3 | 20 | 2500 | 0 | 142.8571 | 1428.5714 | 83.0904 | 4154.519 | 4210.0092 | -55.4903 | 1732 | 2500 | 0 | 238.0952 | 0 | 55.8795 | 2793.9747
2632 | 4154.519 | 1887 | 79 | 3 | 20 | 2500 | 0 | 142.8571 | 1428.5714 | 83.0904 | 4154.519 | 4210.0092 | -55.4903 | 1732 | 2500 | 0 | 238.0952 | 0 | 55.8795 | 2793.9747
2633 | 4154.519 | 1888 | 79 | 3 | 20 | 2500 | 0 | 142.8571 | 1428.5714 | 83.0904 | 4154.519 | 4210.0092 | -55.4903 | 1732 | 2500 | 0 | 238.0952 | 0 | 55.8795 | 2793.9747
2634 | 4154.519 | 1906 | 80 | 3 | 21 | 2500 | 0 | 142.8571 | 1428.5714 | 83.0904 | 4154.519 | 3446 | 708.519 | 1732 | 1732 | 686.9308 | 0 | 0 | 0 | 0
2635 | 4154.519 | 1907 | 80 | 3 | 21 | 2500 | 0 | 142.8571 | 1428.5714 | 83.0904 | 4154.519 | 3446 | 708.519 | 1732 | 1732 | 686.9308 | 0 | 0 | 0 | 0
2636 | 4154.519 | 1908 | 80 | 3 | 21 | 2500 | 0 | 142.8571 | 1428.5714 | 83.0904 | 4154.519 | 4210.0092 | -55.4903 | 1732 | 2500 | 0 | 238.0952 | 0 | 55.8795 | 2793.9747
2637 | 4154.519 | 1909 | 80 | 3 | 21 | 2500 | 0 | 142.8571 | 1428.5714 | 83.0904 | 4154.519 | 4210.0092 | -55.4903 | 1732 | 2500 | 0 | 238.0952 | 0 | 55.8795 | 2793.9747
2638 | 4154.519 | 1910 | 80 | 3 | 21 | 2500 | 0 | 142.8571 | 1428.5714 | 83.0904 | 4154.519 | 4210.0092 | -55.4903 | 1732 | 2500 | 0 | 238.0952 | 0 | 55.8795 | 2793.9747
2639 | 4154.519 | 1911 | 80 | 3 | 21 | 2500 | 0 | 142.8571 | 1428.5714 | 83.0904 | 4154.519 | 4210.0092 | -55.4903 | 1732 | 2500 | 0 | 238.0952 | 0 | 55.8795 | 2793.9747
2640 | 4154.519 | 1912 | 80 | 3 | 21 | 2500 | 0 | 142.8571 | 1428.5714 | 83.0904 | 4154.519 | 4210.0092 | -55.4903 | 1732 | 2500 | 0 | 238.0952 | 0 | 55.8795 | 2793.9747
2641 | 4154.519 | 1930 | 81 | 3 | 22 | 2500 | 0 | 142.8571 | 1428.5714 | 83.0904 | 4154.519 | 3446 | 708.519 | 1732 | 1732 | 686.9308 | 0 | 0 | 0 | 0
2642 | 4154.519 | 1931 | 81 | 3 | 22 | 2500 | 0 | 142.8571 | 1428.5714 | 83.0904 | 4154.519 | 3446 | 708.519 | 1732 | 1732 | 686.9308 | 0 | 0 | 0 | 0
2643 | 4154.519 | 1932 | 81 | 3 | 22 | 2500 | 0 | 142.8571 | 1428.5714 | 83.0904 | 4154.519 | 4210.0092 | -55.4903 | 1732 | 2500 | 0 | 238.0952 | 0 | 55.8795 | 2793.9747
2644 | 4154.519 | 1933 | 81 | 3 | 22 | 2500 | 0 | 142.8571 | 1428.5714 | 83.0904 | 4154.519 | 4210.0092 | -55.4903 | 1732 | 2500 | 0 | 238.0952 | 0 | 55.8795 | 2793.9747
2645 | 4154.519 | 1934 | 81 | 3 | 22 | 2500 | 0 | 142.8571 | 1428.5714 | 83.0904 | 4154.519 | 4210.0092 | -55.4903 | 1732 | 2500 | 0 | 238.0952 | 0 | 55.8795 | 2793.9747
2646 | 4154.519 | 1935 | 81 | 3 | 22 | 2500 | 0 | 142.8571 | 1428.5714 | 83.0904 | 4154.519 | 4210.0092 | -55.4903 | 1732 | 2500 | 0 | 238.0952 | 0 | 55.8795 | 2793.9747
2647 | 4154.519 | 1936 | 81 | 3 | 22 | 2500 | 0 | 142.8571 | 1428.5714 | 83.0904 | 4154.519 | 4210.0092 | -55.4903 | 1732 | 2500 | 0 | 238.0952 | 0 | 55.8795 | 2793.9747
2648 | 4154.519 | 1954 | 82 | 3 | 23 | 2500 | 0 | 142.8571 | 1428.5714 | 83.0904 | 4154.519 | 3446 | 708.519 | 1732 | 1732 | 686.9308 | 0 | 0 | 0 | 0
2649 | 4154.519 | 1955 | 82 | 3 | 23 | 2500 | 0 | 142.8571 | 1428.5714 | 83.0904 | 4154.519 | 3446 | 708.519 | 1732 | 1732 | 686.9308 | 0 | 0 | 0 | 0
2650 | 4154.519 | 1956 | 82 | 3 | 23 | 2500 | 0 | 142.8571 | 1428.5714 | 83.0904 | 4154.519 | 4210.0092 | -55.4903 | 1732 | 2500 | 0 | 238.0952 | 0 | 55.8795 | 2793.9747
2651 | 4154.519 | 1957 | 82 | 3 | 23 | 2500 | 0 | 142.8571 | 1428.5714 | 83.0904 | 4154.519 | 4210.0092 | -55.4903 | 1732 | 2500 | 0 | 238.0952 | 0 | 55.8795 | 2793.9747
2652 | 4154.519 | 1958 | 82 | 3 | 23 | 2500 | 0 | 142.8571 | 1428.5714 | 83.0904 | 4154.519 | 4210.0092 | -55.4903 | 1732 | 2500 | 0 | 238.0952 | 0 | 55.8795 | 2793.9747
2653 | 4154.519 | 1959 | 82 | 3 | 23 | 2500 | 0 | 142.8571 | 1428.5714 | 83.0904 | 4154.519 | 4210.0092 | -55.4903 | 1732 | 2500 | 0 | 238.0952 | 0 | 55.8795 | 2793.9747
2654 | 4154.519 | 1960 | 82 | 3 | 23 | 2500 | 0 | 142.8571 | 1428.5714 | 83.0904 | 4154.519 | 4210.0092 | -55.4903 | 1732 | 2500 | 0 | 238.0952 | 0 | 55.8795 | 2793.9747
2655 | 4154.519 | 1978 | 83 | 3 | 24 | 2500 | 0 | 142.8571 | 1428.5714 | 83.0904 | 4154.519 | 3446 | 708.519 | 1732 | 1732 | 686.9308 | 0 | 0 | 0 | 0
2656 | 4154.519 | 1979 | 83 | 3 | 24 | 2500 | 0 | 142.8571 | 1428.5714 | 83.0904 | 4154.519 | 3446 | 708.519 | 1732 | 1732 | 686.9308 | 0 | 0 | 0 | 0
2657 | 4154.519 | 1980 | 83 | 3 | 24 | 2500 | 0 | 142.8571 | 1428.5714 | 83.0904 | 4154.519 | 4210.0092 | -55.4903 | 1732 | 2500 | 0 | 238.0952 | 0 | 55.8795 | 2793.9747
2658 | 4154.519 | 1981 | 83 | 3 | 24 | 2500 | 0 | 142.8571 | 1428.5714 | 83.0904 | 4154.519 | 4210.0092 | -55.4903 | 1732 | 2500 | 0 | 238.0952 | 0 | 55.8795 | 2793.9747
2659 | 4154.519 | 1982 | 83 | 3 | 24 | 2500 | 0 | 142.8571 | 1428.5714 | 83.0904 | 4154.519 | 4210.0092 | -55.4903 | 1732 | 2500 | 0 | 238.0952 | 0 | 55.8795 | 2793.9747
2660 | 4154.519 | 1983 | 83 | 3 | 24 | 2500 | 0 | 142.8571 | 1428.5714 | 83.0904 | 4154.519 | 4210.0092 | -55.4903 | 1732 | 2500 | 0 | 238.0952 | 0 | 55.8795 | 2793.9747
2661 | 4154.519 | 1984 | 83 | 3 | 24 | 2500 | 0 | 142.8571 | 1428.5714 | 83.0904 | 4154.519 | 4210.0092 | -55.4903 | 1732 | 2500 | 0 | 238.0952 | 0 | 55.8795 | 2793.9747
2662 | 4154.519 | 2002 | 84 | 3 | 25 | 2500 | 0 | 142.8571 | 1428.5714 | 83.0904 | 4154.519 | 3446 | 708.519 | 1732 | 1732 | 686.9308 | 0 | 0 | 0 | 0
2663 | 4154.519 | 2003 | 84 | 3 | 25 | 2500 | 0 | 142.8571 | 1428.5714 | 83.0904 | 4154.519 | 3446 | 708.519 | 1732 | 1732 | 686.9308 | 0 | 0 | 0 | 0
2664 | 4154.519 | 2004 | 84 | 3 | 25 | 2500 | 0 | 142.8571 | 1428.5714 | 83.0904 | 4154.519 | 4210.0092 | -55.4903 | 1732 | 2500 | 0 | 238.0952 | 0 | 55.8795 | 2793.9747
2665 | 4154.519 | 2005 | 84 | 3 | 25 | 2500 | 0 | 142.8571 | 1428.5714 | 83.0904 | 4154.519 | 4210.0092 | -55.4903 | 1732 | 2500 | 0 | 238.0952 | 0 | 55.8795 | 2793.9747
2666 | 4154.519 | 2006 | 84 | 3 | 25 | 2500 | 0 | 142.8571 | 1428.5714 | 83.0904 | 4154.519 | 4210.0092 | -55.4903 | 1732 | 2500 | 0 | 238.0952 | 0 | 55.8795 | 2793.9747
2667 | 4154.519 | 2007 | 84 | 3 | 25 | 2500 | 0 | 142.8571 | 1428.5714 | 83.0904 | 4154.519 | 4210.0092 | -55.4903 | 1732 | 2500 | 0 | 238.0952 | 0 | 55.8795 | 2793.9747
2668 | 4154.519 | 2008 | 84 | 3 | 25 | 2500 | 0 | 142.8571 | 1428.5714 | 83.0904 | 4154.519 | 4210.0092 | -55.4903 | 1732 | 2500 | 0 | 238.0952 | 0 | 55.8795 | 2793.9747
2669 | 4154.519 | 2026 | 85 | 3 | 26 | 2500 | 0 | 142.8571 | 1428.5714 | 83.0904 | 4154.519 | 3446 | 708.519 | 1732 | 1732 | 686.9308 | 0 | 0 | 0 | 0
2670 | 4154.519 | 2027 | 85 | 3 | 26 | 2500 | 0 | 142.8571 | 1428.5714 | 83.0904 | 4154.519 | 3446 | 708.519 | 1732 | 1732 | 686.9308 | 0 | 0 | 0 | 0
2671 | 4154.519 | 2028 | 85 | 3 | 26 | 2500 | 0 | 142.8571 | 1428.5714 | 83.0904 | 4154.519 | 4210.0092 | -55.4903 | 1732 | 2500 | 0 | 238.0952 | 0 | 55.8795 | 2793.9747
2672 | 4154.519 | 2029 | 85 | 3 | 26 | 2500 | 0 | 142.8571 | 1428.5714 | 83.0904 | 4154.519 | 4210.0092 | -55.4903 | 1732 | 2500 | 0 | 238.0952 | 0 | 55.8795 | 2793.9747
2673 | 4154.519 | 2030 | 85 | 3 | 26 | 2500 | 0 | 142.8571 | 1428.5714 | 83.0904 | 4154.519 | 4210.0092 | -55.4903 | 1732 | 2500 | 0 | 238.0952 | 0 | 55.8795 | 2793.9747
2674 | 4154.519 | 2031 | 85 | 3 | 26 | 2500 | 0 | 142.8571 | 1428.5714 | 83.0904 | 4154.519 | 4210.0092 | -55.4903 | 1732 | 2500 | 0 | 238.0952 | 0 | 55.8795 | 2793.9747
2675 | 4154.519 | 2032 | 85 | 3 | 26 | 2500 | 0 | 142.8571 | 1428.5714 | 83.0904 | 4154.519 | 4210.0092 | -55.4903 | 1732 | 2500 | 0 | 238.0952 | 0 | 55.8795 | 2793.9747
2676 | 4154.519 | 2050 | 86 | 3 | 27 | 2500 | 0 | 142.8571 | 1428.5714 | 83.0904 | 4154.519 | 3446 | 708.519 | 1732 | 1732 | 686.9308 | 0 | 0 | 0 | 0
2677 | 4154.519 | 2051 | 86 | 3 | 27 | 2500 | 0 | 142.8571 | 1428.5714 | 83.0904 | 4154.519 | 3446 | 708.519 | 1732 | 1732 | 686.9308 | 0 | 0 | 0 | 0
2678 | 4154.519 | 2052 | 86 | 3 | 27 | 2500 | 0 | 142.8571 | 1428.5714 | 83.0904 | 4154.519 | 4210.0092 | -55.4903 | 1732 | 2500 | 0 | 238.0952 | 0 | 55.8795 | 2793.9747
2679 | 4154.519 | 2053 | 86 | 3 | 27 | 2500 | 0 | 142.8571 | 1428.5714 | 83.0904 | 4154.519 | 4210.0092 | -55.4903 | 1732 | 2500 | 0 | 238.0952 | 0 | 55.8795 | 2793.9747
2680 | 4154.519 | 2054 | 86 | 3 | 27 | 2500 | 0 | 142.8571 | 1428.5714 | 83.0904 | 4154.519 | 4210.0092 | -55.4903 | 1732 | 2500 | 0 | 238.0952 | 0 | 55.8795 | 2793.9747
2681 | 4154.519 | 2055 | 86 | 3 | 27 | 2500 | 0 | 142.8571 | 1428.5714 | 83.0904 | 4154.519 | 4210.0092 | -55.4903 | 1732 | 2500 | 0 | 238.0952 | 0 | 55.8795 | 2793.9747
2682 | 4154.519 | 2056 | 86 | 3 | 27 | 2500 | 0 | 142.8571 | 1428.5714 | 83.0904 | 4154.519 | 4210.0092 | -55.4903 | 1732 | 2500 | 0 | 238.0952 | 0 | 55.8795 | 2793.9747
2683 | 4154.519 | 2074 | 87 | 3 | 28 | 2500 | 0 | 142.8571 | 1428.5714 | 83.0904 | 4154.519 | 3446 | 708.519 | 1732 | 1732 | 686.9308 | 0 | 0 | 0 | 0
2684 | 4154.519 | 2075 | 87 | 3 | 28 | 2500 | 0 | 142.8571 | 1428.5714 | 83.0904 | 4154.519 | 3446 | 708.519 | 1732 | 1732 | 686.9308 | 0 | 0 | 0 | 0
2685 | 4154.519 | 2076 | 87 | 3 | 28 | 2500 | 0 | 142.8571 | 1428.5714 | 83.0904 | 4154.519 | 4210.0092 | -55.4903 | 1732 | 2500 | 0 | 238.0952 | 0 | 55.8795 | 2793.9747
2686 | 4154.519 | 2077 | 87 | 3 | 28 | 2500 | 0 | 142.8571 | 1428.5714 | 83.0904 | 4154.519 | 4210.0092 | -55.4903 | 1732 | 2500 | 0 | 238.0952 | 0 | 55.8795 | 2793.9747
2687 | 4154.519 | 2078 | 87 | 3 | 28 | 2500 | 0 | 142.8571 | 1428.5714 | 83.0904 | 4154.519 | 4210.0092 | -55.4903 | 1732 | 2500 | 0 | 238.0952 | 0 | 55.8795 | 2793.9747
2688 | 4154.519 | 2079 | 87 | 3 | 28 | 2500 | 0 | 142.8571 | 1428.5714 | 83.0904 | 4154.519 | 4210.0092 | -55.4903 | 1732 | 2500 | 0 | 238.0952 | 0 | 55.8795 | 2793.9747
2689 | 4154.519 | 2080 | 87 | 3 | 28 | 2500 | 0 | 142.8571 | 1428.5714 | 83.0904 | 4154.519 | 4210.0092 | -55.4903 | 1732 | 2500 | 0 | 238.0952 | 0 | 55.8795 | 2793.9747
2690 | 4154.519 | 2098 | 88 | 3 | 29 | 2500 | 0 | 142.8571 | 1428.5714 | 83.0904 | 4154.519 | 3446 | 708.519 | 1732 | 1732 | 686.9308 | 0 | 0 | 0 | 0
2691 | 4154.519 | 2099 | 88 | 3 | 29 | 2500 | 0 | 142.8571 | 1428.5714 | 83.0904 | 4154.519 | 3446 | 708.519 | 1732 | 1732 | 686.9308 | 0 | 0 | 0 | 0
2692 | 4154.519 | 2100 | 88 | 3 | 29 | 2500 | 0 | 142.8571 | 1428.5714 | 83.0904 | 4154.519 | 4210.0092 | -55.4903 | 1732 | 2500 | 0 | 238.0952 | 0 | 55.8795 | 2793.9747
2693 | 4154.519 | 2101 | 88 | 3 | 29 | 2500 | 0 | 142.8571 | 1428.5714 | 83.0904 | 4154.519 | 4210.0092 | -55.4903 | 1732 | 2500 | 0 | 238.0952 | 0 | 55.8795 | 2793.9747
2694 | 4154.519 | 2102 | 88 | 3 | 29 | 2500 | 0 | 142.8571 | 1428.5714 | 83.0904 | 4154.519 | 4210.0092 | -55.4903 | 1732 | 2500 | 0 | 238.0952 | 0 | 55.8795 | 2793.9747
2695 | 4154.519 | 2103 | 88 | 3 | 29 | 2500 | 0 | 142.8571 | 1428.5714 | 83.0904 | 4154.519 | 4210.0092 | -55.4903 | 1732 | 2500 | 0 | 238.0952 | 0 | 55.8795 | 2793.9747
2696 | 4154.519 | 2104 | 88 | 3 | 29 | 2500 | 0 | 142.8571 | 1428.5714 | 83.0904 | 4154.519 | 4210.0092 | -55.4903 | 1732 | 2500 | 0 | 238.0952 | 0 | 55.8795 | 2793.9747
2697 | 4154.519 | 2122 | 89 | 3 | 30 | 2500 | 0 | 142.8571 | 1428.5714 | 83.0904 | 4154.519 | 3446 | 708.519 | 1732 | 1732 | 686.9308 | 0 | 0 | 0 | 0
2698 | 4154.519 | 2123 | 89 | 3 | 30 | 2500 | 0 | 142.8571 | 1428.5714 | 83.0904 | 4154.519 | 3446 | 708.519 | 1732 | 1732 | 686.9308 | 0 | 0 | 0 | 0
2699 | 4154.519 | 2124 | 89 | 3 | 30 | 2500 | 0 | 142.8571 | 1428.5714 | 83.0904 | 4154.519 | 4210.0092 | -55.4903 | 1732 | 2500 | 0 | 238.0952 | 0 | 55.8795 | 2793.9747
2700 | 4154.519 | 2125 | 89 | 3 | 30 | 2500 | 0 | 142.8571 | 1428.5714 | 83.0904 | 4154.519 | 4210.0092 | -55.4903 | 1732 | 2500 | 0 | 238.0952 | 0 | 55.8795 | 2793.9747
2701 | 4154.519 | 2126 | 89 | 3 | 30 | 2500 | 0 | 142.8571 | 1428.5714 | 83.0904 | 4154.519 | 4210.0092 | -55.4903 | 1732 | 2500 | 0 | 238.0952 | 0 | 55.8795 | 2793.9747
2702 | 4154.519 | 2127 | 89 | 3 | 30 | 2500 | 0 | 142.8571 | 1428.5714 | 83.0904 | 4154.519 | 4210.0092 | -55.4903 | 1732 | 2500 | 0 | 238.0952 | 0 | 55.8795 | 2793.9747
2703 | 4154.519 | 2128 | 89 | 3 | 30 | 2500 | 0 | 142.8571 | 1428.5714 | 83.0904 | 4154.519 | 4210.0092 | -55.4903 | 1732 | 2500 | 0 | 238.0952 | 0 | 55.8795 | 2793.9747
2704 | 4154.519 | 2146 | 90 | 3 | 31 | 2500 | 0 | 142.8571 | 1428.5714 | 83.0904 | 4154.519 | 3446 | 708.519 | 1732 | 1732 | 686.9308 | 0 | 0 | 0 | 0
2705 | 4154.519 | 2147 | 90 | 3 | 31 | 2500 | 0 | 142.8571 | 1428.5714 | 83.0904 | 4154.519 | 3446 | 708.519 | 1732 | 1732 | 686.9308 | 0 | 0 | 0 | 0
2706 | 4154.519 | 2148 | 90 | 3 | 31 | 2500 | 0 | 142.8571 | 1428.5714 | 83.0904 | 4154.519 | 4210.0092 | -55.4903 | 1732 | 2500 | 0 | 238.0952 | 0 | 55.8795 | 2793.9747
2707 | 4154.519 | 2149 | 90 | 3 | 31 | 2500 | 0 | 142.8571 | 1428.5714 | 83.0904 | 4154.519 | 4210.0092 | -55.4903 | 1732 | 2500 | 0 | 238.0952 | 0 | 55.8795 | 2793.9747
2708 | 4154.519 | 2150 | 90 | 3 | 31 | 2500 | 0 | 142.8571 | 1428.5714 | 83.0904 | 4154.519 | 4210.0092 | -55.4903 | 1732 | 2500 | 0 | 238.0952 | 0 | 55.8795 | 2793.9747
2709 | 4154.519 | 2151 | 90 | 3 | 31 | 2500 | 0 | 142.8571 | 1428.5714 | 83.0904 | 4154.519 | 4210.0092 | -55.4903 | 1732 | 2500 | 0 | 238.0952 | 0 | 55.8795 | 2793.9747
2710 | 4154.519 | 2152 | 90 | 3 | 31 | 2500 | 0 | 142.8571 | 1428.5714 | 83.0904 | 4154.519 | 4210.0092 | -55.4903 | 1732 | 2500 | 0 | 238.0952 | 0 | 55.8795 | 2793.9747
2711 | 4099.8542 | 2178 | 91 | 4 | 1 | 2380.9524 | 1517.8571 | 119.0476 | 0 | 81.9971 | 4099.8542 | 3446 | 653.8542 | 1732 | 1732 | 632.5501 | 0 | 0 | 0 | 0
2712 | 4099.8542 | 2182 | 91 | 4 | 1 | 2380.9524 | 1517.8571 | 119.0476 | 0 | 81.9971 | 4099.8542 | 3446 | 653.8542 | 1732 | 1732 | 632.5501 | 0 | 0 | 0 | 0
2713 | 4099.8542 | 2202 | 92 | 4 | 2 | 2380.9524 | 1517.8571 | 119.0476 | 0 | 81.9971 | 4099.8542 | 3446 | 653.8542 | 1732 | 1732 | 632.5501 | 0 | 0 | 0 | 0
2714 | 4099.8542 | 2206 | 92 | 4 | 2 | 2380.9524 | 1517.8571 | 119.0476 | 0 | 81.9971 | 4099.8542 | 3446 | 653.8542 | 1732 | 1732 | 632.5501 | 0 | 0 | 0 | 0
2715 | 4099.8542 | 2226 | 93 | 4 | 3 | 2380.9524 | 1517.8571 | 119.0476 | 0 | 81.9971 | 4099.8542 | 3446 | 653.8542 | 1732 | 1732 | 632.5501 | 0 | 0 | 0 | 0
2716 | 4099.8542 | 2230 | 93 | 4 | 3 | 2380.9524 | 1517.8571 | 119.0476 | 0 | 81.9971 | 4099.8542 | 3446 | 653.8542 | 1732 | 1732 | 632.5501 | 0 | 0 | 0 | 0
2717 | 4099.8542 | 2250 | 94 | 4 | 4 | 2380.9524 | 1517.8571 | 119.0476 | 0 | 81.9971 | 4099.8542 | 3446 | 653.8542 | 1732 | 1732 | 632.5501 | 0 | 0 | 0 | 0
2718 | 4099.8542 | 2254 | 94 | 4 | 4 | 2380.9524 | 1517.8571 | 119.0476 | 0 | 81.9971 | 4099.8542 | 3446 | 653.8542 | 1732 | 1732 | 632.5501 | 0 | 0 | 0 | 0
2719 | 4099.8542 | 2274 | 95 | 4 | 5 | 2380.9524 | 1517.8571 | 119.0476 | 0 | 81.9971 | 4099.8542 | 3446 | 653.8542 | 1732 | 1732 | 632.5501 | 0 | 0 | 0 | 0
2720 | 4099.8542 | 2278 | 95 | 4 | 5 | 2380.9524 | 1517.8571 | 119.0476 | 0 | 81.9971 | 4099.8542 | 3446 | 653.8542 | 1732 | 1732 | 632.5501 | 0 | 0 | 0 | 0
2721 | 4099.8542 | 2298 | 96 | 4 | 6 | 2380.9524 | 1517.8571 | 119.0476 | 0 | 81.9971 | 4099.8542 | 3446 | 653.8542 | 1732 | 1732 | 632.5501 | 0 | 0 | 0 | 0
2722 | 4099.8542 | 2302 | 96 | 4 | 6 | 2380.9524 | 1517.8571 | 119.0476 | 0 | 81.9971 | 4099.8542 | 3446 | 653.8542 | 1732 | 1732 | 632.5501 | 0 | 0 | 0 | 0
2723 | 4099.8542 | 2322 | 97 | 4 | 7 | 2380.9524 | 1517.8571 | 119.0476 | 0 | 81.9971 | 4099.8542 | 3446 | 653.8542 | 1732 | 1732 | 632.5501 | 0 | 0 | 0 | 0
2724 | 4099.8542 | 2326 | 97 | 4 | 7 | 2380.9524 | 1517.8571 | 119.0476 | 0 | 81.9971 | 4099.8542 | 3446 | 653.8542 | 1732 | 1732 | 632.5501 | 0 | 0 | 0 | 0
2725 | 4099.8542 | 2346 | 98 | 4 | 8 | 2380.9524 | 1517.8571 | 119.0476 | 0 | 81.9971 | 4099.8542 | 3446 | 653.8542 | 1732 | 1732 | 632.5501 | 0 | 0 | 0 | 0
2726 | 4099.8542 | 2350 | 98 | 4 | 8 | 2380.9524 | 1517.8571 | 119.0476 | 0 | 81.9971 | 4099.8542 | 3446 | 653.8542 | 1732 | 1732 | 632.5501 | 0 | 0 | 0 | 0
2727 | 4099.8542 | 2370 | 99 | 4 | 9 | 2380.9524 | 1517.8571 | 119.0476 | 0 | 81.9971 | 4099.8542 | 3446 | 653.8542 | 1732 | 1732 | 632.5501 | 0 | 0 | 0 | 0
2728 | 4099.8542 | 2374 | 99 | 4 | 9 | 2380.9524 | 1517.8571 | 119.0476 | 0 | 81.9971 | 4099.8542 | 3446 | 653.8542 | 1732 | 1732 | 632.5501 | 0 | 0 | 0 | 0
2729 | 4099.8542 | 2394 | 100 | 4 | 10 | 2380.9524 | 1517.8571 | 119.0476 | 0 | 81.9971 | 4099.8542 | 3446 | 653.8542 | 1732 | 1732 | 632.5501 | 0 | 0 | 0 | 0
2730 | 4099.8542 | 2398 | 100 | 4 | 10 | 2380.9524 | 1517.8571 | 119.0476 | 0 | 81.9971 | 4099.8542 | 3446 | 653.8542 | 1732 | 1732 | 632.5501 | 0 | 0 | 0 | 0
2731 | 4099.8542 | 2418 | 101 | 4 | 11 | 2380.9524 | 1517.8571 | 119.0476 | 0 | 81.9971 | 4099.8542 | 3446 | 653.8542 | 1732 | 1732 | 632.5501 | 0 | 0 | 0 | 0
2732 | 4099.8542 | 2422 | 101 | 4 | 11 | 2380.9524 | 1517.8571 | 119.0476 | 0 | 81.9971 | 4099.8542 | 3446 | 653.8542 | 1732 | 1732 | 632.5501 | 0 | 0 | 0 | 0
2733 | 4099.8542 | 2442 | 102 | 4 | 12 | 2380.9524 | 1517.8571 | 119.0476 | 0 | 81.9971 | 4099.8542 | 3446 | 653.8542 | 1732 | 1732 | 632.5501 | 0 | 0 | 0 | 0
2734 | 4099.8542 | 2446 | 102 | 4 | 12 | 2380.9524 | 1517.8571 | 119.0476 | 0 | 81.9971 | 4099.8542 | 3446 | 653.8542 | 1732 | 1732 | 632.5501 | 0 | 0 | 0 | 0
2735 | 4099.8542 | 2466 | 103 | 4 | 13 | 2380.9524 | 1517.8571 | 119.0476 | 0 | 81.9971 | 4099.8542 | 3446 | 653.8542 | 1732 | 1732 | 632.5501 | 0 | 0 | 0 | 0
2736 | 4099.8542 | 2470 | 103 | 4 | 13 | 2380.9524 | 1517.8571 | 119.0476 | 0 | 81.9971 | 4099.8542 | 3446 | 653.8542 | 1732 | 1732 | 632.5501 | 0 | 0 | 0 | 0
2737 | 4099.8542 | 2490 | 104 | 4 | 14 | 2380.9524 | 1517.8571 | 119.0476 | 0 | 81.9971 | 4099.8542 | 3446 | 653.8542 | 1732 | 1732 | 632.5501 | 0 | 0 | 0 | 0
2738 | 4099.8542 | 2494 | 104 | 4 | 14 | 2380.9524 | 1517.8571 | 119.0476 | 0 | 81.9971 | 4099.8542 | 3446 | 653.8542 | 1732 | 1732 | 632.5501 | 0 | 0 | 0 | 0
2739 | 4099.8542 | 2514 | 105 | 4 | 15 | 2380.9524 | 1517.8571 | 119.0476 | 0 | 81.9971 | 4099.8542 | 3446 | 653.8542 | 1732 | 1732 | 632.5501 | 0 | 0 | 0 | 0
2740 | 4099.8542 | 2518 | 105 | 4 | 15 | 2380.9524 | 1517.8571 | 119.0476 | 0 | 81.9971 | 4099.8542 | 3446 | 653.8542 | 1732 | 1732 | 632.5501 | 0 | 0 | 0 | 0
2741 | 4099.8542 | 2538 | 106 | 4 | 16 | 2380.9524 | 1517.8571 | 119.0476 | 0 | 81.9971 | 4099.8542 | 3446 | 653.8542 | 1732 | 1732 | 632.5501 | 0 | 0 | 0 | 0
2742 | 4099.8542 | 2542 | 106 | 4 | 16 | 2380.9524 | 1517.8571 | 119.0476 | 0 | 81.9971 | 4099.8542 | 3446 | 653.8542 | 1732 | 1732 | 632.5501 | 0 | 0 | 0 | 0
2743 | 4099.8542 | 2562 | 107 | 4 | 17 | 2380.9524 | 1517.8571 | 119.0476 | 0 | 81.9971 | 4099.8542 | 3446 | 653.8542 | 1732 | 1732 | 632.5501 | 0 | 0 | 0 | 0
2744 | 4099.8542 | 2566 | 107 | 4 | 17 | 2380.9524 | 1517.8571 | 119.0476 | 0 | 81.9971 | 4099.8542 | 3446 | 653.8542 | 1732 | 1732 | 632.5501 | 0 | 0 | 0 | 0
2745 | 4099.8542 | 2586 | 108 | 4 | 18 | 2380.9524 | 1517.8571 | 119.0476 | 0 | 81.9971 | 4099.8542 | 3446 | 653.8542 | 1732 | 1732 | 632.5501 | 0 | 0 | 0 | 0
2746 | 4099.8542 | 2590 | 108 | 4 | 18 | 2380.9524 | 1517.8571 | 119.0476 | 0 | 81.9971 | 4099.8542 | 3446 | 653.8542 | 1732 | 1732 | 632.5501 | 0 | 0 | 0 | 0
2747 | 4099.8542 | 2610 | 109 | 4 | 19 | 2380.9524 | 1517.8571 | 119.0476 | 0 | 81.9971 | 4099.8542 | 3446 | 653.8542 | 1732 | 1732 | 632.5501 | 0 | 0 | 0 | 0
2748 | 4099.8542 | 2614 | 109 | 4 | 19 | 2380.9524 | 1517.8571 | 119.0476 | 0 | 81.9971 | 4099.8542 | 3446 | 653.8542 | 1732 | 1732 | 632.5501 | 0 | 0 | 0 | 0
2749 | 4099.8542 | 2634 | 110 | 4 | 20 | 2380.9524 | 1517.8571 | 119.0476 | 0 | 81.9971 | 4099.8542 | 3446 | 653.8542 | 1732 | 1732 | 632.5501 | 0 | 0 | 0 | 0
2750 | 4099.8542 | 2638 | 110 | 4 | 20 | 2380.9524 | 1517.8571 | 119.0476 | 0 | 81.9971 | 4099.8542 | 3446 | 653.8542 | 1732 | 1732 | 632.5501 | 0 | 0 | 0 | 0
2751 | 4099.8542 | 2658 | 111 | 4 | 21 | 2380.9524 | 1517.8571 | 119.0476 | 0 | 81.9971 | 4099.8542 | 3446 | 653.8542 | 1732 | 1732 | 632.5501 | 0 | 0 | 0 | 0
2752 | 4099.8542 | 2662 | 111 | 4 | 21 | 2380.9524 | 1517.8571 | 119.0476 | 0 | 81.9971 | 4099.8542 | 3446 | 653.8542 | 1732 | 1732 | 632.5501 | 0 | 0 | 0 | 0
2753 | 4099.8542 | 2682 | 112 | 4 | 22 | 2380.9524 | 1517.8571 | 119.0476 | 0 | 81.9971 | 4099.8542 | 3446 | 653.8542 | 1732 | 1732 | 632.5501 | 0 | 0 | 0 | 0
2754 | 4099.8542 | 2686 | 112 | 4 | 22 | 2380.9524 | 1517.8571 | 119.0476 | 0 | 81.9971 | 4099.8542 | 3446 | 653.8542 | 1732 | 1732 | 632.5501 | 0 | 0 | 0 | 0
2755 | 4099.8542 | 2706 | 113 | 4 | 23 | 2380.9524 | 1517.8571 | 119.0476 | 0 | 81.9971 | 4099.8542 | 3446 | 653.8542 | 1732 | 1732 | 632.5501 | 0 | 0 | 0 | 0
2756 | 4099.8542 | 2710 | 113 | 4 | 23 | 2380.9524 | 1517.8571 | 119.0476 | 0 | 81.9971 | 4099.8542 | 3446 | 653.8542 | 1732 | 1732 | 632.5501 | 0 | 0 | 0 | 0
2757 | 4099.8542 | 2730 | 114 | 4 | 24 | 2380.9524 | 1517.8571 | 119.0476 | 0 | 81.9971 | 4099.8542 | 3446 | 653.8542 | 1732 | 1732 | 632.5501 | 0 | 0 | 0 | 0
2758 | 4099.8542 | 2734 | 114 | 4 | 24 | 2380.9524 | 1517.8571 | 119.0476 | 0 | 81.9971 | 4099.8542 | 3446 | 653.8542 | 1732 | 1732 | 632.5501 | 0 | 0 | 0 | 0
2759 | 4099.8542 | 2754 | 115 | 4 | 25 | 2380.9524 | 1517.8571 | 119.0476 | 0 | 81.9971 | 4099.8542 | 3446 | 653.8542 | 1732 | 1732 | 632.5501 | 0 | 0 | 0 | 0
2760 | 4099.8542 | 2758 | 115 | 4 | 25 | 2380.9524 | 1517.8571 | 119.0476 | 0 | 81.9971 | 4099.8542 | 3446 | 653.8542 | 1732 | 1732 | 632.5501 | 0 | 0 | 0 | 0
2761 | 4099.8542 | 2778 | 116 | 4 | 26 | 2380.9524 | 1517.8571 | 119.0476 | 0 | 81.9971 | 4099.8542 | 3446 | 653.8542 | 1732 | 1732 | 632.5501 | 0 | 0 | 0 | 0
2762 | 4099.8542 | 2782 | 116 | 4 | 26 | 2380.9524 | 1517.8571 | 119.0476 | 0 | 81.9971 | 4099.8542 | 3446 | 653.8542 | 1732 | 1732 | 632.5501 | 0 | 0 | 0 | 0
2763 | 4099.8542 | 2802 | 117 | 4 | 27 | 2380.9524 | 1517.8571 | 119.0476 | 0 | 81.9971 | 4099.8542 | 3446 | 653.8542 | 1732 | 1732 | 632.5501 | 0 | 0 | 0 | 0
2764 | 4099.8542 | 2806 | 117 | 4 | 27 | 2380.9524 | 1517.8571 | 119.0476 | 0 | 81.9971 | 4099.8542 | 3446 | 653.8542 | 1732 | 1732 | 632.5501 | 0 | 0 | 0 | 0
2765 | 4099.8542 | 2826 | 118 | 4 | 28 | 2380.9524 | 1517.8571 | 119.0476 | 0 | 81.9971 | 4099.8542 | 3446 | 653.8542 | 1732 | 1732 | 632.5501 | 0 | 0 | 0 | 0
2766 | 4099.8542 | 2830 | 118 | 4 | 28 | 2380.9524 | 1517.8571 | 119.0476 | 0 | 81.9971 | 4099.8542 | 3446 | 653.8542 | 1732 | 1732 | 632.5501 | 0 | 0 | 0 | 0
2767 | 4099.8542 | 2850 | 119 | 4 | 29 | 2380.9524 | 1517.8571 | 119.0476 | 0 | 81.9971 | 4099.8542 | 3446 | 653.8542 | 1732 | 1732 | 632.5501 | 0 | 0 | 0 | 0
2768 | 4099.8542 | 2854 | 119 | 4 | 29 | 2380.9524 | 1517.8571 | 119.0476 | 0 | 81.9971 | 4099.8542 | 3446 | 653.8542 | 1732 | 1732 | 632.5501 | 0 | 0 | 0 | 0
2769 | 4099.8542 | 2874 | 120 | 4 | 30 | 2380.9524 | 1517.8571 | 119.0476 | 0 | 81.9971 | 4099.8542 | 3446 | 653.8542 | 1732 | 1732 | 632.5501 | 0 | 0 | 0 | 0
2770 | 4099.8542 | 2878 | 120 | 4 | 30 | 2380.9524 | 1517.8571 | 119.0476 | 0 | 81.9971 | 4099.8542 | 3446 | 653.8542 | 1732 | 1732 | 632.5501 | 0 | 0 | 0 | 0
2771 | 3525.2672 | 4351 | 182 | 7 | 1 | 119.0476 | 2678.5714 | 0 | 657.1429 | 70.5053 | 3525.2672 | 3446 | 79.2672 | 1732 | 1732 | 60.9489 | 0 | 0 | 0 | 0
2772 | 3525.2672 | 4352 | 182 | 7 | 1 | 119.0476 | 2678.5714 | 0 | 657.1429 | 70.5053 | 3525.2672 | 3446 | 79.2672 | 1732 | 1732 | 60.9489 | 0 | 0 | 0 | 0
2773 | 3525.2672 | 4375 | 183 | 7 | 2 | 119.0476 | 2678.5714 | 0 | 657.1429 | 70.5053 | 3525.2672 | 3446 | 79.2672 | 1732 | 1732 | 60.9489 | 0 | 0 | 0 | 0
2774 | 3525.2672 | 4376 | 183 | 7 | 2 | 119.0476 | 2678.5714 | 0 | 657.1429 | 70.5053 | 3525.2672 | 3446 | 79.2672 | 1732 | 1732 | 60.9489 | 0 | 0 | 0 | 0
2775 | 3525.2672 | 4399 | 184 | 7 | 3 | 119.0476 | 2678.5714 | 0 | 657.1429 | 70.5053 | 3525.2672 | 3446 | 79.2672 | 1732 | 1732 | 60.9489 | 0 | 0 | 0 | 0
2776 | 3525.2672 | 4400 | 184 | 7 | 3 | 119.0476 | 2678.5714 | 0 | 657.1429 | 70.5053 | 3525.2672 | 3446 | 79.2672 | 1732 | 1732 | 60.9489 | 0 | 0 | 0 | 0
2777 | 3525.2672 | 4423 | 185 | 7 | 4 | 119.0476 | 2678.5714 | 0 | 657.1429 | 70.5053 | 3525.2672 | 3446 | 79.2672 | 1732 | 1732 | 60.9489 | 0 | 0 | 0 | 0
2778 | 3525.2672 | 4424 | 185 | 7 | 4 | 119.0476 | 2678.5714 | 0 | 657.1429 | 70.5053 | 3525.2672 | 3446 | 79.2672 | 1732 | 1732 | 60.9489 | 0 | 0 | 0 | 0
2779 | 3525.2672 | 4447 | 186 | 7 | 5 | 119.0476 | 2678.5714 | 0 | 657.1429 | 70.5053 | 3525.2672 | 3446 | 79.2672 | 1732 | 1732 | 60.9489 | 0 | 0 | 0 | 0
2780 | 3525.2672 | 4448 | 186 | 7 | 5 | 119.0476 | 2678.5714 | 0 | 657.1429 | 70.5053 | 3525.2672 | 3446 | 79.2672 | 1732 | 1732 | 60.9489 | 0 | 0 | 0 | 0
2781 | 3525.2672 | 4471 | 187 | 7 | 6 | 119.0476 | 2678.5714 | 0 | 657.1429 | 70.5053 | 3525.2672 | 3446 | 79.2672 | 1732 | 1732 | 60.9489 | 0 | 0 | 0 | 0
2782 | 3525.2672 | 4472 | 187 | 7 | 6 | 119.0476 | 2678.5714 | 0 | 657.1429 | 70.5053 | 3525.2672 | 3446 | 79.2672 | 1732 | 1732 | 60.9489 | 0 | 0 | 0 | 0
2783 | 3525.2672 | 4495 | 188 | 7 | 7 | 119.0476 | 2678.5714 | 0 | 657.1429 | 70.5053 | 3525.2672 | 3446 | 79.2672 | 1732 | 1732 | 60.9489 | 0 | 0 | 0 | 0
2784 | 3525.2672 | 4496 | 188 | 7 | 7 | 119.0476 | 2678.5714 | 0 | 657.1429 | 70.5053 | 3525.2672 | 3446 | 79.2672 | 1732 | 1732 | 60.9489 | 0 | 0 | 0 | 0
2785 | 3525.2672 | 4519 | 189 | 7 | 8 | 119.0476 | 2678.5714 | 0 | 657.1429 | 70.5053 | 3525.2672 | 3446 | 79.2672 | 1732 | 1732 | 60.9489 | 0 | 0 | 0 | 0
2786 | 3525.2672 | 4520 | 189 | 7 | 8 | 119.0476 | 2678.5714 | 0 | 657.1429 | 70.5053 | 3525.2672 | 3446 | 79.2672 | 1732 | 1732 | 60.9489 | 0 | 0 | 0 | 0
2787 | 3525.2672 | 4543 | 190 | 7 | 9 | 119.0476 | 2678.5714 | 0 | 657.1429 | 70.5053 | 3525.2672 | 3446 | 79.2672 | 1732 | 1732 | 60.9489 | 0 | 0 | 0 | 0
2788 | 3525.2672 | 4544 | 190 | 7 | 9 | 119.0476 | 2678.5714 | 0 | 657.1429 | 70.5053 | 3525.2672 | 3446 | 79.2672 | 1732 | 1732 | 60.9489 | 0 | 0 | 0 | 0
2789 | 3525.2672 | 4567 | 191 | 7 | 10 | 119.0476 | 2678.5714 | 0 | 657.1429 | 70.5053 | 3525.2672 | 3446 | 79.2672 | 1732 | 1732 | 60.9489 | 0 | 0 | 0 | 0
2790 | 3525.2672 | 4568 | 191 | 7 | 10 | 119.0476 | 2678.5714 | 0 | 657.1429 | 70.5053 | 3525.2672 | 3446 | 79.2672 | 1732 | 1732 | 60.9489 | 0 | 0 | 0 | 0
2791 | 3525.2672 | 4591 | 192 | 7 | 11 | 119.0476 | 2678.5714 | 0 | 657.1429 | 70.5053 | 3525.2672 | 3446 | 79.2672 | 1732 | 1732 | 60.9489 | 0 | 0 | 0 | 0
2792 | 3525.2672 | 4592 | 192 | 7 | 11 | 119.0476 | 2678.5714 | 0 | 657.1429 | 70.5053 | 3525.2672 | 3446 | 79.2672 | 1732 | 1732 | 60.9489 | 0 | 0 | 0 | 0
2793 | 3525.2672 | 4615 | 193 | 7 | 12 | 119.0476 | 2678.5714 | 0 | 657.1429 | 70.5053 | 3525.2672 | 3446 | 79.2672 | 1732 | 1732 | 60.9489 | 0 | 0 | 0 | 0
2794 | 3525.2672 | 4616 | 193 | 7 | 12 | 119.0476 | 2678.5714 | 0 | 657.1429 | 70.5053 | 3525.2672 | 3446 | 79.2672 | 1732 | 1732 | 60.9489 | 0 | 0 | 0 | 0
2795 | 3525.2672 | 4639 | 194 | 7 | 13 | 119.0476 | 2678.5714 | 0 | 657.1429 | 70.5053 | 3525.2672 | 3446 | 79.2672 | 1732 | 1732 | 60.9489 | 0 | 0 | 0 | 0
2796 | 3525.2672 | 4640 | 194 | 7 | 13 | 119.0476 | 2678.5714 | 0 | 657.1429 | 70.5053 | 3525.2672 | 3446 | 79.2672 | 1732 | 1732 | 60.9489 | 0 | 0 | 0 | 0
2797 | 3525.2672 | 4663 | 195 | 7 | 14 | 119.0476 | 2678.5714 | 0 | 657.1429 | 70.5053 | 3525.2672 | 3446 | 79.2672 | 1732 | 1732 | 60.9489 | 0 | 0 | 0 | 0
2798 | 3525.2672 | 4664 | 195 | 7 | 14 | 119.0476 | 2678.5714 | 0 | 657.1429 | 70.5053 | 3525.2672 | 3446 | 79.2672 | 1732 | 1732 | 60.9489 | 0 | 0 | 0 | 0
2799 | 3525.2672 | 4687 | 196 | 7 | 15 | 119.0476 | 2678.5714 | 0 | 657.1429 | 70.5053 | 3525.2672 | 3446 | 79.2672 | 1732 | 1732 | 60.9489 | 0 | 0 | 0 | 0
2800 | 3525.2672 | 4688 | 196 | 7 | 15 | 119.0476 | 2678.5714 | 0 | 657.1429 | 70.5053 | 3525.2672 | 3446 | 79.2672 | 1732 | 1732 | 60.9489 | 0 | 0 | 0 | 0
2801 | 3525.2672 | 4711 | 197 | 7 | 16 | 119.0476 | 2678.5714 | 0 | 657.1429 | 70.5053 | 3525.2672 | 3446 | 79.2672 | 1732 | 1732 | 60.9489 | 0 | 0 | 0 | 0
2802 | 3525.2672 | 4712 | 197 | 7 | 16 | 119.0476 | 2678.5714 | 0 | 657.1429 | 70.5053 | 3525.2672 | 3446 | 79.2672 | 1732 | 1732 | 60.9489 | 0 | 0 | 0 | 0
2803 | 3525.2672 | 4735 | 198 | 7 | 17 | 119.0476 | 2678.5714 | 0 | 657.1429 | 70.5053 | 3525.2672 | 3446 | 79.2672 | 1732 | 1732 | 60.9489 | 0 | 0 | 0 | 0
2804 | 3525.2672 | 4736 | 198 | 7 | 17 | 119.0476 | 2678.5714 | 0 | 657.1429 | 70.5053 | 3525.2672 | 3446 | 79.2672 | 1732 | 1732 | 60.9489 | 0 | 0 | 0 | 0
2805 | 3525.2672 | 4759 | 199 | 7 | 18 | 119.0476 | 2678.5714 | 0 | 657.1429 | 70.5053 | 3525.2672 | 3446 | 79.2672 | 1732 | 1732 | 60.9489 | 0 | 0 | 0 | 0
2806 | 3525.2672 | 4760 | 199 | 7 | 18 | 119.0476 | 2678.5714 | 0 | 657.1429 | 70.5053 | 3525.2672 | 3446 | 79.2672 | 1732 | 1732 | 60.9489 | 0 | 0 | 0 | 0
2807 | 3525.2672 | 4783 | 200 | 7 | 19 | 119.0476 | 2678.5714 | 0 | 657.1429 | 70.5053 | 3525.2672 | 3446 | 79.2672 | 1732 | 1732 | 60.9489 | 0 | 0 | 0 | 0
2808 | 3525.2672 | 4784 | 200 | 7 | 19 | 119.0476 | 2678.5714 | 0 | 657.1429 | 70.5053 | 3525.2672 | 3446 | 79.2672 | 1732 | 1732 | 60.9489 | 0 | 0 | 0 | 0
2809 | 3525.2672 | 4807 | 201 | 7 | 20 | 119.0476 | 2678.5714 | 0 | 657.1429 | 70.5053 | 3525.2672 | 3446 | 79.2672 | 1732 | 1732 | 60.9489 | 0 | 0 | 0 | 0
2810 | 3525.2672 | 4808 | 201 | 7 | 20 | 119.0476 | 2678.5714 | 0 | 657.1429 | 70.5053 | 3525.2672 | 3446 | 79.2672 | 1732 | 1732 | 60.9489 | 0 | 0 | 0 | 0
2811 | 3525.2672 | 4831 | 202 | 7 | 21 | 119.0476 | 2678.5714 | 0 | 657.1429 | 70.5053 | 3525.2672 | 3446 | 79.2672 | 1732 | 1732 | 60.9489 | 0 | 0 | 0 | 0
2812 | 3525.2672 | 4832 | 202 | 7 | 21 | 119.0476 | 2678.5714 | 0 | 657.1429 | 70.5053 | 3525.2672 | 3446 | 79.2672 | 1732 | 1732 | 60.9489 | 0 | 0 | 0 | 0
2813 | 3525.2672 | 4855 | 203 | 7 | 22 | 119.0476 | 2678.5714 | 0 | 657.1429 | 70.5053 | 3525.2672 | 3446 | 79.2672 | 1732 | 1732 | 60.9489 | 0 | 0 | 0 | 0
2814 | 3525.2672 | 4856 | 203 | 7 | 22 | 119.0476 | 2678.5714 | 0 | 657.1429 | 70.5053 | 3525.2672 | 3446 | 79.2672 | 1732 | 1732 | 60.9489 | 0 | 0 | 0 | 0
2815 | 3525.2672 | 4879 | 204 | 7 | 23 | 119.0476 | 2678.5714 | 0 | 657.1429 | 70.5053 | 3525.2672 | 3446 | 79.2672 | 1732 | 1732 | 60.9489 | 0 | 0 | 0 | 0
2816 | 3525.2672 | 4880 | 204 | 7 | 23 | 119.0476 | 2678.5714 | 0 | 657.1429 | 70.5053 | 3525.2672 | 3446 | 79.2672 | 1732 | 1732 | 60.9489 | 0 | 0 | 0 | 0
2817 | 3525.2672 | 4903 | 205 | 7 | 24 | 119.0476 | 2678.5714 | 0 | 657.1429 | 70.5053 | 3525.2672 | 3446 | 79.2672 | 1732 | 1732 | 60.9489 | 0 | 0 | 0 | 0
2818 | 3525.2672 | 4904 | 205 | 7 | 24 | 119.0476 | 2678.5714 | 0 | 657.1429 | 70.5053 | 3525.2672 | 3446 | 79.2672 | 1732 | 1732 | 60.9489 | 0 | 0 | 0 | 0
2819 | 3525.2672 | 4927 | 206 | 7 | 25 | 119.0476 | 2678.5714 | 0 | 657.1429 | 70.5053 | 3525.2672 | 3446 | 79.2672 | 1732 | 1732 | 60.9489 | 0 | 0 | 0 | 0
2820 | 3525.2672 | 4928 | 206 | 7 | 25 | 119.0476 | 2678.5714 | 0 | 657.1429 | 70.5053 | 3525.2672 | 3446 | 79.2672 | 1732 | 1732 | 60.9489 | 0 | 0 | 0 | 0
2821 | 3525.2672 | 4951 | 207 | 7 | 26 | 119.0476 | 2678.5714 | 0 | 657.1429 | 70.5053 | 3525.2672 | 3446 | 79.2672 | 1732 | 1732 | 60.9489 | 0 | 0 | 0 | 0
2822 | 3525.2672 | 4952 | 207 | 7 | 26 | 119.0476 | 2678.5714 | 0 | 657.1429 | 70.5053 | 3525.2672 | 3446 | 79.2672 | 1732 | 1732 | 60.9489 | 0 | 0 | 0 | 0
2823 | 3525.2672 | 4975 | 208 | 7 | 27 | 119.0476 | 2678.5714 | 0 | 657.1429 | 70.5053 | 3525.2672 | 3446 | 79.2672 | 1732 | 1732 | 60.9489 | 0 | 0 | 0 | 0
2824 | 3525.2672 | 4976 | 208 | 7 | 27 | 119.0476 | 2678.5714 | 0 | 657.1429 | 70.5053 | 3525.2672 | 3446 | 79.2672 | 1732 | 1732 | 60.9489 | 0 | 0 | 0 | 0
2825 | 3525.2672 | 4999 | 209 | 7 | 28 | 119.0476 | 2678.5714 | 0 | 657.1429 | 70.5053 | 3525.2672 | 3446 | 79.2672 | 1732 | 1732 | 60.9489 | 0 | 0 | 0 | 0
2826 | 3525.2672 | 5000 | 209 | 7 | 28 | 119.0476 | 2678.5714 | 0 | 657.1429 | 70.5053 | 3525.2672 | 3446 | 79.2672 | 1732 | 1732 | 60.9489 | 0 | 0 | 0 | 0
2827 | 3525.2672 | 5023 | 210 | 7 | 29 | 119.0476 | 2678.5714 | 0 | 657.1429 | 70.5053 | 3525.2672 | 3446 | 79.2672 | 1732 | 1732 | 60.9489 | 0 | 0 | 0 | 0
2828 | 3525.2672 | 5024 | 210 | 7 | 29 | 119.0476 | 2678.5714 | 0 | 657.1429 | 70.5053 | 3525.2672 | 3446 | 79.2672 | 1732 | 1732 | 60.9489 | 0 | 0 | 0 | 0
2829 | 3525.2672 | 5047 | 211 | 7 | 30 | 119.0476 | 2678.5714 | 0 | 657.1429 | 70.5053 | 3525.2672 | 3446 | 79.2672 | 1732 | 1732 | 60.9489 | 0 | 0 | 0 | 0
2830 | 3525.2672 | 5048 | 211 | 7 | 30 | 119.0476 | 2678.5714 | 0 | 657.1429 | 70.5053 | 3525.2672 | 3446 | 79.2672 | 1732 | 1732 | 60.9489 | 0 | 0 | 0 | 0
2831 | 3525.2672 | 5071 | 212 | 7 | 31 | 119.0476 | 2678.5714 | 0 | 657.1429 | 70.5053 | 3525.2672 | 3446 | 79.2672 | 1732 | 1732 | 60.9489 | 0 | 0 | 0 | 0
2832 | 3525.2672 | 5072 | 212 | 7 | 31 | 119.0476 | 2678.5714 | 0 | 657.1429 | 70.5053 | 3525.2672 | 3446 | 79.2672 | 1732 | 1732 | 60.9489 | 0 | 0 | 0 | 0
2833 | 3525.2672 | 5095 | 213 | 8 | 1 | 119.0476 | 2678.5714 | 0 | 657.1429 | 70.5053 | 3525.2672 | 3446 | 79.2672 | 1732 | 1732 | 60.9489 | 0 | 0 | 0 | 0
2834 | 3525.2672 | 5096 | 213 | 8 | 1 | 119.0476 | 2678.5714 | 0 | 657.1429 | 70.5053 | 3525.2672 | 3446 | 79.2672 | 1732 | 1732 | 60.9489 | 0 | 0 | 0 | 0
2835 | 3525.2672 | 5119 | 214 | 8 | 2 | 119.0476 | 2678.5714 | 0 | 657.1429 | 70.5053 | 3525.2672 | 3446 | 79.2672 | 1732 | 1732 | 60.9489 | 0 | 0 | 0 | 0
2836 | 3525.2672 | 5120 | 214 | 8 | 2 | 119.0476 | 2678.5714 | 0 | 657.1429 | 70.5053 | 3525.2672 | 3446 | 79.2672 | 1732 | 1732 | 60.9489 | 0 | 0 | 0 | 0
2837 | 3525.2672 | 5143 | 215 | 8 | 3 | 119.0476 | 2678.5714 | 0 | 657.1429 | 70.5053 | 3525.2672 | 3446 | 79.2672 | 1732 | 1732 | 60.9489 | 0 | 0 | 0 | 0
2838 | 3525.2672 | 5144 | 215 | 8 | 3 | 119.0476 | 2678.5714 | 0 | 657.1429 | 70.5053 | 3525.2672 | 3446 | 79.2672 | 1732 | 1732 | 60.9489 | 0 | 0 | 0 | 0
2839 | 3525.2672 | 5167 | 216 | 8 | 4 | 119.0476 | 2678.5714 | 0 | 657.1429 | 70.5053 | 3525.2672 | 3446 | 79.2672 | 1732 | 1732 | 60.9489 | 0 | 0 | 0 | 0
2840 | 3525.2672 | 5168 | 216 | 8 | 4 | 119.0476 | 2678.5714 | 0 | 657.1429 | 70.5053 | 3525.2672 | 3446 | 79.2672 | 1732 | 1732 | 60.9489 | 0 | 0 | 0 | 0
2841 | 3525.2672 | 5191 | 217 | 8 | 5 | 119.0476 | 2678.5714 | 0 | 657.1429 | 70.5053 | 3525.2672 | 3446 | 79.2672 | 1732 | 1732 | 60.9489 | 0 | 0 | 0 | 0
2842 | 3525.2672 | 5192 | 217 | 8 | 5 | 119.0476 | 2678.5714 | 0 | 657.1429 | 70.5053 | 3525.2672 | 3446 | 79.2672 | 1732 | 1732 | 60.9489 | 0 | 0 | 0 | 0
2843 | 3525.2672 | 5215 | 218 | 8 | 6 | 119.0476 | 2678.5714 | 0 | 657.1429 | 70.5053 | 3525.2672 | 3446 | 79.2672 | 1732 | 1732 | 60.9489 | 0 | 0 | 0 | 0
2844 | 3525.2672 | 5216 | 218 | 8 | 6 | 119.0476 | 2678.5714 | 0 | 657.1429 | 70.5053 | 3525.2672 | 3446 | 79.2672 | 1732 | 1732 | 60.9489 | 0 | 0 | 0 | 0
2845 | 3525.2672 | 5239 | 219 | 8 | 7 | 119.0476 | 2678.5714 | 0 | 657.1429 | 70.5053 | 3525.2672 | 3446 | 79.2672 | 1732 | 1732 | 60.9489 | 0 | 0 | 0 | 0
2846 | 3525.2672 | 5240 | 219 | 8 | 7 | 119.0476 | 2678.5714 | 0 | 657.1429 | 70.5053 | 3525.2672 | 3446 | 79.2672 | 1732 | 1732 | 60.9489 | 0 | 0 | 0 | 0
2847 | 3525.2672 | 5263 | 220 | 8 | 8 | 119.0476 | 2678.5714 | 0 | 657.1429 | 70.5053 | 3525.2672 | 3446 | 79.2672 | 1732 | 1732 | 60.9489 | 0 | 0 | 0 | 0
2848 | 3525.2672 | 5264 | 220 | 8 | 8 | 119.0476 | 2678.5714 | 0 | 657.1429 | 70.5053 | 3525.2672 | 3446 | 79.2672 | 1732 | 1732 | 60.9489 | 0 | 0 | 0 | 0
2849 | 3525.2672 | 5287 | 221 | 8 | 9 | 119.0476 | 2678.5714 | 0 | 657.1429 | 70.5053 | 3525.2672 | 3446 | 79.2672 | 1732 | 1732 | 60.9489 | 0 | 0 | 0 | 0
2850 | 3525.2672 | 5288 | 221 | 8 | 9 | 119.0476 | 2678.5714 | 0 | 657.1429 | 70.5053 | 3525.2672 | 3446 | 79.2672 | 1732 | 1732 | 60.9489 | 0 | 0 | 0 | 0
2851 | 3525.2672 | 5311 | 222 | 8 | 10 | 119.0476 | 2678.5714 | 0 | 657.1429 | 70.5053 | 3525.2672 | 3446 | 79.2672 | 1732 | 1732 | 60.9489 | 0 | 0 | 0 | 0
2852 | 3525.2672 | 5312 | 222 | 8 | 10 | 119.0476 | 2678.5714 | 0 | 657.1429 | 70.5053 | 3525.2672 | 3446 | 79.2672 | 1732 | 1732 | 60.9489 | 0 | 0 | 0 | 0
2853 | 3525.2672 | 5335 | 223 | 8 | 11 | 119.0476 | 2678.5714 | 0 | 657.1429 | 70.5053 | 3525.2672 | 3446 | 79.2672 | 1732 | 1732 | 60.9489 | 0 | 0 | 0 | 0
2854 | 3525.2672 | 5336 | 223 | 8 | 11 | 119.0476 | 2678.5714 | 0 | 657.1429 | 70.5053 | 3525.2672 | 3446 | 79.2672 | 1732 | 1732 | 60.9489 | 0 | 0 | 0 | 0
2855 | 3525.2672 | 5359 | 224 | 8 | 12 | 119.0476 | 2678.5714 | 0 | 657.1429 | 70.5053 | 3525.2672 | 3446 | 79.2672 | 1732 | 1732 | 60.9489 | 0 | 0 | 0 | 0
2856 | 3525.2672 | 5360 | 224 | 8 | 12 | 119.0476 | 2678.5714 | 0 | 657.1429 | 70.5053 | 3525.2672 | 3446 | 79.2672 | 1732 | 1732 | 60.9489 | 0 | 0 | 0 | 0
2857 | 3525.2672 | 5383 | 225 | 8 | 13 | 119.0476 | 2678.5714 | 0 | 657.1429 | 70.5053 | 3525.2672 | 3446 | 79.2672 | 1732 | 1732 | 60.9489 | 0 | 0 | 0 | 0
2858 | 3525.2672 | 5384 | 225 | 8 | 13 | 119.0476 | 2678.5714 | 0 | 657.1429 | 70.5053 | 3525.2672 | 3446 | 79.2672 | 1732 | 1732 | 60.9489 | 0 | 0 | 0 | 0
2859 | 3525.2672 | 5407 | 226 | 8 | 14 | 119.0476 | 2678.5714 | 0 | 657.1429 | 70.5053 | 3525.2672 | 3446 | 79.2672 | 1732 | 1732 | 60.9489 | 0 | 0 | 0 | 0
2860 | 3525.2672 | 5408 | 226 | 8 | 14 | 119.0476 | 2678.5714 | 0 | 657.1429 | 70.5053 | 3525.2672 | 3446 | 79.2672 | 1732 | 1732 | 60.9489 | 0 | 0 | 0 | 0
2861 | 3525.2672 | 5431 | 227 | 8 | 15 | 119.0476 | 2678.5714 | 0 | 657.1429 | 70.5053 | 3525.2672 | 3446 | 79.2672 | 1732 | 1732 | 60.9489 | 0 | 0 | 0 | 0
2862 | 3525.2672 | 5432 | 227 | 8 | 15 | 119.0476 | 2678.5714 | 0 | 657.1429 | 70.5053 | 3525.2672 | 3446 | 79.2672 | 1732 | 1732 | 60.9489 | 0 | 0 | 0 | 0
2863 | 3525.2672 | 5455 | 228 | 8 | 16 | 119.0476 | 2678.5714 | 0 | 657.1429 | 70.5053 | 3525.2672 | 3446 | 79.2672 | 1732 | 1732 | 60.9489 | 0 | 0 | 0 | 0
2864 | 3525.2672 | 5456 | 228 | 8 | 16 | 119.0476 | 2678.5714 | 0 | 657.1429 | 70.5053 | 3525.2672 | 3446 | 79.2672 | 1732 | 1732 | 60.9489 | 0 | 0 | 0 | 0
2865 | 3525.2672 | 5479 | 229 | 8 | 17 | 119.0476 | 2678.5714 | 0 | 657.1429 | 70.5053 | 3525.2672 | 3446 | 79.2672 | 1732 | 1732 | 60.9489 | 0 | 0 | 0 | 0
2866 | 3525.2672 | 5480 | 229 | 8 | 17 | 119.0476 | 2678.5714 | 0 | 657.1429 | 70.5053 | 3525.2672 | 3446 | 79.2672 | 1732 | 1732 | 60.9489 | 0 | 0 | 0 | 0
2867 | 3525.2672 | 5503 | 230 | 8 | 18 | 119.0476 | 2678.5714 | 0 | 657.1429 | 70.5053 | 3525.2672 | 3446 | 79.2672 | 1732 | 1732 | 60.9489 | 0 | 0 | 0 | 0
2868 | 3525.2672 | 5504 | 230 | 8 | 18 | 119.0476 | 2678.5714 | 0 | 657.1429 | 70.5053 | 3525.2672 | 3446 | 79.2672 | 1732 | 1732 | 60.9489 | 0 | 0 | 0 | 0
2869 | 3525.2672 | 5527 | 231 | 8 | 19 | 119.0476 | 2678.5714 | 0 | 657.1429 | 70.5053 | 3525.2672 | 3446 | 79.2672 | 1732 | 1732 | 60.9489 | 0 | 0 | 0 | 0
2870 | 3525.2672 | 5528 | 231 | 8 | 19 | 119.0476 | 2678.5714 | 0 | 657.1429 | 70.5053 | 3525.2672 | 3446 | 79.2672 | 1732 | 1732 | 60.9489 | 0 | 0 | 0 | 0
2871 | 3525.2672 | 5551 | 232 | 8 | 20 | 119.0476 | 2678.5714 | 0 | 657.1429 | 70.5053 | 3525.2672 | 3446 | 79.2672 | 1732 | 1732 | 60.9489 | 0 | 0 | 0 | 0
2872 | 3525.2672 | 5552 | 232 | 8 | 20 | 119.0476 | 2678.5714 | 0 | 657.1429 | 70.5053 | 3525.2672 | 3446 | 79.2672 | 1732 | 1732 | 60.9489 | 0 | 0 | 0 | 0
2873 | 3525.2672 | 5575 | 233 | 8 | 21 | 119.0476 | 2678.5714 | 0 | 657.1429 | 70.5053 | 3525.2672 | 3446 | 79.2672 | 1732 | 1732 | 60.9489 | 0 | 0 | 0 | 0
2874 | 3525.2672 | 5576 | 233 | 8 | 21 | 119.0476 | 2678.5714 | 0 | 657.1429 | 70.5053 | 3525.2672 | 3446 | 79.2672 | 1732 | 1732 | 60.9489 | 0 | 0 | 0 | 0
2875 | 3525.2672 | 5599 | 234 | 8 | 22 | 119.0476 | 2678.5714 | 0 | 657.1429 | 70.5053 | 3525.2672 | 3446 | 79.2672 | 1732 | 1732 | 60.9489 | 0 | 0 | 0 | 0
2876 | 3525.2672 | 5600 | 234 | 8 | 22 | 119.0476 | 2678.5714 | 0 | 657.1429 | 70.5053 | 3525.2672 | 3446 | 79.2672 | 1732 | 1732 | 60.9489 | 0 | 0 | 0 | 0
2877 | 3525.2672 | 5623 | 235 | 8 | 23 | 119.0476 | 2678.5714 | 0 | 657.1429 | 70.5053 | 3525.2672 | 3446 | 79.2672 | 1732 | 1732 | 60.9489 | 0 | 0 | 0 | 0
2878 | 3525.2672 | 5624 | 235 | 8 | 23 | 119.0476 | 2678.5714 | 0 | 657.1429 | 70.5053 | 3525.2672 | 3446 | 79.2672 | 1732 | 1732 | 60.9489 | 0 | 0 | 0 | 0
2879 | 3525.2672 | 5647 | 236 | 8 | 24 | 119.0476 | 2678.5714 | 0 | 657.1429 | 70.5053 | 3525.2672 | 3446 | 79.2672 | 1732 | 1732 | 60.9489 | 0 | 0 | 0 | 0
2880 | 3525.2672 | 5648 | 236 | 8 | 24 | 119.0476 | 2678.5714 | 0 | 657.1429 | 70.5053 | 3525.2672 | 3446 | 79.2672 | 1732 | 1732 | 60.9489 | 0 | 0 | 0 | 0
2881 | 3525.2672 | 5671 | 237 | 8 | 25 | 119.0476 | 2678.5714 | 0 | 657.1429 | 70.5053 | 3525.2672 | 3446 | 79.2672 | 1732 | 1732 | 60.9489 | 0 | 0 | 0 | 0
2882 | 3525.2672 | 5672 | 237 | 8 | 25 | 119.0476 | 2678.5714 | 0 | 657.1429 | 70.5053 | 3525.2672 | 3446 | 79.2672 | 1732 | 1732 | 60.9489 | 0 | 0 | 0 | 0
2883 | 3525.2672 | 5695 | 238 | 8 | 26 | 119.0476 | 2678.5714 | 0 | 657.1429 | 70.5053 | 3525.2672 | 3446 | 79.2672 | 1732 | 1732 | 60.9489 | 0 | 0 | 0 | 0
2884 | 3525.2672 | 5696 | 238 | 8 | 26 | 119.0476 | 2678.5714 | 0 | 657.1429 | 70.5053 | 3525.2672 | 3446 | 79.2672 | 1732 | 1732 | 60.9489 | 0 | 0 | 0 | 0
2885 | 3525.2672 | 5719 | 239 | 8 | 27 | 119.0476 | 2678.5714 | 0 | 657.1429 | 70.5053 | 3525.2672 | 3446 | 79.2672 | 1732 | 1732 | 60.9489 | 0 | 0 | 0 | 0
2886 | 3525.2672 | 5720 | 239 | 8 | 27 | 119.0476 | 2678.5714 | 0 | 657.1429 | 70.5053 | 3525.2672 | 3446 | 79.2672 | 1732 | 1732 | 60.9489 | 0 | 0 | 0 | 0
2887 | 3525.2672 | 5743 | 240 | 8 | 28 | 119.0476 | 2678.5714 | 0 | 657.1429 | 70.5053 | 3525.2672 | 3446 | 79.2672 | 1732 | 1732 | 60.9489 | 0 | 0 | 0 | 0
2888 | 3525.2672 | 5744 | 240 | 8 | 28 | 119.0476 | 2678.5714 | 0 | 657.1429 | 70.5053 | 3525.2672 | 3446 | 79.2672 | 1732 | 1732 | 60.9489 | 0 | 0 | 0 | 0
2889 | 3525.2672 | 5767 | 241 | 8 | 29 | 119.0476 | 2678.5714 | 0 | 657.1429 | 70.5053 | 3525.2672 | 3446 | 79.2672 | 1732 | 1732 | 60.9489 | 0 | 0 | 0 | 0
2890 | 3525.2672 | 5768 | 241 | 8 | 29 | 119.0476 | 2678.5714 | 0 | 657.1429 | 70.5053 | 3525.2672 | 3446 | 79.2672 | 1732 | 1732 | 60.9489 | 0 | 0 | 0 | 0
2891 | 3525.2672 | 5791 | 242 | 8 | 30 | 119.0476 | 2678.5714 | 0 | 657.1429 | 70.5053 | 3525.2672 | 3446 | 79.2672 | 1732 | 1732 | 60.9489 | 0 | 0 | 0 | 0
2892 | 3525.2672 | 5792 | 242 | 8 | 30 | 119.0476 | 2678.5714 | 0 | 657.1429 | 70.5053 | 3525.2672 | 3446 | 79.2672 | 1732 | 1732 | 60.9489 | 0 | 0 | 0 | 0
2893 | 3525.2672 | 5815 | 243 | 8 | 31 | 119.0476 | 2678.5714 | 0 | 657.1429 | 70.5053 | 3525.2672 | 3446 | 79.2672 | 1732 | 1732 | 60.9489 | 0 | 0 | 0 | 0
2894 | 3525.2672 | 5816 | 243 | 8 | 31 | 119.0476 | 2678.5714 | 0 | 657.1429 | 70.5053 | 3525.2672 | 3446 | 79.2672 | 1732 | 1732 | 60.9489 | 0 | 0 | 0 | 0
2895 | 3425.656 | 2170 | 91 | 4 | 1 | 2380.9524 | 0 | 119.0476 | 857.1429 | 68.5131 | 3425.656 | 3399.1002 | 26.5558 | 1732 | 1684.8552 | 8.755 | 238.0952 | 0 | 39.4226 | 1971.128
2896 | 3425.656 | 2171 | 91 | 4 | 1 | 2380.9524 | 0 | 119.0476 | 857.1429 | 68.5131 | 3425.656 | 3399.1002 | 26.5558 | 1732 | 1684.8552 | 8.755 | 0 | 0 | 0 | 0
2897 | 3425.656 | 2172 | 91 | 4 | 1 | 2380.9524 | 0 | 119.0476 | 857.1429 | 68.5131 | 3425.656 | 3399.1002 | 26.5558 | 1732 | 1684.8552 | 8.755 | 0 | 0 | 0 | 0
2898 | 3425.656 | 2173 | 91 | 4 | 1 | 2380.9524 | 0 | 119.0476 | 857.1429 | 68.5131 | 3425.656 | 3399.1002 | 26.5558 | 1732 | 1684.8552 | 8.755 | 0 | 0 | 0 | 0
2899 | 3425.656 | 2174 | 91 | 4 | 1 | 2380.9524 | 0 | 119.0476 | 857.1429 | 68.5131 | 3425.656 | 3399.1002 | 26.5558 | 1732 | 1684.8552 | 8.755 | 0 | 0 | 0 | 0
2900 | 3425.656 | 2175 | 91 | 4 | 1 | 2380.9524 | 0 | 119.0476 | 857.1429 | 68.5131 | 3425.656 | 3399.1002 | 26.5558 | 1732 | 1684.8552 | 8.755 | 0 | 0 | 0 | 0
2901 | 3425.656 | 2176 | 91 | 4 | 1 | 2380.9524 | 0 | 119.0476 | 857.1429 | 68.5131 | 3425.656 | 3399.1002 | 26.5558 | 1732 | 1684.8552 | 8.755 | 0 | 0 | 0 | 0
2902 | 3425.656 | 2194 | 92 | 4 | 2 | 2380.9524 | 0 | 119.0476 | 857.1429 | 68.5131 | 3425.656 | 3399.1002 | 26.5558 | 1732 | 1684.8552 | 8.755 | 238.0952 | 0 | 39.4226 | 1971.128
2903 | 3425.656 | 2195 | 92 | 4 | 2 | 2380.9524 | 0 | 119.0476 | 857.1429 | 68.5131 | 3425.656 | 3399.1002 | 26.5558 | 1732 | 1684.8552 | 8.755 | 0 | 0 | 0 | 0
2904 | 3425.656 | 2196 | 92 | 4 | 2 | 2380.9524 | 0 | 119.0476 | 857.1429 | 68.5131 | 3425.656 | 3399.1002 | 26.5558 | 1732 | 1684.8552 | 8.755 | 0 | 0 | 0 | 0
2905 | 3425.656 | 2197 | 92 | 4 | 2 | 2380.9524 | 0 | 119.0476 | 857.1429 | 68.5131 | 3425.656 | 3399.1002 | 26.5558 | 1732 | 1684.8552 | 8.755 | 0 | 0 | 0 | 0
2906 | 3425.656 | 2198 | 92 | 4 | 2 | 2380.9524 | 0 | 119.0476 | 857.1429 | 68.5131 | 3425.656 | 3399.1002 | 26.5558 | 1732 | 1684.8552 | 8.755 | 0 | 0 | 0 | 0
2907 | 3425.656 | 2199 | 92 | 4 | 2 | 2380.9524 | 0 | 119.0476 | 857.1429 | 68.5131 | 3425.656 | 3399.1002 | 26.5558 | 1732 | 1684.8552 | 8.755 | 0 | 0 | 0 | 0
2908 | 3425.656 | 2200 | 92 | 4 | 2 | 2380.9524 | 0 | 119.0476 | 857.1429 | 68.5131 | 3425.656 | 3399.1002 | 26.5558 | 1732 | 1684.8552 | 8.755 | 0 | 0 | 0 | 0
2909 | 3425.656 | 2218 | 93 | 4 | 3 | 2380.9524 | 0 | 119.0476 | 857.1429 | 68.5131 | 3425.656 | 3399.1002 | 26.5558 | 1732 | 1684.8552 | 8.755 | 238.0952 | 0 | 39.4226 | 1971.128
2910 | 3425.656 | 2219 | 93 | 4 | 3 | 2380.9524 | 0 | 119.0476 | 857.1429 | 68.5131 | 3425.656 | 3399.1002 | 26.5558 | 1732 | 1684.8552 | 8.755 | 0 | 0 | 0 | 0
2911 | 3425.656 | 2220 | 93 | 4 | 3 | 2380.9524 | 0 | 119.0476 | 857.1429 | 68.5131 | 3425.656 | 3399.1002 | 26.5558 | 1732 | 1684.8552 | 8.755 | 0 | 0 | 0 | 0
2912 | 3425.656 | 2221 | 93 | 4 | 3 | 2380.9524 | 0 | 119.0476 | 857.1429 | 68.5131 | 3425.656 | 3399.1002 | 26.5558 | 1732 | 1684.8552 | 8.755 | 0 | 0 | 0 | 0
2913 | 3425.656 | 2222 | 93 | 4 | 3 | 2380.9524 | 0 | 119.0476 | 857.1429 | 68.5131 | 3425.656 | 3399.1002 | 26.5558 | 1732 | 1684.8552 | 8.755 | 0 | 0 | 0 | 0
2914 | 3425.656 | 2223 | 93 | 4 | 3 | 2380.9524 | 0 | 119.0476 | 857.1429 | 68.5131 | 3425.656 | 3399.1002 | 26.5558 | 1732 | 1684.8552 | 8.755 | 0 | 0 | 0 | 0
2915 | 3425.656 | 2224 | 93 | 4 | 3 | 2380.9524 | 0 | 119.0476 | 857.1429 | 68.5131 | 3425.656 | 3399.1002 | 26.5558 | 1732 | 1684.8552 | 8.755 | 0 | 0 | 0 | 0
2916 | 3425.656 | 2242 | 94 | 4 | 4 | 2380.9524 | 0 | 119.0476 | 857.1429 | 68.5131 | 3425.656 | 3399.1002 | 26.5558 | 1732 | 1684.8552 | 8.755 | 238.0952 | 0 | 39.4226 | 1971.128
2917 | 3425.656 | 2243 | 94 | 4 | 4 | 2380.9524 | 0 | 119.0476 | 857.1429 | 68.5131 | 3425.656 | 3399.1002 | 26.5558 | 1732 | 1684.8552 | 8.755 | 0 | 0 | 0 | 0
2918 | 3425.656 | 2244 | 94 | 4 | 4 | 2380.9524 | 0 | 119.0476 | 857.1429 | 68.5131 | 3425.656 | 3399.1002 | 26.5558 | 1732 | 1684.8552 | 8.755 | 0 | 0 | 0 | 0
2919 | 3425.656 | 2245 | 94 | 4 | 4 | 2380.9524 | 0 | 119.0476 | 857.1429 | 68.5131 | 3425.656 | 3399.1002 | 26.5558 | 1732 | 1684.8552 | 8.755 | 0 | 0 | 0 | 0
2920 | 3425.656 | 2246 | 94 | 4 | 4 | 2380.9524 | 0 | 119.0476 | 857.1429 | 68.5131 | 3425.656 | 3399.1002 | 26.5558 | 1732 | 1684.8552 | 8.755 | 0 | 0 | 0 | 0
2921 | 3425.656 | 2247 | 94 | 4 | 4 | 2380.9524 | 0 | 119.0476 | 857.1429 | 68.5131 | 3425.656 | 3399.1002 | 26.5558 | 1732 | 1684.8552 | 8.755 | 0 | 0 | 0 | 0
2922 | 3425.656 | 2248 | 94 | 4 | 4 | 2380.9524 | 0 | 119.0476 | 857.1429 | 68.5131 | 3425.656 | 3399.1002 | 26.5558 | 1732 | 1684.8552 | 8.755 | 0 | 0 | 0 | 0
2923 | 3425.656 | 2266 | 95 | 4 | 5 | 2380.9524 | 0 | 119.0476 | 857.1429 | 68.5131 | 3425.656 | 3399.1002 | 26.5558 | 1732 | 1684.8552 | 8.755 | 238.0952 | 0 | 39.4226 | 1971.128
2924 | 3425.656 | 2267 | 95 | 4 | 5 | 2380.9524 | 0 | 119.0476 | 857.1429 | 68.5131 | 3425.656 | 3399.1002 | 26.5558 | 1732 | 1684.8552 | 8.755 | 0 | 0 | 0 | 0
2925 | 3425.656 | 2268 | 95 | 4 | 5 | 2380.9524 | 0 | 119.0476 | 857.1429 | 68.5131 | 3425.656 | 3399.1002 | 26.5558 | 1732 | 1684.8552 | 8.755 | 0 | 0 | 0 | 0
2926 | 3425.656 | 2269 | 95 | 4 | 5 | 2380.9524 | 0 | 119.0476 | 857.1429 | 68.5131 | 3425.656 | 3399.1002 | 26.5558 | 1732 | 1684.8552 | 8.755 | 0 | 0 | 0 | 0
2927 | 3425.656 | 2270 | 95 | 4 | 5 | 2380.9524 | 0 | 119.0476 | 857.1429 | 68.5131 | 3425.656 | 3399.1002 | 26.5558 | 1732 | 1684.8552 | 8.755 | 0 | 0 | 0 | 0
2928 | 3425.656 | 2271 | 95 | 4 | 5 | 2380.9524 | 0 | 119.0476 | 857.1429 | 68.5131 | 3425.656 | 3399.1002 | 26.5558 | 1732 | 1684.8552 | 8.755 | 0 | 0 | 0 | 0
2929 | 3425.656 | 2272 | 95 | 4 | 5 | 2380.9524 | 0 | 119.0476 | 857.1429 | 68.5131 | 3425.656 | 3399.1002 | 26.5558 | 1732 | 1684.8552 | 8.755 | 0 | 0 | 0 | 0
2930 | 3425.656 | 2290 | 96 | 4 | 6 | 2380.9524 | 0 | 119.0476 | 857.1429 | 68.5131 | 3425.656 | 3399.1002 | 26.5558 | 1732 | 1684.8552 | 8.755 | 238.0952 | 0 | 39.4226 | 1971.128
2931 | 3425.656 | 2291 | 96 | 4 | 6 | 2380.9524 | 0 | 119.0476 | 857.1429 | 68.5131 | 3425.656 | 3399.1002 | 26.5558 | 1732 | 1684.8552 | 8.755 | 0 | 0 | 0 | 0
2932 | 3425.656 | 2292 | 96 | 4 | 6 | 2380.9524 | 0 | 119.0476 | 857.1429 | 68.5131 | 3425.656 | 3399.1002 | 26.5558 | 1732 | 1684.8552 | 8.755 | 0 | 0 | 0 | 0
2933 | 3425.656 | 2293 | 96 | 4 | 6 | 2380.9524 | 0 | 119.0476 | 857.1429 | 68.5131 | 3425.656 | 3399.1002 | 26.5558 | 1732 | 1684.8552 | 8.755 | 0 | 0 | 0 | 0
2934 | 3425.656 | 2294 | 96 | 4 | 6 | 2380.9524 | 0 | 119.0476 | 857.1429 | 68.5131 | 3425.656 | 3399.1002 | 26.5558 | 1732 | 1684.8552 | 8.755 | 0 | 0 | 0 | 0
2935 | 3425.656 | 2295 | 96 | 4 | 6 | 2380.9524 | 0 | 119.0476 | 857.1429 | 68.5131 | 3425.656 | 3399.1002 | 26.5558 | 1732 | 1684.8552 | 8.755 | 0 | 0 | 0 | 0
2936 | 3425.656 | 2296 | 96 | 4 | 6 | 2380.9524 | 0 | 119.0476 | 857.1429 | 68.5131 | 3425.656 | 3399.1002 | 26.5558 | 1732 | 1684.8552 | 8.755 | 0 | 0 | 0 | 0
2937 | 3425.656 | 2314 | 97 | 4 | 7 | 2380.9524 | 0 | 119.0476 | 857.1429 | 68.5131 | 3425.656 | 3399.1002 | 26.5558 | 1732 | 1684.8552 | 8.755 | 238.0952 | 0 | 39.4226 | 1971.128
2938 | 3425.656 | 2315 | 97 | 4 | 7 | 2380.9524 | 0 | 119.0476 | 857.1429 | 68.5131 | 3425.656 | 3399.1002 | 26.5558 | 1732 | 1684.8552 | 8.755 | 0 | 0 | 0 | 0
2939 | 3425.656 | 2316 | 97 | 4 | 7 | 2380.9524 | 0 | 119.0476 | 857.1429 | 68.5131 | 3425.656 | 3399.1002 | 26.5558 | 1732 | 1684.8552 | 8.755 | 0 | 0 | 0 | 0
2940 | 3425.656 | 2317 | 97 | 4 | 7 | 2380.9524 | 0 | 119.0476 | 857.1429 | 68.5131 | 3425.656 | 3399.1002 | 26.5558 | 1732 | 1684.8552 | 8.755 | 0 | 0 | 0 | 0
2941 | 3425.656 | 2318 | 97 | 4 | 7 | 2380.9524 | 0 | 119.0476 | 857.1429 | 68.5131 | 3425.656 | 3399.1002 | 26.5558 | 1732 | 1684.8552 | 8.755 | 0 | 0 | 0 | 0
2942 | 3425.656 | 2319 | 97 | 4 | 7 | 2380.9524 | 0 | 119.0476 | 857.1429 | 68.5131 | 3425.656 | 3399.1002 | 26.5558 | 1732 | 1684.8552 | 8.755 | 0 | 0 | 0 | 0
2943 | 3425.656 | 2320 | 97 | 4 | 7 | 2380.9524 | 0 | 119.0476 | 857.1429 | 68.5131 | 3425.656 | 3399.1002 | 26.5558 | 1732 | 1684.8552 | 8.755 | 0 | 0 | 0 | 0
2944 | 3425.656 | 2338 | 98 | 4 | 8 | 2380.9524 | 0 | 119.0476 | 857.1429 | 68.5131 | 3425.656 | 3399.1002 | 26.5558 | 1732 | 1684.8552 | 8.755 | 238.0952 | 0 | 39.4226 | 1971.128
2945 | 3425.656 | 2339 | 98 | 4 | 8 | 2380.9524 | 0 | 119.0476 | 857.1429 | 68.5131 | 3425.656 | 3399.1002 | 26.5558 | 1732 | 1684.8552 | 8.755 | 0 | 0 | 0 | 0
2946 | 3425.656 | 2340 | 98 | 4 | 8 | 2380.9524 | 0 | 119.0476 | 857.1429 | 68.5131 | 3425.656 | 3399.1002 | 26.5558 | 1732 | 1684.8552 | 8.755 | 0 | 0 | 0 | 0
2947 | 3425.656 | 2341 | 98 | 4 | 8 | 2380.9524 | 0 | 119.0476 | 857.1429 | 68.5131 | 3425.656 | 3399.1002 | 26.5558 | 1732 | 1684.8552 | 8.755 | 0 | 0 | 0 | 0
2948 | 3425.656 | 2342 | 98 | 4 | 8 | 2380.9524 | 0 | 119.0476 | 857.1429 | 68.5131 | 3425.656 | 3399.1002 | 26.5558 | 1732 | 1684.8552 | 8.755 | 0 | 0 | 0 | 0
2949 | 3425.656 | 2343 | 98 | 4 | 8 | 2380.9524 | 0 | 119.0476 | 857.1429 | 68.5131 | 3425.656 | 3399.1002 | 26.5558 | 1732 | 1684.8552 | 8.755 | 0 | 0 | 0 | 0
2950 | 3425.656 | 2344 | 98 | 4 | 8 | 2380.9524 | 0 | 119.0476 | 857.1429 | 68.5131 | 3425.656 | 3399.1002 | 26.5558 | 1732 | 1684.8552 | 8.755 | 0 | 0 | 0 | 0
2951 | 3425.656 | 2362 | 99 | 4 | 9 | 2380.9524 | 0 | 119.0476 | 857.1429 | 68.5131 | 3425.656 | 3399.1002 | 26.5558 | 1732 | 1684.8552 | 8.755 | 238.0952 | 0 | 39.4226 | 1971.128
2952 | 3425.656 | 2363 | 99 | 4 | 9 | 2380.9524 | 0 | 119.0476 | 857.1429 | 68.5131 | 3425.656 | 3399.1002 | 26.5558 | 1732 | 1684.8552 | 8.755 | 0 | 0 | 0 | 0
2953 | 3425.656 | 2364 | 99 | 4 | 9 | 2380.9524 | 0 | 119.0476 | 857.1429 | 68.5131 | 3425.656 | 3399.1002 | 26.5558 | 1732 | 1684.8552 | 8.755 | 0 | 0 | 0 | 0
2954 | 3425.656 | 2365 | 99 | 4 | 9 | 2380.9524 | 0 | 119.0476 | 857.1429 | 68.5131 | 3425.656 | 3399.1002 | 26.5558 | 1732 | 1684.8552 | 8.755 | 0 | 0 | 0 | 0
2955 | 3425.656 | 2366 | 99 | 4 | 9 | 2380.9524 | 0 | 119.0476 | 857.1429 | 68.5131 | 3425.656 | 3399.1002 | 26.5558 | 1732 | 1684.8552 | 8.755 | 0 | 0 | 0 | 0
2956 | 3425.656 | 2367 | 99 | 4 | 9 | 2380.9524 | 0 | 119.0476 | 857.1429 | 68.5131 | 3425.656 | 3399.1002 | 26.5558 | 1732 | 1684.8552 | 8.755 | 0 | 0 | 0 | 0
2957 | 3425.656 | 2368 | 99 | 4 | 9 | 2380.9524 | 0 | 119.0476 | 857.1429 | 68.5131 | 3425.656 | 3399.1002 | 26.5558 | 1732 | 1684.8552 | 8.755 | 0 | 0 | 0 | 0
2958 | 3425.656 | 2386 | 100 | 4 | 10 | 2380.9524 | 0 | 119.0476 | 857.1429 | 68.5131 | 3425.656 | 3399.1002 | 26.5558 | 1732 | 1684.8552 | 8.755 | 238.0952 | 0 | 39.4226 | 1971.128
2959 | 3425.656 | 2387 | 100 | 4 | 10 | 2380.9524 | 0 | 119.0476 | 857.1429 | 68.5131 | 3425.656 | 3399.1002 | 26.5558 | 1732 | 1684.8552 | 8.755 | 0 | 0 | 0 | 0
2960 | 3425.656 | 2388 | 100 | 4 | 10 | 2380.9524 | 0 | 119.0476 | 857.1429 | 68.5131 | 3425.656 | 3399.1002 | 26.5558 | 1732 | 1684.8552 | 8.755 | 0 | 0 | 0 | 0
2961 | 3425.656 | 2389 | 100 | 4 | 10 | 2380.9524 | 0 | 119.0476 | 857.1429 | 68.5131 | 3425.656 | 3399.1002 | 26.5558 | 1732 | 1684.8552 | 8.755 | 0 | 0 | 0 | 0
2962 | 3425.656 | 2390 | 100 | 4 | 10 | 2380.9524 | 0 | 119.0476 | 857.1429 | 68.5131 | 3425.656 | 3399.1002 | 26.5558 | 1732 | 1684.8552 | 8.755 | 0 | 0 | 0 | 0
2963 | 3425.656 | 2391 | 100 | 4 | 10 | 2380.9524 | 0 | 119.0476 | 857.1429 | 68.5131 | 3425.656 | 3399.1002 | 26.5558 | 1732 | 1684.8552 | 8.755 | 0 | 0 | 0 | 0
2964 | 3425.656 | 2392 | 100 | 4 | 10 | 2380.9524 | 0 | 119.0476 | 857.1429 | 68.5131 | 3425.656 | 3399.1002 | 26.5558 | 1732 | 1684.8552 | 8.755 | 0 | 0 | 0 | 0
2965 | 3425.656 | 2410 | 101 | 4 | 11 | 2380.9524 | 0 | 119.0476 | 857.1429 | 68.5131 | 3425.656 | 3399.1002 | 26.5558 | 1732 | 1684.8552 | 8.755 | 238.0952 | 0 | 39.4226 | 1971.128
2966 | 3425.656 | 2411 | 101 | 4 | 11 | 2380.9524 | 0 | 119.0476 | 857.1429 | 68.5131 | 3425.656 | 3399.1002 | 26.5558 | 1732 | 1684.8552 | 8.755 | 0 | 0 | 0 | 0
2967 | 3425.656 | 2412 | 101 | 4 | 11 | 2380.9524 | 0 | 119.0476 | 857.1429 | 68.5131 | 3425.656 | 3399.1002 | 26.5558 | 1732 | 1684.8552 | 8.755 | 0 | 0 | 0 | 0
2968 | 3425.656 | 2413 | 101 | 4 | 11 | 2380.9524 | 0 | 119.0476 | 857.1429 | 68.5131 | 3425.656 | 3399.1002 | 26.5558 | 1732 | 1684.8552 | 8.755 | 0 | 0 | 0 | 0
2969 | 3425.656 | 2414 | 101 | 4 | 11 | 2380.9524 | 0 | 119.0476 | 857.1429 | 68.5131 | 3425.656 | 3399.1002 | 26.5558 | 1732 | 1684.8552 | 8.755 | 0 | 0 | 0 | 0
2970 | 3425.656 | 2415 | 101 | 4 | 11 | 2380.9524 | 0 | 119.0476 | 857.1429 | 68.5131 | 3425.656 | 3399.1002 | 26.5558 | 1732 | 1684.8552 | 8.755 | 0 | 0 | 0 | 0
2971 | 3425.656 | 2416 | 101 | 4 | 11 | 2380.9524 | 0 | 119.0476 | 857.1429 | 68.5131 | 3425.656 | 3399.1002 | 26.5558 | 1732 | 1684.8552 | 8.755 | 0 | 0 | 0 | 0
2972 | 3425.656 | 2434 | 102 | 4 | 12 | 2380.9524 | 0 | 119.0476 | 857.1429 | 68.5131 | 3425.656 | 3399.1002 | 26.5558 | 1732 | 1684.8552 | 8.755 | 238.0952 | 0 | 39.4226 | 1971.128
2973 | 3425.656 | 2435 | 102 | 4 | 12 | 2380.9524 | 0 | 119.0476 | 857.1429 | 68.5131 | 3425.656 | 3399.1002 | 26.5558 | 1732 | 1684.8552 | 8.755 | 0 | 0 | 0 | 0
2974 | 3425.656 | 2436 | 102 | 4 | 12 | 2380.9524 | 0 | 119.0476 | 857.1429 | 68.5131 | 3425.656 | 3399.1002 | 26.5558 | 1732 | 1684.8552 | 8.755 | 0 | 0 | 0 | 0
2975 | 3425.656 | 2437 | 102 | 4 | 12 | 2380.9524 | 0 | 119.0476 | 857.1429 | 68.5131 | 3425.656 | 3399.1002 | 26.5558 | 1732 | 1684.8552 | 8.755 | 0 | 0 | 0 | 0
2976 | 3425.656 | 2438 | 102 | 4 | 12 | 2380.9524 | 0 | 119.0476 | 857.1429 | 68.5131 | 3425.656 | 3399.1002 | 26.5558 | 1732 | 1684.8552 | 8.755 | 0 | 0 | 0 | 0
2977 | 3425.656 | 2439 | 102 | 4 | 12 | 2380.9524 | 0 | 119.0476 | 857.1429 | 68.5131 | 3425.656 | 3399.1002 | 26.5558 | 1732 | 1684.8552 | 8.755 | 0 | 0 | 0 | 0
2978 | 3425.656 | 2440 | 102 | 4 | 12 | 2380.9524 | 0 | 119.0476 | 857.1429 | 68.5131 | 3425.656 | 3399.1002 | 26.5558 | 1732 | 1684.8552 | 8.755 | 0 | 0 | 0 | 0
2979 | 3425.656 | 2458 | 103 | 4 | 13 | 2380.9524 | 0 | 119.0476 | 857.1429 | 68.5131 | 3425.656 | 3399.1002 | 26.5558 | 1732 | 1684.8552 | 8.755 | 238.0952 | 0 | 39.4226 | 1971.128
2980 | 3425.656 | 2459 | 103 | 4 | 13 | 2380.9524 | 0 | 119.0476 | 857.1429 | 68.5131 | 3425.656 | 3399.1002 | 26.5558 | 1732 | 1684.8552 | 8.755 | 0 | 0 | 0 | 0
2981 | 3425.656 | 2460 | 103 | 4 | 13 | 2380.9524 | 0 | 119.0476 | 857.1429 | 68.5131 | 3425.656 | 3399.1002 | 26.5558 | 1732 | 1684.8552 | 8.755 | 0 | 0 | 0 | 0
2982 | 3425.656 | 2461 | 103 | 4 | 13 | 2380.9524 | 0 | 119.0476 | 857.1429 | 68.5131 | 3425.656 | 3399.1002 | 26.5558 | 1732 | 1684.8552 | 8.755 | 0 | 0 | 0 | 0
2983 | 3425.656 | 2462 | 103 | 4 | 13 | 2380.9524 | 0 | 119.0476 | 857.1429 | 68.5131 | 3425.656 | 3399.1002 | 26.5558 | 1732 | 1684.8552 | 8.755 | 0 | 0 | 0 | 0
2984 | 3425.656 | 2463 | 103 | 4 | 13 | 2380.9524 | 0 | 119.0476 | 857.1429 | 68.5131 | 3425.656 | 3399.1002 | 26.5558 | 1732 | 1684.8552 | 8.755 | 0 | 0 | 0 | 0
2985 | 3425.656 | 2464 | 103 | 4 | 13 | 2380.9524 | 0 | 119.0476 | 857.1429 | 68.5131 | 3425.656 | 3399.1002 | 26.5558 | 1732 | 1684.8552 | 8.755 | 0 | 0 | 0 | 0
2986 | 3425.656 | 2482 | 104 | 4 | 14 | 2380.9524 | 0 | 119.0476 | 857.1429 | 68.5131 | 3425.656 | 3399.1002 | 26.5558 | 1732 | 1684.8552 | 8.755 | 238.0952 | 0 | 39.4226 | 1971.128
2987 | 3425.656 | 2483 | 104 | 4 | 14 | 2380.9524 | 0 | 119.0476 | 857.1429 | 68.5131 | 3425.656 | 3399.1002 | 26.5558 | 1732 | 1684.8552 | 8.755 | 0 | 0 | 0 | 0
2988 | 3425.656 | 2484 | 104 | 4 | 14 | 2380.9524 | 0 | 119.0476 | 857.1429 | 68.5131 | 3425.656 | 3399.1002 | 26.5558 | 1732 | 1684.8552 | 8.755 | 0 | 0 | 0 | 0
2989 | 3425.656 | 2485 | 104 | 4 | 14 | 2380.9524 | 0 | 119.0476 | 857.1429 | 68.5131 | 3425.656 | 3399.1002 | 26.5558 | 1732 | 1684.8552 | 8.755 | 0 | 0 | 0 | 0
2990 | 3425.656 | 2486 | 104 | 4 | 14 | 2380.9524 | 0 | 119.0476 | 857.1429 | 68.5131 | 3425.656 | 3399.1002 | 26.5558 | 1732 | 1684.8552 | 8.755 | 0 | 0 | 0 | 0
2991 | 3425.656 | 2487 | 104 | 4 | 14 | 2380.9524 | 0 | 119.0476 | 857.1429 | 68.5131 | 3425.656 | 3399.1002 | 26.5558 | 1732 | 1684.8552 | 8.755 | 0 | 0 | 0 | 0
2992 | 3425.656 | 2488 | 104 | 4 | 14 | 2380.9524 | 0 | 119.0476 | 857.1429 | 68.5131 | 3425.656 | 3399.1002 | 26.5558 | 1732 | 1684.8552 | 8.755 | 0 | 0 | 0 | 0
2993 | 3425.656 | 2506 | 105 | 4 | 15 | 2380.9524 | 0 | 119.0476 | 857.1429 | 68.5131 | 3425.656 | 3399.1002 | 26.5558 | 1732 | 1684.8552 | 8.755 | 238.0952 | 0 | 39.4226 | 1971.128
2994 | 3425.656 | 2507 | 105 | 4 | 15 | 2380.9524 | 0 | 119.0476 | 857.1429 | 68.5131 | 3425.656 | 3399.1002 | 26.5558 | 1732 | 1684.8552 | 8.755 | 0 | 0 | 0 | 0
2995 | 3425.656 | 2508 | 105 | 4 | 15 | 2380.9524 | 0 | 119.0476 | 857.1429 | 68.5131 | 3425.656 | 3399.1002 | 26.5558 | 1732 | 1684.8552 | 8.755 | 0 | 0 | 0 | 0
2996 | 3425.656 | 2509 | 105 | 4 | 15 | 2380.9524 | 0 | 119.0476 | 857.1429 | 68.5131 | 3425.656 | 3399.1002 | 26.5558 | 1732 | 1684.8552 | 8.755 | 0 | 0 | 0 | 0
2997 | 3425.656 | 2510 | 105 | 4 | 15 | 2380.9524 | 0 | 119.0476 | 857.1429 | 68.5131 | 3425.656 | 3399.1002 | 26.5558 | 1732 | 1684.8552 | 8.755 | 0 | 0 | 0 | 0
2998 | 3425.656 | 2511 | 105 | 4 | 15 | 2380.9524 | 0 | 119.0476 | 857.1429 | 68.5131 | 3425.656 | 3399.1002 | 26.5558 | 1732 | 1684.8552 | 8.755 | 0 | 0 | 0 | 0
2999 | 3425.656 | 2512 | 105 | 4 | 15 | 2380.9524 | 0 | 119.0476 | 857.1429 | 68.5131 | 3425.656 | 3399.1002 | 26.5558 | 1732 | 1684.8552 | 8.755 | 0 | 0 | 0 | 0
3000 | 3425.656 | 2530 | 106 | 4 | 16 | 2380.9524 | 0 | 119.0476 | 857.1429 | 68.5131 | 3425.656 | 3399.1002 | 26.5558 | 1732 | 1684.8552 | 8.755 | 238.0952 | 0 | 39.4226 | 1971.128
3001 | 3425.656 | 2531 | 106 | 4 | 16 | 2380.9524 | 0 | 119.0476 | 857.1429 | 68.5131 | 3425.656 | 3399.1002 | 26.5558 | 1732 | 1684.8552 | 8.755 | 0 | 0 | 0 | 0
3002 | 3425.656 | 2532 | 106 | 4 | 16 | 2380.9524 | 0 | 119.0476 | 857.1429 | 68.5131 | 3425.656 | 3399.1002 | 26.5558 | 1732 | 1684.8552 | 8.755 | 0 | 0 | 0 | 0
3003 | 3425.656 | 2533 | 106 | 4 | 16 | 2380.9524 | 0 | 119.0476 | 857.1429 | 68.5131 | 3425.656 | 3399.1002 | 26.5558 | 1732 | 1684.8552 | 8.755 | 0 | 0 | 0 | 0
3004 | 3425.656 | 2534 | 106 | 4 | 16 | 2380.9524 | 0 | 119.0476 | 857.1429 | 68.5131 | 3425.656 | 3399.1002 | 26.5558 | 1732 | 1684.8552 | 8.755 | 0 | 0 | 0 | 0
3005 | 3425.656 | 2535 | 106 | 4 | 16 | 2380.9524 | 0 | 119.0476 | 857.1429 | 68.5131 | 3425.656 | 3399.1002 | 26.5558 | 1732 | 1684.8552 | 8.755 | 0 | 0 | 0 | 0
3006 | 3425.656 | 2536 | 106 | 4 | 16 | 2380.9524 | 0 | 119.0476 | 857.1429 | 68.5131 | 3425.656 | 3399.1002 | 26.5558 | 1732 | 1684.8552 | 8.755 | 0 | 0 | 0 | 0
3007 | 3425.656 | 2554 | 107 | 4 | 17 | 2380.9524 | 0 | 119.0476 | 857.1429 | 68.5131 | 3425.656 | 3399.1002 | 26.5558 | 1732 | 1684.8552 | 8.755 | 238.0952 | 0 | 39.4226 | 1971.128
3008 | 3425.656 | 2555 | 107 | 4 | 17 | 2380.9524 | 0 | 119.0476 | 857.1429 | 68.5131 | 3425.656 | 3399.1002 | 26.5558 | 1732 | 1684.8552 | 8.755 | 0 | 0 | 0 | 0
3009 | 3425.656 | 2556 | 107 | 4 | 17 | 2380.9524 | 0 | 119.0476 | 857.1429 | 68.5131 | 3425.656 | 3399.1002 | 26.5558 | 1732 | 1684.8552 | 8.755 | 0 | 0 | 0 | 0
3010 | 3425.656 | 2557 | 107 | 4 | 17 | 2380.9524 | 0 | 119.0476 | 857.1429 | 68.5131 | 3425.656 | 3399.1002 | 26.5558 | 1732 | 1684.8552 | 8.755 | 0 | 0 | 0 | 0
3011 | 3425.656 | 2558 | 107 | 4 | 17 | 2380.9524 | 0 | 119.0476 | 857.1429 | 68.5131 | 3425.656 | 3399.1002 | 26.5558 | 1732 | 1684.8552 | 8.755 | 0 | 0 | 0 | 0
3012 | 3425.656 | 2559 | 107 | 4 | 17 | 2380.9524 | 0 | 119.0476 | 857.1429 | 68.5131 | 3425.656 | 3399.1002 | 26.5558 | 1732 | 1684.8552 | 8.755 | 0 | 0 | 0 | 0
3013 | 3425.656 | 2560 | 107 | 4 | 17 | 2380.9524 | 0 | 119.0476 | 857.1429 | 68.5131 | 3425.656 | 3399.1002 | 26.5558 | 1732 | 1684.8552 | 8.755 | 0 | 0 | 0 | 0
3014 | 3425.656 | 2578 | 108 | 4 | 18 | 2380.9524 | 0 | 119.0476 | 857.1429 | 68.5131 | 3425.656 | 3399.1002 | 26.5558 | 1732 | 1684.8552 | 8.755 | 238.0952 | 0 | 39.4226 | 1971.128
3015 | 3425.656 | 2579 | 108 | 4 | 18 | 2380.9524 | 0 | 119.0476 | 857.1429 | 68.5131 | 3425.656 | 3399.1002 | 26.5558 | 1732 | 1684.8552 | 8.755 | 0 | 0 | 0 | 0
3016 | 3425.656 | 2580 | 108 | 4 | 18 | 2380.9524 | 0 | 119.0476 | 857.1429 | 68.5131 | 3425.656 | 3399.1002 | 26.5558 | 1732 | 1684.8552 | 8.755 | 0 | 0 | 0 | 0
3017 | 3425.656 | 2581 | 108 | 4 | 18 | 2380.9524 | 0 | 119.0476 | 857.1429 | 68.5131 | 3425.656 | 3399.1002 | 26.5558 | 1732 | 1684.8552 | 8.755 | 0 | 0 | 0 | 0
3018 | 3425.656 | 2582 | 108 | 4 | 18 | 2380.9524 | 0 | 119.0476 | 857.1429 | 68.5131 | 3425.656 | 3399.1002 | 26.5558 | 1732 | 1684.8552 | 8.755 | 0 | 0 | 0 | 0
3019 | 3425.656 | 2583 | 108 | 4 | 18 | 2380.9524 | 0 | 119.0476 | 857.1429 | 68.5131 | 3425.656 | 3399.1002 | 26.5558 | 1732 | 1684.8552 | 8.755 | 0 | 0 | 0 | 0
3020 | 3425.656 | 2584 | 108 | 4 | 18 | 2380.9524 | 0 | 119.0476 | 857.1429 | 68.5131 | 3425.656 | 3399.1002 | 26.5558 | 1732 | 1684.8552 | 8.755 | 0 | 0 | 0 | 0
3021 | 3425.656 | 2602 | 109 | 4 | 19 | 2380.9524 | 0 | 119.0476 | 857.1429 | 68.5131 | 3425.656 | 3399.1002 | 26.5558 | 1732 | 1684.8552 | 8.755 | 238.0952 | 0 | 39.4226 | 1971.128
3022 | 3425.656 | 2603 | 109 | 4 | 19 | 2380.9524 | 0 | 119.0476 | 857.1429 | 68.5131 | 3425.656 | 3399.1002 | 26.5558 | 1732 | 1684.8552 | 8.755 | 0 | 0 | 0 | 0
3023 | 3425.656 | 2604 | 109 | 4 | 19 | 2380.9524 | 0 | 119.0476 | 857.1429 | 68.5131 | 3425.656 | 3399.1002 | 26.5558 | 1732 | 1684.8552 | 8.755 | 0 | 0 | 0 | 0
3024 | 3425.656 | 2605 | 109 | 4 | 19 | 2380.9524 | 0 | 119.0476 | 857.1429 | 68.5131 | 3425.656 | 3399.1002 | 26.5558 | 1732 | 1684.8552 | 8.755 | 0 | 0 | 0 | 0
3025 | 3425.656 | 2606 | 109 | 4 | 19 | 2380.9524 | 0 | 119.0476 | 857.1429 | 68.5131 | 3425.656 | 3399.1002 | 26.5558 | 1732 | 1684.8552 | 8.755 | 0 | 0 | 0 | 0
3026 | 3425.656 | 2607 | 109 | 4 | 19 | 2380.9524 | 0 | 119.0476 | 857.1429 | 68.5131 | 3425.656 | 3399.1002 | 26.5558 | 1732 | 1684.8552 | 8.755 | 0 | 0 | 0 | 0
3027 | 3425.656 | 2608 | 109 | 4 | 19 | 2380.9524 | 0 | 119.0476 | 857.1429 | 68.5131 | 3425.656 | 3399.1002 | 26.5558 | 1732 | 1684.8552 | 8.755 | 0 | 0 | 0 | 0
3028 | 3425.656 | 2626 | 110 | 4 | 20 | 2380.9524 | 0 | 119.0476 | 857.1429 | 68.5131 | 3425.656 | 3399.1002 | 26.5558 | 1732 | 1684.8552 | 8.755 | 238.0952 | 0 | 39.4226 | 1971.128
3029 | 3425.656 | 2627 | 110 | 4 | 20 | 2380.9524 | 0 | 119.0476 | 857.1429 | 68.5131 | 3425.656 | 3399.1002 | 26.5558 | 1732 | 1684.8552 | 8.755 | 0 | 0 | 0 | 0
3030 | 3425.656 | 2628 | 110 | 4 | 20 | 2380.9524 | 0 | 119.0476 | 857.1429 | 68.5131 | 3425.656 | 3399.1002 | 26.5558 | 1732 | 1684.8552 | 8.755 | 0 | 0 | 0 | 0
3031 | 3425.656 | 2629 | 110 | 4 | 20 | 2380.9524 | 0 | 119.0476 | 857.1429 | 68.5131 | 3425.656 | 3399.1002 | 26.5558 | 1732 | 1684.8552 | 8.755 | 0 | 0 | 0 | 0
3032 | 3425.656 | 2630 | 110 | 4 | 20 | 2380.9524 | 0 | 119.0476 | 857.1429 | 68.5131 | 3425.656 | 3399.1002 | 26.5558 | 1732 | 1684.8552 | 8.755 | 0 | 0 | 0 | 0
3033 | 3425.656 | 2631 | 110 | 4 | 20 | 2380.9524 | 0 | 119.0476 | 857.1429 | 68.5131 | 3425.656 | 3399.1002 | 26.5558 | 1732 | 1684.8552 | 8.755 | 0 | 0 | 0 | 0
3034 | 3425.656 | 2632 | 110 | 4 | 20 | 2380.9524 | 0 | 119.0476 | 857.1429 | 68.5131 | 3425.656 | 3399.1002 | 26.5558 | 1732 | 1684.8552 | 8.755 | 0 | 0 | 0 | 0
3035 | 3425.656 | 2650 | 111 | 4 | 21 | 2380.9524 | 0 | 119.0476 | 857.1429 | 68.5131 | 3425.656 | 3399.1002 | 26.5558 | 1732 | 1684.8552 | 8.755 | 238.0952 | 0 | 39.4226 | 1971.128
3036 | 3425.656 | 2651 | 111 | 4 | 21 | 2380.9524 | 0 | 119.0476 | 857.1429 | 68.5131 | 3425.656 | 3399.1002 | 26.5558 | 1732 | 1684.8552 | 8.755 | 0 | 0 | 0 | 0
3037 | 3425.656 | 2652 | 111 | 4 | 21 | 2380.9524 | 0 | 119.0476 | 857.1429 | 68.5131 | 3425.656 | 3399.1002 | 26.5558 | 1732 | 1684.8552 | 8.755 | 0 | 0 | 0 | 0
3038 | 3425.656 | 2653 | 111 | 4 | 21 | 2380.9524 | 0 | 119.0476 | 857.1429 | 68.5131 | 3425.656 | 3399.1002 | 26.5558 | 1732 | 1684.8552 | 8.755 | 0 | 0 | 0 | 0
3039 | 3425.656 | 2654 | 111 | 4 | 21 | 2380.9524 | 0 | 119.0476 | 857.1429 | 68.5131 | 3425.656 | 3399.1002 | 26.5558 | 1732 | 1684.8552 | 8.755 | 0 | 0 | 0 | 0
3040 | 3425.656 | 2655 | 111 | 4 | 21 | 2380.9524 | 0 | 119.0476 | 857.1429 | 68.5131 | 3425.656 | 3399.1002 | 26.5558 | 1732 | 1684.8552 | 8.755 | 0 | 0 | 0 | 0
3041 | 3425.656 | 2656 | 111 | 4 | 21 | 2380.9524 | 0 | 119.0476 | 857.1429 | 68.5131 | 3425.656 | 3399.1002 | 26.5558 | 1732 | 1684.8552 | 8.755 | 0 | 0 | 0 | 0
3042 | 3425.656 | 2674 | 112 | 4 | 22 | 2380.9524 | 0 | 119.0476 | 857.1429 | 68.5131 | 3425.656 | 3399.1002 | 26.5558 | 1732 | 1684.8552 | 8.755 | 238.0952 | 0 | 39.4226 | 1971.128
3043 | 3425.656 | 2675 | 112 | 4 | 22 | 2380.9524 | 0 | 119.0476 | 857.1429 | 68.5131 | 3425.656 | 3399.1002 | 26.5558 | 1732 | 1684.8552 | 8.755 | 0 | 0 | 0 | 0
3044 | 3425.656 | 2676 | 112 | 4 | 22 | 2380.9524 | 0 | 119.0476 | 857.1429 | 68.5131 | 3425.656 | 3399.1002 | 26.5558 | 1732 | 1684.8552 | 8.755 | 0 | 0 | 0 | 0
3045 | 3425.656 | 2677 | 112 | 4 | 22 | 2380.9524 | 0 | 119.0476 | 857.1429 | 68.5131 | 3425.656 | 3399.1002 | 26.5558 | 1732 | 1684.8552 | 8.755 | 0 | 0 | 0 | 0
3046 | 3425.656 | 2678 | 112 | 4 | 22 | 2380.9524 | 0 | 119.0476 | 857.1429 | 68.5131 | 3425.656 | 3399.1002 | 26.5558 | 1732 | 1684.8552 | 8.755 | 0 | 0 | 0 | 0
3047 | 3425.656 | 2679 | 112 | 4 | 22 | 2380.9524 | 0 | 119.0476 | 857.1429 | 68.5131 | 3425.656 | 3399.1002 | 26.5558 | 1732 | 1684.8552 | 8.755 | 0 | 0 | 0 | 0
3048 | 3425.656 | 2680 | 112 | 4 | 22 | 2380.9524 | 0 | 119.0476 | 857.1429 | 68.5131 | 3425.656 | 3399.1002 | 26.5558 | 1732 | 1684.8552 | 8.755 | 0 | 0 | 0 | 0
3049 | 3425.656 | 2698 | 113 | 4 | 23 | 2380.9524 | 0 | 119.0476 | 857.1429 | 68.5131 | 3425.656 | 3399.1002 | 26.5558 | 1732 | 1684.8552 | 8.755 | 238.0952 | 0 | 39.4226 | 1971.128
3050 | 3425.656 | 2699 | 113 | 4 | 23 | 2380.9524 | 0 | 119.0476 | 857.1429 | 68.5131 | 3425.656 | 3399.1002 | 26.5558 | 1732 | 1684.8552 | 8.755 | 0 | 0 | 0 | 0
3051 | 3425.656 | 2700 | 113 | 4 | 23 | 2380.9524 | 0 | 119.0476 | 857.1429 | 68.5131 | 3425.656 | 3399.1002 | 26.5558 | 1732 | 1684.8552 | 8.755 | 0 | 0 | 0 | 0
3052 | 3425.656 | 2701 | 113 | 4 | 23 | 2380.9524 | 0 | 119.0476 | 857.1429 | 68.5131 | 3425.656 | 3399.1002 | 26.5558 | 1732 | 1684.8552 | 8.755 | 0 | 0 | 0 | 0
3053 | 3425.656 | 2702 | 113 | 4 | 23 | 2380.9524 | 0 | 119.0476 | 857.1429 | 68.5131 | 3425.656 | 3399.1002 | 26.5558 | 1732 | 1684.8552 | 8.755 | 0 | 0 | 0 | 0
3054 | 3425.656 | 2703 | 113 | 4 | 23 | 2380.9524 | 0 | 119.0476 | 857.1429 | 68.5131 | 3425.656 | 3399.1002 | 26.5558 | 1732 | 1684.8552 | 8.755 | 0 | 0 | 0 | 0
3055 | 3425.656 | 2704 | 113 | 4 | 23 | 2380.9524 | 0 | 119.0476 | 857.1429 | 68.5131 | 3425.656 | 3399.1002 | 26.5558 | 1732 | 1684.8552 | 8.755 | 0 | 0 | 0 | 0
3056 | 3425.656 | 2722 | 114 | 4 | 24 | 2380.9524 | 0 | 119.0476 | 857.1429 | 68.5131 | 3425.656 | 3399.1002 | 26.5558 | 1732 | 1684.8552 | 8.755 | 238.0952 | 0 | 39.4226 | 1971.128
3057 | 3425.656 | 2723 | 114 | 4 | 24 | 2380.9524 | 0 | 119.0476 | 857.1429 | 68.5131 | 3425.656 | 3399.1002 | 26.5558 | 1732 | 1684.8552 | 8.755 | 0 | 0 | 0 | 0
3058 | 3425.656 | 2724 | 114 | 4 | 24 | 2380.9524 | 0 | 119.0476 | 857.1429 | 68.5131 | 3425.656 | 3399.1002 | 26.5558 | 1732 | 1684.8552 | 8.755 | 0 | 0 | 0 | 0
3059 | 3425.656 | 2725 | 114 | 4 | 24 | 2380.9524 | 0 | 119.0476 | 857.1429 | 68.5131 | 3425.656 | 3399.1002 | 26.5558 | 1732 | 1684.8552 | 8.755 | 0 | 0 | 0 | 0
3060 | 3425.656 | 2726 | 114 | 4 | 24 | 2380.9524 | 0 | 119.0476 | 857.1429 | 68.5131 | 3425.656 | 3399.1002 | 26.5558 | 1732 | 1684.8552 | 8.755 | 0 | 0 | 0 | 0
3061 | 3425.656 | 2727 | 114 | 4 | 24 | 2380.9524 | 0 | 119.0476 | 857.1429 | 68.5131 | 3425.656 | 3399.1002 | 26.5558 | 1732 | 1684.8552 | 8.755 | 0 | 0 | 0 | 0
3062 | 3425.656 | 2728 | 114 | 4 | 24 | 2380.9524 | 0 | 119.0476 | 857.1429 | 68.5131 | 3425.656 | 3399.1002 | 26.5558 | 1732 | 1684.8552 | 8.755 | 0 | 0 | 0 | 0
3063 | 3425.656 | 2746 | 115 | 4 | 25 | 2380.9524 | 0 | 119.0476 | 857.1429 | 68.5131 | 3425.656 | 3399.1002 | 26.5558 | 1732 | 1684.8552 | 8.755 | 238.0952 | 0 | 39.4226 | 1971.128
3064 | 3425.656 | 2747 | 115 | 4 | 25 | 2380.9524 | 0 | 119.0476 | 857.1429 | 68.5131 | 3425.656 | 3399.1002 | 26.5558 | 1732 | 1684.8552 | 8.755 | 0 | 0 | 0 | 0
3065 | 3425.656 | 2748 | 115 | 4 | 25 | 2380.9524 | 0 | 119.0476 | 857.1429 | 68.5131 | 3425.656 | 3399.1002 | 26.5558 | 1732 | 1684.8552 | 8.755 | 0 | 0 | 0 | 0
3066 | 3425.656 | 2749 | 115 | 4 | 25 | 2380.9524 | 0 | 119.0476 | 857.1429 | 68.5131 | 3425.656 | 3399.1002 | 26.5558 | 1732 | 1684.8552 | 8.755 | 0 | 0 | 0 | 0
3067 | 3425.656 | 2750 | 115 | 4 | 25 | 2380.9524 | 0 | 119.0476 | 857.1429 | 68.5131 | 3425.656 | 3399.1002 | 26.5558 | 1732 | 1684.8552 | 8.755 | 0 | 0 | 0 | 0
3068 | 3425.656 | 2751 | 115 | 4 | 25 | 2380.9524 | 0 | 119.0476 | 857.1429 | 68.5131 | 3425.656 | 3399.1002 | 26.5558 | 1732 | 1684.8552 | 8.755 | 0 | 0 | 0 | 0
3069 | 3425.656 | 2752 | 115 | 4 | 25 | 2380.9524 | 0 | 119.0476 | 857.1429 | 68.5131 | 3425.656 | 3399.1002 | 26.5558 | 1732 | 1684.8552 | 8.755 | 0 | 0 | 0 | 0
3070 | 3425.656 | 2770 | 116 | 4 | 26 | 2380.9524 | 0 | 119.0476 | 857.1429 | 68.5131 | 3425.656 | 3399.1002 | 26.5558 | 1732 | 1684.8552 | 8.755 | 238.0952 | 0 | 39.4226 | 1971.128
3071 | 3425.656 | 2771 | 116 | 4 | 26 | 2380.9524 | 0 | 119.0476 | 857.1429 | 68.5131 | 3425.656 | 3399.1002 | 26.5558 | 1732 | 1684.8552 | 8.755 | 0 | 0 | 0 | 0
3072 | 3425.656 | 2772 | 116 | 4 | 26 | 2380.9524 | 0 | 119.0476 | 857.1429 | 68.5131 | 3425.656 | 3399.1002 | 26.5558 | 1732 | 1684.8552 | 8.755 | 0 | 0 | 0 | 0
3073 | 3425.656 | 2773 | 116 | 4 | 26 | 2380.9524 | 0 | 119.0476 | 857.1429 | 68.5131 | 3425.656 | 3399.1002 | 26.5558 | 1732 | 1684.8552 | 8.755 | 0 | 0 | 0 | 0
3074 | 3425.656 | 2774 | 116 | 4 | 26 | 2380.9524 | 0 | 119.0476 | 857.1429 | 68.5131 | 3425.656 | 3399.1002 | 26.5558 | 1732 | 1684.8552 | 8.755 | 0 | 0 | 0 | 0
3075 | 3425.656 | 2775 | 116 | 4 | 26 | 2380.9524 | 0 | 119.0476 | 857.1429 | 68.5131 | 3425.656 | 3399.1002 | 26.5558 | 1732 | 1684.8552 | 8.755 | 0 | 0 | 0 | 0
3076 | 3425.656 | 2776 | 116 | 4 | 26 | 2380.9524 | 0 | 119.0476 | 857.1429 | 68.5131 | 3425.656 | 3399.1002 | 26.5558 | 1732 | 1684.8552 | 8.755 | 0 | 0 | 0 | 0
3077 | 3425.656 | 2794 | 117 | 4 | 27 | 2380.9524 | 0 | 119.0476 | 857.1429 | 68.5131 | 3425.656 | 3399.1002 | 26.5558 | 1732 | 1684.8552 | 8.755 | 238.0952 | 0 | 39.4226 | 1971.128
3078 | 3425.656 | 2795 | 117 | 4 | 27 | 2380.9524 | 0 | 119.0476 | 857.1429 | 68.5131 | 3425.656 | 3399.1002 | 26.5558 | 1732 | 1684.8552 | 8.755 | 0 | 0 | 0 | 0
3079 | 3425.656 | 2796 | 117 | 4 | 27 | 2380.9524 | 0 | 119.0476 | 857.1429 | 68.5131 | 3425.656 | 3399.1002 | 26.5558 | 1732 | 1684.8552 | 8.755 | 0 | 0 | 0 | 0
3080 | 3425.656 | 2797 | 117 | 4 | 27 | 2380.9524 | 0 | 119.0476 | 857.1429 | 68.5131 | 3425.656 | 3399.1002 | 26.5558 | 1732 | 1684.8552 | 8.755 | 0 | 0 | 0 | 0
3081 | 3425.656 | 2798 | 117 | 4 | 27 | 2380.9524 | 0 | 119.0476 | 857.1429 | 68.5131 | 3425.656 | 3399.1002 | 26.5558 | 1732 | 1684.8552 | 8.755 | 0 | 0 | 0 | 0
3082 | 3425.656 | 2799 | 117 | 4 | 27 | 2380.9524 | 0 | 119.0476 | 857.1429 | 68.5131 | 3425.656 | 3399.1002 | 26.5558 | 1732 | 1684.8552 | 8.755 | 0 | 0 | 0 | 0
3083 | 3425.656 | 2800 | 117 | 4 | 27 | 2380.9524 | 0 | 119.0476 | 857.1429 | 68.5131 | 3425.656 | 3399.1002 | 26.5558 | 1732 | 1684.8552 | 8.755 | 0 | 0 | 0 | 0
3084 | 3425.656 | 2818 | 118 | 4 | 28 | 2380.9524 | 0 | 119.0476 | 857.1429 | 68.5131 | 3425.656 | 3399.1002 | 26.5558 | 1732 | 1684.8552 | 8.755 | 238.0952 | 0 | 39.4226 | 1971.128
3085 | 3425.656 | 2819 | 118 | 4 | 28 | 2380.9524 | 0 | 119.0476 | 857.1429 | 68.5131 | 3425.656 | 3399.1002 | 26.5558 | 1732 | 1684.8552 | 8.755 | 0 | 0 | 0 | 0
3086 | 3425.656 | 2820 | 118 | 4 | 28 | 2380.9524 | 0 | 119.0476 | 857.1429 | 68.5131 | 3425.656 | 3399.1002 | 26.5558 | 1732 | 1684.8552 | 8.755 | 0 | 0 | 0 | 0
3087 | 3425.656 | 2821 | 118 | 4 | 28 | 2380.9524 | 0 | 119.0476 | 857.1429 | 68.5131 | 3425.656 | 3399.1002 | 26.5558 | 1732 | 1684.8552 | 8.755 | 0 | 0 | 0 | 0
3088 | 3425.656 | 2822 | 118 | 4 | 28 | 2380.9524 | 0 | 119.0476 | 857.1429 | 68.5131 | 3425.656 | 3399.1002 | 26.5558 | 1732 | 1684.8552 | 8.755 | 0 | 0 | 0 | 0
3089 | 3425.656 | 2823 | 118 | 4 | 28 | 2380.9524 | 0 | 119.0476 | 857.1429 | 68.5131 | 3425.656 | 3399.1002 | 26.5558 | 1732 | 1684.8552 | 8.755 | 0 | 0 | 0 | 0
3090 | 3425.656 | 2824 | 118 | 4 | 28 | 2380.9524 | 0 | 119.0476 | 857.1429 | 68.5131 | 3425.656 | 3399.1002 | 26.5558 | 1732 | 1684.8552 | 8.755 | 0 | 0 | 0 | 0
3091 | 3425.656 | 2842 | 119 | 4 | 29 | 2380.9524 | 0 | 119.0476 | 857.1429 | 68.5131 | 3425.656 | 3399.1002 | 26.5558 | 1732 | 1684.8552 | 8.755 | 238.0952 | 0 | 39.4226 | 1971.128
3092 | 3425.656 | 2843 | 119 | 4 | 29 | 2380.9524 | 0 | 119.0476 | 857.1429 | 68.5131 | 3425.656 | 3399.1002 | 26.5558 | 1732 | 1684.8552 | 8.755 | 0 | 0 | 0 | 0
3093 | 3425.656 | 2844 | 119 | 4 | 29 | 2380.9524 | 0 | 119.0476 | 857.1429 | 68.5131 | 3425.656 | 3399.1002 | 26.5558 | 1732 | 1684.8552 | 8.755 | 0 | 0 | 0 | 0
3094 | 3425.656 | 2845 | 119 | 4 | 29 | 2380.9524 | 0 | 119.0476 | 857.1429 | 68.5131 | 3425.656 | 3399.1002 | 26.5558 | 1732 | 1684.8552 | 8.755 | 0 | 0 | 0 | 0
3095 | 3425.656 | 2846 | 119 | 4 | 29 | 2380.9524 | 0 | 119.0476 | 857.1429 | 68.5131 | 3425.656 | 3399.1002 | 26.5558 | 1732 | 1684.8552 | 8.755 | 0 | 0 | 0 | 0
3096 | 3425.656 | 2847 | 119 | 4 | 29 | 2380.9524 | 0 | 119.0476 | 857.1429 | 68.5131 | 3425.656 | 3399.1002 | 26.5558 | 1732 | 1684.8552 | 8.755 | 0 | 0 | 0 | 0
3097 | 3425.656 | 2848 | 119 | 4 | 29 | 2380.9524 | 0 | 119.0476 | 857.1429 | 68.5131 | 3425.656 | 3399.1002 | 26.5558 | 1732 | 1684.8552 | 8.755 | 0 | 0 | 0 | 0
3098 | 3425.656 | 2866 | 120 | 4 | 30 | 2380.9524 | 0 | 119.0476 | 857.1429 | 68.5131 | 3425.656 | 3399.1002 | 26.5558 | 1732 | 1684.8552 | 8.755 | 238.0952 | 0 | 39.4226 | 1971.128
3099 | 3425.656 | 2867 | 120 | 4 | 30 | 2380.9524 | 0 | 119.0476 | 857.1429 | 68.5131 | 3425.656 | 3399.1002 | 26.5558 | 1732 | 1684.8552 | 8.755 | 0 | 0 | 0 | 0
3100 | 3425.656 | 2868 | 120 | 4 | 30 | 2380.9524 | 0 | 119.0476 | 857.1429 | 68.5131 | 3425.656 | 3399.1002 | 26.5558 | 1732 | 1684.8552 | 8.755 | 0 | 0 | 0 | 0
3101 | 3425.656 | 2869 | 120 | 4 | 30 | 2380.9524 | 0 | 119.0476 | 857.1429 | 68.5131 | 3425.656 | 3399.1002 | 26.5558 | 1732 | 1684.8552 | 8.755 | 0 | 0 | 0 | 0
3102 | 3425.656 | 2870 | 120 | 4 | 30 | 2380.9524 | 0 | 119.0476 | 857.1429 | 68.5131 | 3425.656 | 3399.1002 | 26.5558 | 1732 | 1684.8552 | 8.755 | 0 | 0 | 0 | 0
3103 | 3425.656 | 2871 | 120 | 4 | 30 | 2380.9524 | 0 | 119.0476 | 857.1429 | 68.5131 | 3425.656 | 3399.1002 | 26.5558 | 1732 | 1684.8552 | 8.755 | 0 | 0 | 0 | 0
3104 | 3425.656 | 2872 | 120 | 4 | 30 | 2380.9524 | 0 | 119.0476 | 857.1429 | 68.5131 | 3425.656 | 3399.1002 | 26.5558 | 1732 | 1684.8552 | 8.755 | 0 | 0 | 0 | 0
3105 | 3061.2245 | 8016 | 335 | 12 | 1 | 2857.1429 | 0 | 142.8571 | 0 | 61.2245 | 3061.2245 | 3038.4463 | 22.7782 | 1732 | 1322.3174 | 6.8712 | 0 | 0 | 0 | 0
3106 | 3061.2245 | 8017 | 335 | 12 | 1 | 2857.1429 | 0 | 142.8571 | 0 | 61.2245 | 3061.2245 | 3038.4463 | 22.7782 | 1732 | 1322.3174 | 6.8712 | 0 | 0 | 0 | 0
3107 | 3061.2245 | 8018 | 335 | 12 | 1 | 2857.1429 | 0 | 142.8571 | 0 | 61.2245 | 3061.2245 | 3038.4463 | 22.7782 | 1732 | 1322.3174 | 6.8712 | 0 | 0 | 0 | 0
3108 | 3061.2245 | 8019 | 335 | 12 | 1 | 2857.1429 | 0 | 142.8571 | 0 | 61.2245 | 3061.2245 | 3038.4463 | 22.7782 | 1732 | 1322.3174 | 6.8712 | 0 | 0 | 0 | 0
3109 | 3061.2245 | 8020 | 335 | 12 | 1 | 2857.1429 | 0 | 142.8571 | 0 | 61.2245 | 3061.2245 | 3038.4463 | 22.7782 | 1732 | 1322.3174 | 6.8712 | 0 | 0 | 0 | 0
3110 | 3061.2245 | 8033 | 335 | 12 | 1 | 2857.1429 | 0 | 142.8571 | 0 | 61.2245 | 3061.2245 | 3038.4463 | 22.7782 | 1732 | 1322.3174 | 6.8712 | 0 | 0 | 0 | 0
3111 | 3061.2245 | 8039 | 335 | 12 | 2 | 2857.1429 | 0 | 142.8571 | 0 | 61.2245 | 3061.2245 | 3038.4463 | 22.7782 | 1732 | 1322.3174 | 6.8712 | 0 | 0 | 0 | 0
3112 | 3061.2245 | 8040 | 336 | 12 | 2 | 2857.1429 | 0 | 142.8571 | 0 | 61.2245 | 3061.2245 | 3038.4463 | 22.7782 | 1732 | 1322.3174 | 6.8712 | 0 | 0 | 0 | 0
3113 | 3061.2245 | 8041 | 336 | 12 | 2 | 2857.1429 | 0 | 142.8571 | 0 | 61.2245 | 3061.2245 | 3038.4463 | 22.7782 | 1732 | 1322.3174 | 6.8712 | 0 | 0 | 0 | 0
3114 | 3061.2245 | 8042 | 336 | 12 | 2 | 2857.1429 | 0 | 142.8571 | 0 | 61.2245 | 3061.2245 | 3038.4463 | 22.7782 | 1732 | 1322.3174 | 6.8712 | 0 | 0 | 0 | 0
3115 | 3061.2245 | 8043 | 336 | 12 | 2 | 2857.1429 | 0 | 142.8571 | 0 | 61.2245 | 3061.2245 | 3038.4463 | 22.7782 | 1732 | 1322.3174 | 6.8712 | 0 | 0 | 0 | 0
3116 | 3061.2245 | 8044 | 336 | 12 | 2 | 2857.1429 | 0 | 142.8571 | 0 | 61.2245 | 3061.2245 | 3038.4463 | 22.7782 | 1732 | 1322.3174 | 6.8712 | 0 | 0 | 0 | 0
3117 | 3061.2245 | 8057 | 336 | 12 | 2 | 2857.1429 | 0 | 142.8571 | 0 | 61.2245 | 3061.2245 | 3038.4463 | 22.7782 | 1732 | 1322.3174 | 6.8712 | 0 | 0 | 0 | 0
3118 | 3061.2245 | 8063 | 336 | 12 | 3 | 2857.1429 | 0 | 142.8571 | 0 | 61.2245 | 3061.2245 | 3038.4463 | 22.7782 | 1732 | 1322.3174 | 6.8712 | 0 | 0 | 0 | 0
3119 | 3061.2245 | 8064 | 337 | 12 | 3 | 2857.1429 | 0 | 142.8571 | 0 | 61.2245 | 3061.2245 | 3038.4463 | 22.7782 | 1732 | 1322.3174 | 6.8712 | 0 | 0 | 0 | 0
3120 | 3061.2245 | 8065 | 337 | 12 | 3 | 2857.1429 | 0 | 142.8571 | 0 | 61.2245 | 3061.2245 | 3038.4463 | 22.7782 | 1732 | 1322.3174 | 6.8712 | 0 | 0 | 0 | 0
3121 | 3061.2245 | 8066 | 337 | 12 | 3 | 2857.1429 | 0 | 142.8571 | 0 | 61.2245 | 3061.2245 | 3038.4463 | 22.7782 | 1732 | 1322.3174 | 6.8712 | 0 | 0 | 0 | 0
3122 | 3061.2245 | 8067 | 337 | 12 | 3 | 2857.1429 | 0 | 142.8571 | 0 | 61.2245 | 3061.2245 | 3038.4463 | 22.7782 | 1732 | 1322.3174 | 6.8712 | 0 | 0 | 0 | 0
3123 | 3061.2245 | 8068 | 337 | 12 | 3 | 2857.1429 | 0 | 142.8571 | 0 | 61.2245 | 3061.2245 | 3038.4463 | 22.7782 | 1732 | 1322.3174 | 6.8712 | 0 | 0 | 0 | 0
3124 | 3061.2245 | 8081 | 337 | 12 | 3 | 2857.1429 | 0 | 142.8571 | 0 | 61.2245 | 3061.2245 | 3038.4463 | 22.7782 | 1732 | 1322.3174 | 6.8712 | 0 | 0 | 0 | 0
3125 | 3061.2245 | 8087 | 337 | 12 | 4 | 2857.1429 | 0 | 142.8571 | 0 | 61.2245 | 3061.2245 | 3038.4463 | 22.7782 | 1732 | 1322.3174 | 6.8712 | 0 | 0 | 0 | 0
3126 | 3061.2245 | 8088 | 338 | 12 | 4 | 2857.1429 | 0 | 142.8571 | 0 | 61.2245 | 3061.2245 | 3038.4463 | 22.7782 | 1732 | 1322.3174 | 6.8712 | 0 | 0 | 0 | 0
3127 | 3061.2245 | 8089 | 338 | 12 | 4 | 2857.1429 | 0 | 142.8571 | 0 | 61.2245 | 3061.2245 | 3038.4463 | 22.7782 | 1732 | 1322.3174 | 6.8712 | 0 | 0 | 0 | 0
3128 | 3061.2245 | 8090 | 338 | 12 | 4 | 2857.1429 | 0 | 142.8571 | 0 | 61.2245 | 3061.2245 | 3038.4463 | 22.7782 | 1732 | 1322.3174 | 6.8712 | 0 | 0 | 0 | 0
3129 | 3061.2245 | 8091 | 338 | 12 | 4 | 2857.1429 | 0 | 142.8571 | 0 | 61.2245 | 3061.2245 | 3038.4463 | 22.7782 | 1732 | 1322.3174 | 6.8712 | 0 | 0 | 0 | 0
3130 | 3061.2245 | 8092 | 338 | 12 | 4 | 2857.1429 | 0 | 142.8571 | 0 | 61.2245 | 3061.2245 | 3038.4463 | 22.7782 | 1732 | 1322.3174 | 6.8712 | 0 | 0 | 0 | 0
3131 | 3061.2245 | 8105 | 338 | 12 | 4 | 2857.1429 | 0 | 142.8571 | 0 | 61.2245 | 3061.2245 | 3038.4463 | 22.7782 | 1732 | 1322.3174 | 6.8712 | 0 | 0 | 0 | 0
3132 | 3061.2245 | 8111 | 338 | 12 | 5 | 2857.1429 | 0 | 142.8571 | 0 | 61.2245 | 3061.2245 | 3038.4463 | 22.7782 | 1732 | 1322.3174 | 6.8712 | 0 | 0 | 0 | 0
3133 | 3061.2245 | 8112 | 339 | 12 | 5 | 2857.1429 | 0 | 142.8571 | 0 | 61.2245 | 3061.2245 | 3038.4463 | 22.7782 | 1732 | 1322.3174 | 6.8712 | 0 | 0 | 0 | 0
3134 | 3061.2245 | 8113 | 339 | 12 | 5 | 2857.1429 | 0 | 142.8571 | 0 | 61.2245 | 3061.2245 | 3038.4463 | 22.7782 | 1732 | 1322.3174 | 6.8712 | 0 | 0 | 0 | 0
3135 | 3061.2245 | 8114 | 339 | 12 | 5 | 2857.1429 | 0 | 142.8571 | 0 | 61.2245 | 3061.2245 | 3038.4463 | 22.7782 | 1732 | 1322.3174 | 6.8712 | 0 | 0 | 0 | 0
3136 | 3061.2245 | 8115 | 339 | 12 | 5 | 2857.1429 | 0 | 142.8571 | 0 | 61.2245 | 3061.2245 | 3038.4463 | 22.7782 | 1732 | 1322.3174 | 6.8712 | 0 | 0 | 0 | 0
3137 | 3061.2245 | 8116 | 339 | 12 | 5 | 2857.1429 | 0 | 142.8571 | 0 | 61.2245 | 3061.2245 | 3038.4463 | 22.7782 | 1732 | 1322.3174 | 6.8712 | 0 | 0 | 0 | 0
3138 | 3061.2245 | 8129 | 339 | 12 | 5 | 2857.1429 | 0 | 142.8571 | 0 | 61.2245 | 3061.2245 | 3038.4463 | 22.7782 | 1732 | 1322.3174 | 6.8712 | 0 | 0 | 0 | 0
3139 | 3061.2245 | 8135 | 339 | 12 | 6 | 2857.1429 | 0 | 142.8571 | 0 | 61.2245 | 3061.2245 | 3038.4463 | 22.7782 | 1732 | 1322.3174 | 6.8712 | 0 | 0 | 0 | 0
3140 | 3061.2245 | 8136 | 340 | 12 | 6 | 2857.1429 | 0 | 142.8571 | 0 | 61.2245 | 3061.2245 | 3038.4463 | 22.7782 | 1732 | 1322.3174 | 6.8712 | 0 | 0 | 0 | 0
3141 | 3061.2245 | 8137 | 340 | 12 | 6 | 2857.1429 | 0 | 142.8571 | 0 | 61.2245 | 3061.2245 | 3038.4463 | 22.7782 | 1732 | 1322.3174 | 6.8712 | 0 | 0 | 0 | 0
3142 | 3061.2245 | 8138 | 340 | 12 | 6 | 2857.1429 | 0 | 142.8571 | 0 | 61.2245 | 3061.2245 | 3038.4463 | 22.7782 | 1732 | 1322.3174 | 6.8712 | 0 | 0 | 0 | 0
3143 | 3061.2245 | 8139 | 340 | 12 | 6 | 2857.1429 | 0 | 142.8571 | 0 | 61.2245 | 3061.2245 | 3038.4463 | 22.7782 | 1732 | 1322.3174 | 6.8712 | 0 | 0 | 0 | 0
3144 | 3061.2245 | 8140 | 340 | 12 | 6 | 2857.1429 | 0 | 142.8571 | 0 | 61.2245 | 3061.2245 | 3038.4463 | 22.7782 | 1732 | 1322.3174 | 6.8712 | 0 | 0 | 0 | 0
3145 | 3061.2245 | 8153 | 340 | 12 | 6 | 2857.1429 | 0 | 142.8571 | 0 | 61.2245 | 3061.2245 | 3038.4463 | 22.7782 | 1732 | 1322.3174 | 6.8712 | 0 | 0 | 0 | 0
3146 | 3061.2245 | 8159 | 340 | 12 | 7 | 2857.1429 | 0 | 142.8571 | 0 | 61.2245 | 3061.2245 | 3038.4463 | 22.7782 | 1732 | 1322.3174 | 6.8712 | 0 | 0 | 0 | 0
3147 | 3061.2245 | 8160 | 341 | 12 | 7 | 2857.1429 | 0 | 142.8571 | 0 | 61.2245 | 3061.2245 | 3038.4463 | 22.7782 | 1732 | 1322.3174 | 6.8712 | 0 | 0 | 0 | 0
3148 | 3061.2245 | 8161 | 341 | 12 | 7 | 2857.1429 | 0 | 142.8571 | 0 | 61.2245 | 3061.2245 | 3038.4463 | 22.7782 | 1732 | 1322.3174 | 6.8712 | 0 | 0 | 0 | 0
3149 | 3061.2245 | 8162 | 341 | 12 | 7 | 2857.1429 | 0 | 142.8571 | 0 | 61.2245 | 3061.2245 | 3038.4463 | 22.7782 | 1732 | 1322.3174 | 6.8712 | 0 | 0 | 0 | 0
3150 | 3061.2245 | 8163 | 341 | 12 | 7 | 2857.1429 | 0 | 142.8571 | 0 | 61.2245 | 3061.2245 | 3038.4463 | 22.7782 | 1732 | 1322.3174 | 6.8712 | 0 | 0 | 0 | 0
3151 | 3061.2245 | 8164 | 341 | 12 | 7 | 2857.1429 | 0 | 142.8571 | 0 | 61.2245 | 3061.2245 | 3038.4463 | 22.7782 | 1732 | 1322.3174 | 6.8712 | 0 | 0 | 0 | 0
3152 | 3061.2245 | 8177 | 341 | 12 | 7 | 2857.1429 | 0 | 142.8571 | 0 | 61.2245 | 3061.2245 | 3038.4463 | 22.7782 | 1732 | 1322.3174 | 6.8712 | 0 | 0 | 0 | 0
3153 | 3061.2245 | 8183 | 341 | 12 | 8 | 2857.1429 | 0 | 142.8571 | 0 | 61.2245 | 3061.2245 | 3038.4463 | 22.7782 | 1732 | 1322.3174 | 6.8712 | 0 | 0 | 0 | 0
3154 | 3061.2245 | 8184 | 342 | 12 | 8 | 2857.1429 | 0 | 142.8571 | 0 | 61.2245 | 3061.2245 | 3038.4463 | 22.7782 | 1732 | 1322.3174 | 6.8712 | 0 | 0 | 0 | 0
3155 | 3061.2245 | 8185 | 342 | 12 | 8 | 2857.1429 | 0 | 142.8571 | 0 | 61.2245 | 3061.2245 | 3038.4463 | 22.7782 | 1732 | 1322.3174 | 6.8712 | 0 | 0 | 0 | 0
3156 | 3061.2245 | 8186 | 342 | 12 | 8 | 2857.1429 | 0 | 142.8571 | 0 | 61.2245 | 3061.2245 | 3038.4463 | 22.7782 | 1732 | 1322.3174 | 6.8712 | 0 | 0 | 0 | 0
3157 | 3061.2245 | 8187 | 342 | 12 | 8 | 2857.1429 | 0 | 142.8571 | 0 | 61.2245 | 3061.2245 | 3038.4463 | 22.7782 | 1732 | 1322.3174 | 6.8712 | 0 | 0 | 0 | 0
3158 | 3061.2245 | 8188 | 342 | 12 | 8 | 2857.1429 | 0 | 142.8571 | 0 | 61.2245 | 3061.2245 | 3038.4463 | 22.7782 | 1732 | 1322.3174 | 6.8712 | 0 | 0 | 0 | 0
3159 | 3061.2245 | 8201 | 342 | 12 | 8 | 2857.1429 | 0 | 142.8571 | 0 | 61.2245 | 3061.2245 | 3038.4463 | 22.7782 | 1732 | 1322.3174 | 6.8712 | 0 | 0 | 0 | 0
3160 | 3061.2245 | 8207 | 342 | 12 | 9 | 2857.1429 | 0 | 142.8571 | 0 | 61.2245 | 3061.2245 | 3038.4463 | 22.7782 | 1732 | 1322.3174 | 6.8712 | 0 | 0 | 0 | 0
3161 | 3061.2245 | 8208 | 343 | 12 | 9 | 2857.1429 | 0 | 142.8571 | 0 | 61.2245 | 3061.2245 | 3038.4463 | 22.7782 | 1732 | 1322.3174 | 6.8712 | 0 | 0 | 0 | 0
3162 | 3061.2245 | 8209 | 343 | 12 | 9 | 2857.1429 | 0 | 142.8571 | 0 | 61.2245 | 3061.2245 | 3038.4463 | 22.7782 | 1732 | 1322.3174 | 6.8712 | 0 | 0 | 0 | 0
3163 | 3061.2245 | 8210 | 343 | 12 | 9 | 2857.1429 | 0 | 142.8571 | 0 | 61.2245 | 3061.2245 | 3038.4463 | 22.7782 | 1732 | 1322.3174 | 6.8712 | 0 | 0 | 0 | 0
3164 | 3061.2245 | 8211 | 343 | 12 | 9 | 2857.1429 | 0 | 142.8571 | 0 | 61.2245 | 3061.2245 | 3038.4463 | 22.7782 | 1732 | 1322.3174 | 6.8712 | 0 | 0 | 0 | 0
3165 | 3061.2245 | 8212 | 343 | 12 | 9 | 2857.1429 | 0 | 142.8571 | 0 | 61.2245 | 3061.2245 | 3038.4463 | 22.7782 | 1732 | 1322.3174 | 6.8712 | 0 | 0 | 0 | 0
3166 | 3061.2245 | 8225 | 343 | 12 | 9 | 2857.1429 | 0 | 142.8571 | 0 | 61.2245 | 3061.2245 | 3038.4463 | 22.7782 | 1732 | 1322.3174 | 6.8712 | 0 | 0 | 0 | 0
3167 | 3061.2245 | 8231 | 343 | 12 | 10 | 2857.1429 | 0 | 142.8571 | 0 | 61.2245 | 3061.2245 | 3038.4463 | 22.7782 | 1732 | 1322.3174 | 6.8712 | 0 | 0 | 0 | 0
3168 | 3061.2245 | 8232 | 344 | 12 | 10 | 2857.1429 | 0 | 142.8571 | 0 | 61.2245 | 3061.2245 | 3038.4463 | 22.7782 | 1732 | 1322.3174 | 6.8712 | 0 | 0 | 0 | 0
3169 | 3061.2245 | 8233 | 344 | 12 | 10 | 2857.1429 | 0 | 142.8571 | 0 | 61.2245 | 3061.2245 | 3038.4463 | 22.7782 | 1732 | 1322.3174 | 6.8712 | 0 | 0 | 0 | 0
3170 | 3061.2245 | 8234 | 344 | 12 | 10 | 2857.1429 | 0 | 142.8571 | 0 | 61.2245 | 3061.2245 | 3038.4463 | 22.7782 | 1732 | 1322.3174 | 6.8712 | 0 | 0 | 0 | 0
3171 | 3061.2245 | 8235 | 344 | 12 | 10 | 2857.1429 | 0 | 142.8571 | 0 | 61.2245 | 3061.2245 | 3038.4463 | 22.7782 | 1732 | 1322.3174 | 6.8712 | 0 | 0 | 0 | 0
3172 | 3061.2245 | 8236 | 344 | 12 | 10 | 2857.1429 | 0 | 142.8571 | 0 | 61.2245 | 3061.2245 | 3038.4463 | 22.7782 | 1732 | 1322.3174 | 6.8712 | 0 | 0 | 0 | 0
3173 | 3061.2245 | 8249 | 344 | 12 | 10 | 2857.1429 | 0 | 142.8571 | 0 | 61.2245 | 3061.2245 | 3038.4463 | 22.7782 | 1732 | 1322.3174 | 6.8712 | 0 | 0 | 0 | 0
3174 | 3061.2245 | 8255 | 344 | 12 | 11 | 2857.1429 | 0 | 142.8571 | 0 | 61.2245 | 3061.2245 | 3038.4463 | 22.7782 | 1732 | 1322.3174 | 6.8712 | 0 | 0 | 0 | 0
3175 | 3061.2245 | 8256 | 345 | 12 | 11 | 2857.1429 | 0 | 142.8571 | 0 | 61.2245 | 3061.2245 | 3038.4463 | 22.7782 | 1732 | 1322.3174 | 6.8712 | 0 | 0 | 0 | 0
3176 | 3061.2245 | 8257 | 345 | 12 | 11 | 2857.1429 | 0 | 142.8571 | 0 | 61.2245 | 3061.2245 | 3038.4463 | 22.7782 | 1732 | 1322.3174 | 6.8712 | 0 | 0 | 0 | 0
3177 | 3061.2245 | 8258 | 345 | 12 | 11 | 2857.1429 | 0 | 142.8571 | 0 | 61.2245 | 3061.2245 | 3038.4463 | 22.7782 | 1732 | 1322.3174 | 6.8712 | 0 | 0 | 0 | 0
3178 | 3061.2245 | 8259 | 345 | 12 | 11 | 2857.1429 | 0 | 142.8571 | 0 | 61.2245 | 3061.2245 | 3038.4463 | 22.7782 | 1732 | 1322.3174 | 6.8712 | 0 | 0 | 0 | 0
3179 | 3061.2245 | 8260 | 345 | 12 | 11 | 2857.1429 | 0 | 142.8571 | 0 | 61.2245 | 3061.2245 | 3038.4463 | 22.7782 | 1732 | 1322.3174 | 6.8712 | 0 | 0 | 0 | 0
3180 | 3061.2245 | 8273 | 345 | 12 | 11 | 2857.1429 | 0 | 142.8571 | 0 | 61.2245 | 3061.2245 | 3038.4463 | 22.7782 | 1732 | 1322.3174 | 6.8712 | 0 | 0 | 0 | 0
3181 | 3061.2245 | 8279 | 345 | 12 | 12 | 2857.1429 | 0 | 142.8571 | 0 | 61.2245 | 3061.2245 | 3038.4463 | 22.7782 | 1732 | 1322.3174 | 6.8712 | 0 | 0 | 0 | 0
3182 | 3061.2245 | 8280 | 346 | 12 | 12 | 2857.1429 | 0 | 142.8571 | 0 | 61.2245 | 3061.2245 | 3038.4463 | 22.7782 | 1732 | 1322.3174 | 6.8712 | 0 | 0 | 0 | 0
3183 | 3061.2245 | 8281 | 346 | 12 | 12 | 2857.1429 | 0 | 142.8571 | 0 | 61.2245 | 3061.2245 | 3038.4463 | 22.7782 | 1732 | 1322.3174 | 6.8712 | 0 | 0 | 0 | 0
3184 | 3061.2245 | 8282 | 346 | 12 | 12 | 2857.1429 | 0 | 142.8571 | 0 | 61.2245 | 3061.2245 | 3038.4463 | 22.7782 | 1732 | 1322.3174 | 6.8712 | 0 | 0 | 0 | 0
3185 | 3061.2245 | 8283 | 346 | 12 | 12 | 2857.1429 | 0 | 142.8571 | 0 | 61.2245 | 3061.2245 | 3038.4463 | 22.7782 | 1732 | 1322.3174 | 6.8712 | 0 | 0 | 0 | 0
3186 | 3061.2245 | 8284 | 346 | 12 | 12 | 2857.1429 | 0 | 142.8571 | 0 | 61.2245 | 3061.2245 | 3038.4463 | 22.7782 | 1732 | 1322.3174 | 6.8712 | 0 | 0 | 0 | 0
3187 | 3061.2245 | 8297 | 346 | 12 | 12 | 2857.1429 | 0 | 142.8571 | 0 | 61.2245 | 3061.2245 | 3038.4463 | 22.7782 | 1732 | 1322.3174 | 6.8712 | 0 | 0 | 0 | 0
3188 | 3061.2245 | 8303 | 346 | 12 | 13 | 2857.1429 | 0 | 142.8571 | 0 | 61.2245 | 3061.2245 | 3038.4463 | 22.7782 | 1732 | 1322.3174 | 6.8712 | 0 | 0 | 0 | 0
3189 | 3061.2245 | 8304 | 347 | 12 | 13 | 2857.1429 | 0 | 142.8571 | 0 | 61.2245 | 3061.2245 | 3038.4463 | 22.7782 | 1732 | 1322.3174 | 6.8712 | 0 | 0 | 0 | 0
3190 | 3061.2245 | 8305 | 347 | 12 | 13 | 2857.1429 | 0 | 142.8571 | 0 | 61.2245 | 3061.2245 | 3038.4463 | 22.7782 | 1732 | 1322.3174 | 6.8712 | 0 | 0 | 0 | 0
3191 | 3061.2245 | 8306 | 347 | 12 | 13 | 2857.1429 | 0 | 142.8571 | 0 | 61.2245 | 3061.2245 | 3038.4463 | 22.7782 | 1732 | 1322.3174 | 6.8712 | 0 | 0 | 0 | 0
3192 | 3061.2245 | 8307 | 347 | 12 | 13 | 2857.1429 | 0 | 142.8571 | 0 | 61.2245 | 3061.2245 | 3038.4463 | 22.7782 | 1732 | 1322.3174 | 6.8712 | 0 | 0 | 0 | 0
3193 | 3061.2245 | 8308 | 347 | 12 | 13 | 2857.1429 | 0 | 142.8571 | 0 | 61.2245 | 3061.2245 | 3038.4463 | 22.7782 | 1732 | 1322.3174 | 6.8712 | 0 | 0 | 0 | 0
3194 | 3061.2245 | 8321 | 347 | 12 | 13 | 2857.1429 | 0 | 142.8571 | 0 | 61.2245 | 3061.2245 | 3038.4463 | 22.7782 | 1732 | 1322.3174 | 6.8712 | 0 | 0 | 0 | 0
3195 | 3061.2245 | 8327 | 347 | 12 | 14 | 2857.1429 | 0 | 142.8571 | 0 | 61.2245 | 3061.2245 | 3038.4463 | 22.7782 | 1732 | 1322.3174 | 6.8712 | 0 | 0 | 0 | 0
3196 | 3061.2245 | 8328 | 348 | 12 | 14 | 2857.1429 | 0 | 142.8571 | 0 | 61.2245 | 3061.2245 | 3038.4463 | 22.7782 | 1732 | 1322.3174 | 6.8712 | 0 | 0 | 0 | 0
3197 | 3061.2245 | 8329 | 348 | 12 | 14 | 2857.1429 | 0 | 142.8571 | 0 | 61.2245 | 3061.2245 | 3038.4463 | 22.7782 | 1732 | 1322.3174 | 6.8712 | 0 | 0 | 0 | 0
3198 | 3061.2245 | 8330 | 348 | 12 | 14 | 2857.1429 | 0 | 142.8571 | 0 | 61.2245 | 3061.2245 | 3038.4463 | 22.7782 | 1732 | 1322.3174 | 6.8712 | 0 | 0 | 0 | 0
3199 | 3061.2245 | 8331 | 348 | 12 | 14 | 2857.1429 | 0 | 142.8571 | 0 | 61.2245 | 3061.2245 | 3038.4463 | 22.7782 | 1732 | 1322.3174 | 6.8712 | 0 | 0 | 0 | 0
3200 | 3061.2245 | 8332 | 348 | 12 | 14 | 2857.1429 | 0 | 142.8571 | 0 | 61.2245 | 3061.2245 | 3038.4463 | 22.7782 | 1732 | 1322.3174 | 6.8712 | 0 | 0 | 0 | 0
3201 | 3061.2245 | 8345 | 348 | 12 | 14 | 2857.1429 | 0 | 142.8571 | 0 | 61.2245 | 3061.2245 | 3038.4463 | 22.7782 | 1732 | 1322.3174 | 6.8712 | 0 | 0 | 0 | 0
3202 | 3061.2245 | 8351 | 348 | 12 | 15 | 2857.1429 | 0 | 142.8571 | 0 | 61.2245 | 3061.2245 | 3038.4463 | 22.7782 | 1732 | 1322.3174 | 6.8712 | 0 | 0 | 0 | 0
3203 | 3061.2245 | 8352 | 349 | 12 | 15 | 2857.1429 | 0 | 142.8571 | 0 | 61.2245 | 3061.2245 | 3038.4463 | 22.7782 | 1732 | 1322.3174 | 6.8712 | 0 | 0 | 0 | 0
3204 | 3061.2245 | 8353 | 349 | 12 | 15 | 2857.1429 | 0 | 142.8571 | 0 | 61.2245 | 3061.2245 | 3038.4463 | 22.7782 | 1732 | 1322.3174 | 6.8712 | 0 | 0 | 0 | 0
3205 | 3061.2245 | 8354 | 349 | 12 | 15 | 2857.1429 | 0 | 142.8571 | 0 | 61.2245 | 3061.2245 | 3038.4463 | 22.7782 | 1732 | 1322.3174 | 6.8712 | 0 | 0 | 0 | 0
3206 | 3061.2245 | 8355 | 349 | 12 | 15 | 2857.1429 | 0 | 142.8571 | 0 | 61.2245 | 3061.2245 | 3038.4463 | 22.7782 | 1732 | 1322.3174 | 6.8712 | 0 | 0 | 0 | 0
3207 | 3061.2245 | 8356 | 349 | 12 | 15 | 2857.1429 | 0 | 142.8571 | 0 | 61.2245 | 3061.2245 | 3038.4463 | 22.7782 | 1732 | 1322.3174 | 6.8712 | 0 | 0 | 0 | 0
3208 | 3061.2245 | 8369 | 349 | 12 | 15 | 2857.1429 | 0 | 142.8571 | 0 | 61.2245 | 3061.2245 | 3038.4463 | 22.7782 | 1732 | 1322.3174 | 6.8712 | 0 | 0 | 0 | 0
3209 | 3061.2245 | 8375 | 349 | 12 | 16 | 2857.1429 | 0 | 142.8571 | 0 | 61.2245 | 3061.2245 | 3038.4463 | 22.7782 | 1732 | 1322.3174 | 6.8712 | 0 | 0 | 0 | 0
3210 | 3061.2245 | 8376 | 350 | 12 | 16 | 2857.1429 | 0 | 142.8571 | 0 | 61.2245 | 3061.2245 | 3038.4463 | 22.7782 | 1732 | 1322.3174 | 6.8712 | 0 | 0 | 0 | 0
3211 | 3061.2245 | 8377 | 350 | 12 | 16 | 2857.1429 | 0 | 142.8571 | 0 | 61.2245 | 3061.2245 | 3038.4463 | 22.7782 | 1732 | 1322.3174 | 6.8712 | 0 | 0 | 0 | 0
3212 | 3061.2245 | 8378 | 350 | 12 | 16 | 2857.1429 | 0 | 142.8571 | 0 | 61.2245 | 3061.2245 | 3038.4463 | 22.7782 | 1732 | 1322.3174 | 6.8712 | 0 | 0 | 0 | 0
3213 | 3061.2245 | 8379 | 350 | 12 | 16 | 2857.1429 | 0 | 142.8571 | 0 | 61.2245 | 3061.2245 | 3038.4463 | 22.7782 | 1732 | 1322.3174 | 6.8712 | 0 | 0 | 0 | 0
3214 | 3061.2245 | 8380 | 350 | 12 | 16 | 2857.1429 | 0 | 142.8571 | 0 | 61.2245 | 3061.2245 | 3038.4463 | 22.7782 | 1732 | 1322.3174 | 6.8712 | 0 | 0 | 0 | 0
3215 | 3061.2245 | 8393 | 350 | 12 | 16 | 2857.1429 | 0 | 142.8571 | 0 | 61.2245 | 3061.2245 | 3038.4463 | 22.7782 | 1732 | 1322.3174 | 6.8712 | 0 | 0 | 0 | 0
3216 | 3061.2245 | 8399 | 350 | 12 | 17 | 2857.1429 | 0 | 142.8571 | 0 | 61.2245 | 3061.2245 | 3038.4463 | 22.7782 | 1732 | 1322.3174 | 6.8712 | 0 | 0 | 0 | 0
3217 | 3061.2245 | 8400 | 351 | 12 | 17 | 2857.1429 | 0 | 142.8571 | 0 | 61.2245 | 3061.2245 | 3038.4463 | 22.7782 | 1732 | 1322.3174 | 6.8712 | 0 | 0 | 0 | 0
3218 | 3061.2245 | 8401 | 351 | 12 | 17 | 2857.1429 | 0 | 142.8571 | 0 | 61.2245 | 3061.2245 | 3038.4463 | 22.7782 | 1732 | 1322.3174 | 6.8712 | 0 | 0 | 0 | 0
3219 | 3061.2245 | 8402 | 351 | 12 | 17 | 2857.1429 | 0 | 142.8571 | 0 | 61.2245 | 3061.2245 | 3038.4463 | 22.7782 | 1732 | 1322.3174 | 6.8712 | 0 | 0 | 0 | 0
3220 | 3061.2245 | 8403 | 351 | 12 | 17 | 2857.1429 | 0 | 142.8571 | 0 | 61.2245 | 3061.2245 | 3038.4463 | 22.7782 | 1732 | 1322.3174 | 6.8712 | 0 | 0 | 0 | 0
3221 | 3061.2245 | 8404 | 351 | 12 | 17 | 2857.1429 | 0 | 142.8571 | 0 | 61.2245 | 3061.2245 | 3038.4463 | 22.7782 | 1732 | 1322.3174 | 6.8712 | 0 | 0 | 0 | 0
3222 | 3061.2245 | 8417 | 351 | 12 | 17 | 2857.1429 | 0 | 142.8571 | 0 | 61.2245 | 3061.2245 | 3038.4463 | 22.7782 | 1732 | 1322.3174 | 6.8712 | 0 | 0 | 0 | 0
3223 | 3061.2245 | 8423 | 351 | 12 | 18 | 2857.1429 | 0 | 142.8571 | 0 | 61.2245 | 3061.2245 | 3038.4463 | 22.7782 | 1732 | 1322.3174 | 6.8712 | 0 | 0 | 0 | 0
3224 | 3061.2245 | 8424 | 352 | 12 | 18 | 2857.1429 | 0 | 142.8571 | 0 | 61.2245 | 3061.2245 | 3038.4463 | 22.7782 | 1732 | 1322.3174 | 6.8712 | 0 | 0 | 0 | 0
3225 | 3061.2245 | 8425 | 352 | 12 | 18 | 2857.1429 | 0 | 142.8571 | 0 | 61.2245 | 3061.2245 | 3038.4463 | 22.7782 | 1732 | 1322.3174 | 6.8712 | 0 | 0 | 0 | 0
3226 | 3061.2245 | 8426 | 352 | 12 | 18 | 2857.1429 | 0 | 142.8571 | 0 | 61.2245 | 3061.2245 | 3038.4463 | 22.7782 | 1732 | 1322.3174 | 6.8712 | 0 | 0 | 0 | 0
3227 | 3061.2245 | 8427 | 352 | 12 | 18 | 2857.1429 | 0 | 142.8571 | 0 | 61.2245 | 3061.2245 | 3038.4463 | 22.7782 | 1732 | 1322.3174 | 6.8712 | 0 | 0 | 0 | 0
3228 | 3061.2245 | 8428 | 352 | 12 | 18 | 2857.1429 | 0 | 142.8571 | 0 | 61.2245 | 3061.2245 | 3038.4463 | 22.7782 | 1732 | 1322.3174 | 6.8712 | 0 | 0 | 0 | 0
3229 | 3061.2245 | 8441 | 352 | 12 | 18 | 2857.1429 | 0 | 142.8571 | 0 | 61.2245 | 3061.2245 | 3038.4463 | 22.7782 | 1732 | 1322.3174 | 6.8712 | 0 | 0 | 0 | 0
3230 | 3061.2245 | 8447 | 352 | 12 | 19 | 2857.1429 | 0 | 142.8571 | 0 | 61.2245 | 3061.2245 | 3038.4463 | 22.7782 | 1732 | 1322.3174 | 6.8712 | 0 | 0 | 0 | 0
3231 | 3061.2245 | 8448 | 353 | 12 | 19 | 2857.1429 | 0 | 142.8571 | 0 | 61.2245 | 3061.2245 | 3038.4463 | 22.7782 | 1732 | 1322.3174 | 6.8712 | 0 | 0 | 0 | 0
3232 | 3061.2245 | 8449 | 353 | 12 | 19 | 2857.1429 | 0 | 142.8571 | 0 | 61.2245 | 3061.2245 | 3038.4463 | 22.7782 | 1732 | 1322.3174 | 6.8712 | 0 | 0 | 0 | 0
3233 | 3061.2245 | 8450 | 353 | 12 | 19 | 2857.1429 | 0 | 142.8571 | 0 | 61.2245 | 3061.2245 | 3038.4463 | 22.7782 | 1732 | 1322.3174 | 6.8712 | 0 | 0 | 0 | 0
3234 | 3061.2245 | 8451 | 353 | 12 | 19 | 2857.1429 | 0 | 142.8571 | 0 | 61.2245 | 3061.2245 | 3038.4463 | 22.7782 | 1732 | 1322.3174 | 6.8712 | 0 | 0 | 0 | 0
3235 | 3061.2245 | 8452 | 353 | 12 | 19 | 2857.1429 | 0 | 142.8571 | 0 | 61.2245 | 3061.2245 | 3038.4463 | 22.7782 | 1732 | 1322.3174 | 6.8712 | 0 | 0 | 0 | 0
3236 | 3061.2245 | 8465 | 353 | 12 | 19 | 2857.1429 | 0 | 142.8571 | 0 | 61.2245 | 3061.2245 | 3038.4463 | 22.7782 | 1732 | 1322.3174 | 6.8712 | 0 | 0 | 0 | 0
3237 | 3061.2245 | 8471 | 353 | 12 | 20 | 2857.1429 | 0 | 142.8571 | 0 | 61.2245 | 3061.2245 | 3038.4463 | 22.7782 | 1732 | 1322.3174 | 6.8712 | 0 | 0 | 0 | 0
3238 | 3061.2245 | 8472 | 354 | 12 | 20 | 2857.1429 | 0 | 142.8571 | 0 | 61.2245 | 3061.2245 | 3038.4463 | 22.7782 | 1732 | 1322.3174 | 6.8712 | 0 | 0 | 0 | 0
3239 | 3061.2245 | 8473 | 354 | 12 | 20 | 2857.1429 | 0 | 142.8571 | 0 | 61.2245 | 3061.2245 | 3038.4463 | 22.7782 | 1732 | 1322.3174 | 6.8712 | 0 | 0 | 0 | 0
3240 | 3061.2245 | 8474 | 354 | 12 | 20 | 2857.1429 | 0 | 142.8571 | 0 | 61.2245 | 3061.2245 | 3038.4463 | 22.7782 | 1732 | 1322.3174 | 6.8712 | 0 | 0 | 0 | 0
3241 | 3061.2245 | 8475 | 354 | 12 | 20 | 2857.1429 | 0 | 142.8571 | 0 | 61.2245 | 3061.2245 | 3038.4463 | 22.7782 | 1732 | 1322.3174 | 6.8712 | 0 | 0 | 0 | 0
3242 | 3061.2245 | 8476 | 354 | 12 | 20 | 2857.1429 | 0 | 142.8571 | 0 | 61.2245 | 3061.2245 | 3038.4463 | 22.7782 | 1732 | 1322.3174 | 6.8712 | 0 | 0 | 0 | 0
3243 | 3061.2245 | 8489 | 354 | 12 | 20 | 2857.1429 | 0 | 142.8571 | 0 | 61.2245 | 3061.2245 | 3038.4463 | 22.7782 | 1732 | 1322.3174 | 6.8712 | 0 | 0 | 0 | 0
3244 | 3061.2245 | 8495 | 354 | 12 | 21 | 2857.1429 | 0 | 142.8571 | 0 | 61.2245 | 3061.2245 | 3038.4463 | 22.7782 | 1732 | 1322.3174 | 6.8712 | 0 | 0 | 0 | 0
3245 | 3061.2245 | 8496 | 355 | 12 | 21 | 2857.1429 | 0 | 142.8571 | 0 | 61.2245 | 3061.2245 | 3038.4463 | 22.7782 | 1732 | 1322.3174 | 6.8712 | 0 | 0 | 0 | 0
3246 | 3061.2245 | 8497 | 355 | 12 | 21 | 2857.1429 | 0 | 142.8571 | 0 | 61.2245 | 3061.2245 | 3038.4463 | 22.7782 | 1732 | 1322.3174 | 6.8712 | 0 | 0 | 0 | 0
3247 | 3061.2245 | 8498 | 355 | 12 | 21 | 2857.1429 | 0 | 142.8571 | 0 | 61.2245 | 3061.2245 | 3038.4463 | 22.7782 | 1732 | 1322.3174 | 6.8712 | 0 | 0 | 0 | 0
3248 | 3061.2245 | 8499 | 355 | 12 | 21 | 2857.1429 | 0 | 142.8571 | 0 | 61.2245 | 3061.2245 | 3038.4463 | 22.7782 | 1732 | 1322.3174 | 6.8712 | 0 | 0 | 0 | 0
3249 | 3061.2245 | 8500 | 355 | 12 | 21 | 2857.1429 | 0 | 142.8571 | 0 | 61.2245 | 3061.2245 | 3038.4463 | 22.7782 | 1732 | 1322.3174 | 6.8712 | 0 | 0 | 0 | 0
3250 | 3061.2245 | 8513 | 355 | 12 | 21 | 2857.1429 | 0 | 142.8571 | 0 | 61.2245 | 3061.2245 | 3038.4463 | 22.7782 | 1732 | 1322.3174 | 6.8712 | 0 | 0 | 0 | 0
3251 | 3061.2245 | 8519 | 355 | 12 | 22 | 2857.1429 | 0 | 142.8571 | 0 | 61.2245 | 3061.2245 | 3038.4463 | 22.7782 | 1732 | 1322.3174 | 6.8712 | 0 | 0 | 0 | 0
3252 | 3061.2245 | 8520 | 356 | 12 | 22 | 2857.1429 | 0 | 142.8571 | 0 | 61.2245 | 3061.2245 | 3038.4463 | 22.7782 | 1732 | 1322.3174 | 6.8712 | 0 | 0 | 0 | 0
3253 | 3061.2245 | 8521 | 356 | 12 | 22 | 2857.1429 | 0 | 142.8571 | 0 | 61.2245 | 3061.2245 | 3038.4463 | 22.7782 | 1732 | 1322.3174 | 6.8712 | 0 | 0 | 0 | 0
3254 | 3061.2245 | 8522 | 356 | 12 | 22 | 2857.1429 | 0 | 142.8571 | 0 | 61.2245 | 3061.2245 | 3038.4463 | 22.7782 | 1732 | 1322.3174 | 6.8712 | 0 | 0 | 0 | 0
3255 | 3061.2245 | 8523 | 356 | 12 | 22 | 2857.1429 | 0 | 142.8571 | 0 | 61.2245 | 3061.2245 | 3038.4463 | 22.7782 | 1732 | 1322.3174 | 6.8712 | 0 | 0 | 0 | 0
3256 | 3061.2245 | 8524 | 356 | 12 | 22 | 2857.1429 | 0 | 142.8571 | 0 | 61.2245 | 3061.2245 | 3038.4463 | 22.7782 | 1732 | 1322.3174 | 6.8712 | 0 | 0 | 0 | 0
3257 | 3061.2245 | 8537 | 356 | 12 | 22 | 2857.1429 | 0 | 142.8571 | 0 | 61.2245 | 3061.2245 | 3038.4463 | 22.7782 | 1732 | 1322.3174 | 6.8712 | 0 | 0 | 0 | 0
3258 | 3061.2245 | 8543 | 356 | 12 | 23 | 2857.1429 | 0 | 142.8571 | 0 | 61.2245 | 3061.2245 | 3038.4463 | 22.7782 | 1732 | 1322.3174 | 6.8712 | 0 | 0 | 0 | 0
3259 | 3061.2245 | 8544 | 357 | 12 | 23 | 2857.1429 | 0 | 142.8571 | 0 | 61.2245 | 3061.2245 | 3038.4463 | 22.7782 | 1732 | 1322.3174 | 6.8712 | 0 | 0 | 0 | 0
3260 | 3061.2245 | 8545 | 357 | 12 | 23 | 2857.1429 | 0 | 142.8571 | 0 | 61.2245 | 3061.2245 | 3038.4463 | 22.7782 | 1732 | 1322.3174 | 6.8712 | 0 | 0 | 0 | 0
3261 | 3061.2245 | 8546 | 357 | 12 | 23 | 2857.1429 | 0 | 142.8571 | 0 | 61.2245 | 3061.2245 | 3038.4463 | 22.7782 | 1732 | 1322.3174 | 6.8712 | 0 | 0 | 0 | 0
3262 | 3061.2245 | 8547 | 357 | 12 | 23 | 2857.1429 | 0 | 142.8571 | 0 | 61.2245 | 3061.2245 | 3038.4463 | 22.7782 | 1732 | 1322.3174 | 6.8712 | 0 | 0 | 0 | 0
3263 | 3061.2245 | 8548 | 357 | 12 | 23 | 2857.1429 | 0 | 142.8571 | 0 | 61.2245 | 3061.2245 | 3038.4463 | 22.7782 | 1732 | 1322.3174 | 6.8712 | 0 | 0 | 0 | 0
3264 | 3061.2245 | 8561 | 357 | 12 | 23 | 2857.1429 | 0 | 142.8571 | 0 | 61.2245 | 3061.2245 | 3038.4463 | 22.7782 | 1732 | 1322.3174 | 6.8712 | 0 | 0 | 0 | 0
3265 | 3061.2245 | 8567 | 357 | 12 | 24 | 2857.1429 | 0 | 142.8571 | 0 | 61.2245 | 3061.2245 | 3038.4463 | 22.7782 | 1732 | 1322.3174 | 6.8712 | 0 | 0 | 0 | 0
3266 | 3061.2245 | 8568 | 358 | 12 | 24 | 2857.1429 | 0 | 142.8571 | 0 | 61.2245 | 3061.2245 | 3038.4463 | 22.7782 | 1732 | 1322.3174 | 6.8712 | 0 | 0 | 0 | 0
3267 | 3061.2245 | 8569 | 358 | 12 | 24 | 2857.1429 | 0 | 142.8571 | 0 | 61.2245 | 3061.2245 | 3038.4463 | 22.7782 | 1732 | 1322.3174 | 6.8712 | 0 | 0 | 0 | 0
3268 | 3061.2245 | 8570 | 358 | 12 | 24 | 2857.1429 | 0 | 142.8571 | 0 | 61.2245 | 3061.2245 | 3038.4463 | 22.7782 | 1732 | 1322.3174 | 6.8712 | 0 | 0 | 0 | 0
3269 | 3061.2245 | 8571 | 358 | 12 | 24 | 2857.1429 | 0 | 142.8571 | 0 | 61.2245 | 3061.2245 | 3038.4463 | 22.7782 | 1732 | 1322.3174 | 6.8712 | 0 | 0 | 0 | 0
3270 | 3061.2245 | 8572 | 358 | 12 | 24 | 2857.1429 | 0 | 142.8571 | 0 | 61.2245 | 3061.2245 | 3038.4463 | 22.7782 | 1732 | 1322.3174 | 6.8712 | 0 | 0 | 0 | 0
3271 | 3061.2245 | 8585 | 358 | 12 | 24 | 2857.1429 | 0 | 142.8571 | 0 | 61.2245 | 3061.2245 | 3038.4463 | 22.7782 | 1732 | 1322.3174 | 6.8712 | 0 | 0 | 0 | 0
3272 | 3061.2245 | 8591 | 358 | 12 | 25 | 2857.1429 | 0 | 142.8571 | 0 | 61.2245 | 3061.2245 | 3038.4463 | 22.7782 | 1732 | 1322.3174 | 6.8712 | 0 | 0 | 0 | 0
3273 | 3061.2245 | 8592 | 359 | 12 | 25 | 2857.1429 | 0 | 142.8571 | 0 | 61.2245 | 3061.2245 | 3038.4463 | 22.7782 | 1732 | 1322.3174 | 6.8712 | 0 | 0 | 0 | 0
3274 | 3061.2245 | 8593 | 359 | 12 | 25 | 2857.1429 | 0 | 142.8571 | 0 | 61.2245 | 3061.2245 | 3038.4463 | 22.7782 | 1732 | 1322.3174 | 6.8712 | 0 | 0 | 0 | 0
3275 | 3061.2245 | 8594 | 359 | 12 | 25 | 2857.1429 | 0 | 142.8571 | 0 | 61.2245 | 3061.2245 | 3038.4463 | 22.7782 | 1732 | 1322.3174 | 6.8712 | 0 | 0 | 0 | 0
3276 | 3061.2245 | 8595 | 359 | 12 | 25 | 2857.1429 | 0 | 142.8571 | 0 | 61.2245 | 3061.2245 | 3038.4463 | 22.7782 | 1732 | 1322.3174 | 6.8712 | 0 | 0 | 0 | 0
3277 | 3061.2245 | 8596 | 359 | 12 | 25 | 2857.1429 | 0 | 142.8571 | 0 | 61.2245 | 3061.2245 | 3038.4463 | 22.7782 | 1732 | 1322.3174 | 6.8712 | 0 | 0 | 0 | 0
3278 | 3061.2245 | 8609 | 359 | 12 | 25 | 2857.1429 | 0 | 142.8571 | 0 | 61.2245 | 3061.2245 | 3038.4463 | 22.7782 | 1732 | 1322.3174 | 6.8712 | 0 | 0 | 0 | 0
3279 | 3061.2245 | 8615 | 359 | 12 | 26 | 2857.1429 | 0 | 142.8571 | 0 | 61.2245 | 3061.2245 | 3038.4463 | 22.7782 | 1732 | 1322.3174 | 6.8712 | 0 | 0 | 0 | 0
3280 | 3061.2245 | 8616 | 360 | 12 | 26 | 2857.1429 | 0 | 142.8571 | 0 | 61.2245 | 3061.2245 | 3038.4463 | 22.7782 | 1732 | 1322.3174 | 6.8712 | 0 | 0 | 0 | 0
3281 | 3061.2245 | 8617 | 360 | 12 | 26 | 2857.1429 | 0 | 142.8571 | 0 | 61.2245 | 3061.2245 | 3038.4463 | 22.7782 | 1732 | 1322.3174 | 6.8712 | 0 | 0 | 0 | 0
3282 | 3061.2245 | 8618 | 360 | 12 | 26 | 2857.1429 | 0 | 142.8571 | 0 | 61.2245 | 3061.2245 | 3038.4463 | 22.7782 | 1732 | 1322.3174 | 6.8712 | 0 | 0 | 0 | 0
3283 | 3061.2245 | 8619 | 360 | 12 | 26 | 2857.1429 | 0 | 142.8571 | 0 | 61.2245 | 3061.2245 | 3038.4463 | 22.7782 | 1732 | 1322.3174 | 6.8712 | 0 | 0 | 0 | 0
3284 | 3061.2245 | 8620 | 360 | 12 | 26 | 2857.1429 | 0 | 142.8571 | 0 | 61.2245 | 3061.2245 | 3038.4463 | 22.7782 | 1732 | 1322.3174 | 6.8712 | 0 | 0 | 0 | 0
3285 | 3061.2245 | 8633 | 360 | 12 | 26 | 2857.1429 | 0 | 142.8571 | 0 | 61.2245 | 3061.2245 | 3038.4463 | 22.7782 | 1732 | 1322.3174 | 6.8712 | 0 | 0 | 0 | 0
3286 | 3061.2245 | 8639 | 360 | 12 | 27 | 2857.1429 | 0 | 142.8571 | 0 | 61.2245 | 3061.2245 | 3038.4463 | 22.7782 | 1732 | 1322.3174 | 6.8712 | 0 | 0 | 0 | 0
3287 | 3061.2245 | 8640 | 361 | 12 | 27 | 2857.1429 | 0 | 142.8571 | 0 | 61.2245 | 3061.2245 | 3038.4463 | 22.7782 | 1732 | 1322.3174 | 6.8712 | 0 | 0 | 0 | 0
3288 | 3061.2245 | 8641 | 361 | 12 | 27 | 2857.1429 | 0 | 142.8571 | 0 | 61.2245 | 3061.2245 | 3038.4463 | 22.7782 | 1732 | 1322.3174 | 6.8712 | 0 | 0 | 0 | 0
3289 | 3061.2245 | 8642 | 361 | 12 | 27 | 2857.1429 | 0 | 142.8571 | 0 | 61.2245 | 3061.2245 | 3038.4463 | 22.7782 | 1732 | 1322.3174 | 6.8712 | 0 | 0 | 0 | 0
3290 | 3061.2245 | 8643 | 361 | 12 | 27 | 2857.1429 | 0 | 142.8571 | 0 | 61.2245 | 3061.2245 | 3038.4463 | 22.7782 | 1732 | 1322.3174 | 6.8712 | 0 | 0 | 0 | 0
3291 | 3061.2245 | 8644 | 361 | 12 | 27 | 2857.1429 | 0 | 142.8571 | 0 | 61.2245 | 3061.2245 | 3038.4463 | 22.7782 | 1732 | 1322.3174 | 6.8712 | 0 | 0 | 0 | 0
3292 | 3061.2245 | 8657 | 361 | 12 | 27 | 2857.1429 | 0 | 142.8571 | 0 | 61.2245 | 3061.2245 | 3038.4463 | 22.7782 | 1732 | 1322.3174 | 6.8712 | 0 | 0 | 0 | 0
3293 | 3061.2245 | 8663 | 361 | 12 | 28 | 2857.1429 | 0 | 142.8571 | 0 | 61.2245 | 3061.2245 | 3038.4463 | 22.7782 | 1732 | 1322.3174 | 6.8712 | 0 | 0 | 0 | 0
3294 | 3061.2245 | 8664 | 362 | 12 | 28 | 2857.1429 | 0 | 142.8571 | 0 | 61.2245 | 3061.2245 | 3038.4463 | 22.7782 | 1732 | 1322.3174 | 6.8712 | 0 | 0 | 0 | 0
3295 | 3061.2245 | 8665 | 362 | 12 | 28 | 2857.1429 | 0 | 142.8571 | 0 | 61.2245 | 3061.2245 | 3038.4463 | 22.7782 | 1732 | 1322.3174 | 6.8712 | 0 | 0 | 0 | 0
3296 | 3061.2245 | 8666 | 362 | 12 | 28 | 2857.1429 | 0 | 142.8571 | 0 | 61.2245 | 3061.2245 | 3038.4463 | 22.7782 | 1732 | 1322.3174 | 6.8712 | 0 | 0 | 0 | 0
3297 | 3061.2245 | 8667 | 362 | 12 | 28 | 2857.1429 | 0 | 142.8571 | 0 | 61.2245 | 3061.2245 | 3038.4463 | 22.7782 | 1732 | 1322.3174 | 6.8712 | 0 | 0 | 0 | 0
3298 | 3061.2245 | 8668 | 362 | 12 | 28 | 2857.1429 | 0 | 142.8571 | 0 | 61.2245 | 3061.2245 | 3038.4463 | 22.7782 | 1732 | 1322.3174 | 6.8712 | 0 | 0 | 0 | 0
3299 | 3061.2245 | 8681 | 362 | 12 | 28 | 2857.1429 | 0 | 142.8571 | 0 | 61.2245 | 3061.2245 | 3038.4463 | 22.7782 | 1732 | 1322.3174 | 6.8712 | 0 | 0 | 0 | 0
3300 | 3061.2245 | 8687 | 362 | 12 | 29 | 2857.1429 | 0 | 142.8571 | 0 | 61.2245 | 3061.2245 | 3038.4463 | 22.7782 | 1732 | 1322.3174 | 6.8712 | 0 | 0 | 0 | 0
3301 | 3061.2245 | 8688 | 363 | 12 | 29 | 2857.1429 | 0 | 142.8571 | 0 | 61.2245 | 3061.2245 | 3038.4463 | 22.7782 | 1732 | 1322.3174 | 6.8712 | 0 | 0 | 0 | 0
3302 | 3061.2245 | 8689 | 363 | 12 | 29 | 2857.1429 | 0 | 142.8571 | 0 | 61.2245 | 3061.2245 | 3038.4463 | 22.7782 | 1732 | 1322.3174 | 6.8712 | 0 | 0 | 0 | 0
3303 | 3061.2245 | 8690 | 363 | 12 | 29 | 2857.1429 | 0 | 142.8571 | 0 | 61.2245 | 3061.2245 | 3038.4463 | 22.7782 | 1732 | 1322.3174 | 6.8712 | 0 | 0 | 0 | 0
3304 | 3061.2245 | 8691 | 363 | 12 | 29 | 2857.1429 | 0 | 142.8571 | 0 | 61.2245 | 3061.2245 | 3038.4463 | 22.7782 | 1732 | 1322.3174 | 6.8712 | 0 | 0 | 0 | 0
3305 | 3061.2245 | 8692 | 363 | 12 | 29 | 2857.1429 | 0 | 142.8571 | 0 | 61.2245 | 3061.2245 | 3038.4463 | 22.7782 | 1732 | 1322.3174 | 6.8712 | 0 | 0 | 0 | 0
3306 | 3061.2245 | 8705 | 363 | 12 | 29 | 2857.1429 | 0 | 142.8571 | 0 | 61.2245 | 3061.2245 | 3038.4463 | 22.7782 | 1732 | 1322.3174 | 6.8712 | 0 | 0 | 0 | 0
3307 | 3061.2245 | 8711 | 363 | 12 | 30 | 2857.1429 | 0 | 142.8571 | 0 | 61.2245 | 3061.2245 | 3038.4463 | 22.7782 | 1732 | 1322.3174 | 6.8712 | 0 | 0 | 0 | 0
3308 | 3061.2245 | 8712 | 364 | 12 | 30 | 2857.1429 | 0 | 142.8571 | 0 | 61.2245 | 3061.2245 | 3038.4463 | 22.7782 | 1732 | 1322.3174 | 6.8712 | 0 | 0 | 0 | 0
3309 | 3061.2245 | 8713 | 364 | 12 | 30 | 2857.1429 | 0 | 142.8571 | 0 | 61.2245 | 3061.2245 | 3038.4463 | 22.7782 | 1732 | 1322.3174 | 6.8712 | 0 | 0 | 0 | 0
3310 | 3061.2245 | 8714 | 364 | 12 | 30 | 2857.1429 | 0 | 142.8571 | 0 | 61.2245 | 3061.2245 | 3038.4463 | 22.7782 | 1732 | 1322.3174 | 6.8712 | 0 | 0 | 0 | 0
3311 | 3061.2245 | 8715 | 364 | 12 | 30 | 2857.1429 | 0 | 142.8571 | 0 | 61.2245 | 3061.2245 | 3038.4463 | 22.7782 | 1732 | 1322.3174 | 6.8712 | 0 | 0 | 0 | 0
3312 | 3061.2245 | 8716 | 364 | 12 | 30 | 2857.1429 | 0 | 142.8571 | 0 | 61.2245 | 3061.2245 | 3038.4463 | 22.7782 | 1732 | 1322.3174 | 6.8712 | 0 | 0 | 0 | 0
3313 | 3061.2245 | 8729 | 364 | 12 | 30 | 2857.1429 | 0 | 142.8571 | 0 | 61.2245 | 3061.2245 | 3038.4463 | 22.7782 | 1732 | 1322.3174 | 6.8712 | 0 | 0 | 0 | 0
3314 | 3061.2245 | 8735 | 364 | 12 | 31 | 2857.1429 | 0 | 142.8571 | 0 | 61.2245 | 3061.2245 | 3038.4463 | 22.7782 | 1732 | 1322.3174 | 6.8712 | 0 | 0 | 0 | 0
3315 | 3061.2245 | 8736 | 365 | 12 | 31 | 2857.1429 | 0 | 142.8571 | 0 | 61.2245 | 3061.2245 | 3038.4463 | 22.7782 | 1732 | 1322.3174 | 6.8712 | 0 | 0 | 0 | 0
3316 | 3061.2245 | 8737 | 365 | 12 | 31 | 2857.1429 | 0 | 142.8571 | 0 | 61.2245 | 3061.2245 | 3038.4463 | 22.7782 | 1732 | 1322.3174 | 6.8712 | 0 | 0 | 0 | 0
3317 | 3061.2245 | 8738 | 365 | 12 | 31 | 2857.1429 | 0 | 142.8571 | 0 | 61.2245 | 3061.2245 | 3038.4463 | 22.7782 | 1732 | 1322.3174 | 6.8712 | 0 | 0 | 0 | 0
3318 | 3061.2245 | 8739 | 365 | 12 | 31 | 2857.1429 | 0 | 142.8571 | 0 | 61.2245 | 3061.2245 | 3038.4463 | 22.7782 | 1732 | 1322.3174 | 6.8712 | 0 | 0 | 0 | 0
3319 | 3061.2245 | 8740 | 365 | 12 | 31 | 2857.1429 | 0 | 142.8571 | 0 | 61.2245 | 3061.2245 | 3038.4463 | 22.7782 | 1732 | 1322.3174 | 6.8712 | 0 | 0 | 0 | 0
3320 | 3061.2245 | 8753 | 365 | 12 | 31 | 2857.1429 | 0 | 142.8571 | 0 | 61.2245 | 3061.2245 | 3038.4463 | 22.7782 | 1732 | 1322.3174 | 6.8712 | 0 | 0 | 0 | 0
3321 | 3061.2245 | 8759 | 365 | 12 | 32 | 2857.1429 | 0 | 142.8571 | 0 | 61.2245 | 3061.2245 | 3038.4463 | 22.7782 | 1732 | 1322.3174 | 6.8712 | 0 | 0 | 0 | 0
3322 | 2854.7133 | 4350 | 182 | 7 | 1 | 119.0476 | 2678.5714 | 0 | 0 | 57.0943 | 2854.7133 | 2834.0757 | 20.6376 | 1732 | 1116.8794 | 5.8036 | 0 | 0 | 0 | 0
3323 | 2854.7133 | 4363 | 182 | 7 | 1 | 119.0476 | 2678.5714 | 0 | 0 | 57.0943 | 2854.7133 | 2834.0757 | 20.6376 | 1732 | 1116.8794 | 5.8036 | 0 | 0 | 0 | 0
3324 | 2854.7133 | 4364 | 182 | 7 | 1 | 119.0476 | 2678.5714 | 0 | 0 | 57.0943 | 2854.7133 | 2834.0757 | 20.6376 | 1732 | 1116.8794 | 5.8036 | 0 | 0 | 0 | 0
3325 | 2854.7133 | 4365 | 182 | 7 | 1 | 119.0476 | 2678.5714 | 0 | 0 | 57.0943 | 2854.7133 | 2834.0757 | 20.6376 | 1732 | 1116.8794 | 5.8036 | 0 | 0 | 0 | 0
3326 | 2854.7133 | 4374 | 183 | 7 | 2 | 119.0476 | 2678.5714 | 0 | 0 | 57.0943 | 2854.7133 | 2834.0757 | 20.6376 | 1732 | 1116.8794 | 5.8036 | 0 | 0 | 0 | 0
3327 | 2854.7133 | 4387 | 183 | 7 | 2 | 119.0476 | 2678.5714 | 0 | 0 | 57.0943 | 2854.7133 | 2834.0757 | 20.6376 | 1732 | 1116.8794 | 5.8036 | 0 | 0 | 0 | 0
3328 | 2854.7133 | 4388 | 183 | 7 | 2 | 119.0476 | 2678.5714 | 0 | 0 | 57.0943 | 2854.7133 | 2834.0757 | 20.6376 | 1732 | 1116.8794 | 5.8036 | 0 | 0 | 0 | 0
3329 | 2854.7133 | 4389 | 183 | 7 | 2 | 119.0476 | 2678.5714 | 0 | 0 | 57.0943 | 2854.7133 | 2834.0757 | 20.6376 | 1732 | 1116.8794 | 5.8036 | 0 | 0 | 0 | 0
3330 | 2854.7133 | 4398 | 184 | 7 | 3 | 119.0476 | 2678.5714 | 0 | 0 | 57.0943 | 2854.7133 | 2834.0757 | 20.6376 | 1732 | 1116.8794 | 5.8036 | 0 | 0 | 0 | 0
3331 | 2854.7133 | 4411 | 184 | 7 | 3 | 119.0476 | 2678.5714 | 0 | 0 | 57.0943 | 2854.7133 | 2834.0757 | 20.6376 | 1732 | 1116.8794 | 5.8036 | 0 | 0 | 0 | 0
3332 | 2854.7133 | 4412 | 184 | 7 | 3 | 119.0476 | 2678.5714 | 0 | 0 | 57.0943 | 2854.7133 | 2834.0757 | 20.6376 | 1732 | 1116.8794 | 5.8036 | 0 | 0 | 0 | 0
3333 | 2854.7133 | 4413 | 184 | 7 | 3 | 119.0476 | 2678.5714 | 0 | 0 | 57.0943 | 2854.7133 | 2834.0757 | 20.6376 | 1732 | 1116.8794 | 5.8036 | 0 | 0 | 0 | 0
3334 | 2854.7133 | 4422 | 185 | 7 | 4 | 119.0476 | 2678.5714 | 0 | 0 | 57.0943 | 2854.7133 | 2834.0757 | 20.6376 | 1732 | 1116.8794 | 5.8036 | 0 | 0 | 0 | 0
3335 | 2854.7133 | 4435 | 185 | 7 | 4 | 119.0476 | 2678.5714 | 0 | 0 | 57.0943 | 2854.7133 | 2834.0757 | 20.6376 | 1732 | 1116.8794 | 5.8036 | 0 | 0 | 0 | 0
3336 | 2854.7133 | 4436 | 185 | 7 | 4 | 119.0476 | 2678.5714 | 0 | 0 | 57.0943 | 2854.7133 | 2834.0757 | 20.6376 | 1732 | 1116.8794 | 5.8036 | 0 | 0 | 0 | 0
3337 | 2854.7133 | 4437 | 185 | 7 | 4 | 119.0476 | 2678.5714 | 0 | 0 | 57.0943 | 2854.7133 | 2834.0757 | 20.6376 | 1732 | 1116.8794 | 5.8036 | 0 | 0 | 0 | 0
3338 | 2854.7133 | 4446 | 186 | 7 | 5 | 119.0476 | 2678.5714 | 0 | 0 | 57.0943 | 2854.7133 | 2834.0757 | 20.6376 | 1732 | 1116.8794 | 5.8036 | 0 | 0 | 0 | 0
3339 | 2854.7133 | 4459 | 186 | 7 | 5 | 119.0476 | 2678.5714 | 0 | 0 | 57.0943 | 2854.7133 | 2834.0757 | 20.6376 | 1732 | 1116.8794 | 5.8036 | 0 | 0 | 0 | 0
3340 | 2854.7133 | 4460 | 186 | 7 | 5 | 119.0476 | 2678.5714 | 0 | 0 | 57.0943 | 2854.7133 | 2834.0757 | 20.6376 | 1732 | 1116.8794 | 5.8036 | 0 | 0 | 0 | 0
3341 | 2854.7133 | 4461 | 186 | 7 | 5 | 119.0476 | 2678.5714 | 0 | 0 | 57.0943 | 2854.7133 | 2834.0757 | 20.6376 | 1732 | 1116.8794 | 5.8036 | 0 | 0 | 0 | 0
3342 | 2854.7133 | 4470 | 187 | 7 | 6 | 119.0476 | 2678.5714 | 0 | 0 | 57.0943 | 2854.7133 | 2834.0757 | 20.6376 | 1732 | 1116.8794 | 5.8036 | 0 | 0 | 0 | 0
3343 | 2854.7133 | 4483 | 187 | 7 | 6 | 119.0476 | 2678.5714 | 0 | 0 | 57.0943 | 2854.7133 | 2834.0757 | 20.6376 | 1732 | 1116.8794 | 5.8036 | 0 | 0 | 0 | 0
3344 | 2854.7133 | 4484 | 187 | 7 | 6 | 119.0476 | 2678.5714 | 0 | 0 | 57.0943 | 2854.7133 | 2834.0757 | 20.6376 | 1732 | 1116.8794 | 5.8036 | 0 | 0 | 0 | 0
3345 | 2854.7133 | 4485 | 187 | 7 | 6 | 119.0476 | 2678.5714 | 0 | 0 | 57.0943 | 2854.7133 | 2834.0757 | 20.6376 | 1732 | 1116.8794 | 5.8036 | 0 | 0 | 0 | 0
3346 | 2854.7133 | 4494 | 188 | 7 | 7 | 119.0476 | 2678.5714 | 0 | 0 | 57.0943 | 2854.7133 | 2834.0757 | 20.6376 | 1732 | 1116.8794 | 5.8036 | 0 | 0 | 0 | 0
3347 | 2854.7133 | 4507 | 188 | 7 | 7 | 119.0476 | 2678.5714 | 0 | 0 | 57.0943 | 2854.7133 | 2834.0757 | 20.6376 | 1732 | 1116.8794 | 5.8036 | 0 | 0 | 0 | 0
3348 | 2854.7133 | 4508 | 188 | 7 | 7 | 119.0476 | 2678.5714 | 0 | 0 | 57.0943 | 2854.7133 | 2834.0757 | 20.6376 | 1732 | 1116.8794 | 5.8036 | 0 | 0 | 0 | 0
3349 | 2854.7133 | 4509 | 188 | 7 | 7 | 119.0476 | 2678.5714 | 0 | 0 | 57.0943 | 2854.7133 | 2834.0757 | 20.6376 | 1732 | 1116.8794 | 5.8036 | 0 | 0 | 0 | 0
3350 | 2854.7133 | 4518 | 189 | 7 | 8 | 119.0476 | 2678.5714 | 0 | 0 | 57.0943 | 2854.7133 | 2834.0757 | 20.6376 | 1732 | 1116.8794 | 5.8036 | 0 | 0 | 0 | 0
3351 | 2854.7133 | 4531 | 189 | 7 | 8 | 119.0476 | 2678.5714 | 0 | 0 | 57.0943 | 2854.7133 | 2834.0757 | 20.6376 | 1732 | 1116.8794 | 5.8036 | 0 | 0 | 0 | 0
3352 | 2854.7133 | 4532 | 189 | 7 | 8 | 119.0476 | 2678.5714 | 0 | 0 | 57.0943 | 2854.7133 | 2834.0757 | 20.6376 | 1732 | 1116.8794 | 5.8036 | 0 | 0 | 0 | 0
3353 | 2854.7133 | 4533 | 189 | 7 | 8 | 119.0476 | 2678.5714 | 0 | 0 | 57.0943 | 2854.7133 | 2834.0757 | 20.6376 | 1732 | 1116.8794 | 5.8036 | 0 | 0 | 0 | 0
3354 | 2854.7133 | 4542 | 190 | 7 | 9 | 119.0476 | 2678.5714 | 0 | 0 | 57.0943 | 2854.7133 | 2834.0757 | 20.6376 | 1732 | 1116.8794 | 5.8036 | 0 | 0 | 0 | 0
3355 | 2854.7133 | 4555 | 190 | 7 | 9 | 119.0476 | 2678.5714 | 0 | 0 | 57.0943 | 2854.7133 | 2834.0757 | 20.6376 | 1732 | 1116.8794 | 5.8036 | 0 | 0 | 0 | 0
3356 | 2854.7133 | 4556 | 190 | 7 | 9 | 119.0476 | 2678.5714 | 0 | 0 | 57.0943 | 2854.7133 | 2834.0757 | 20.6376 | 1732 | 1116.8794 | 5.8036 | 0 | 0 | 0 | 0
3357 | 2854.7133 | 4557 | 190 | 7 | 9 | 119.0476 | 2678.5714 | 0 | 0 | 57.0943 | 2854.7133 | 2834.0757 | 20.6376 | 1732 | 1116.8794 | 5.8036 | 0 | 0 | 0 | 0
3358 | 2854.7133 | 4566 | 191 | 7 | 10 | 119.0476 | 2678.5714 | 0 | 0 | 57.0943 | 2854.7133 | 2834.0757 | 20.6376 | 1732 | 1116.8794 | 5.8036 | 0 | 0 | 0 | 0
3359 | 2854.7133 | 4579 | 191 | 7 | 10 | 119.0476 | 2678.5714 | 0 | 0 | 57.0943 | 2854.7133 | 2834.0757 | 20.6376 | 1732 | 1116.8794 | 5.8036 | 0 | 0 | 0 | 0
3360 | 2854.7133 | 4580 | 191 | 7 | 10 | 119.0476 | 2678.5714 | 0 | 0 | 57.0943 | 2854.7133 | 2834.0757 | 20.6376 | 1732 | 1116.8794 | 5.8036 | 0 | 0 | 0 | 0
3361 | 2854.7133 | 4581 | 191 | 7 | 10 | 119.0476 | 2678.5714 | 0 | 0 | 57.0943 | 2854.7133 | 2834.0757 | 20.6376 | 1732 | 1116.8794 | 5.8036 | 0 | 0 | 0 | 0
3362 | 2854.7133 | 4590 | 192 | 7 | 11 | 119.0476 | 2678.5714 | 0 | 0 | 57.0943 | 2854.7133 | 2834.0757 | 20.6376 | 1732 | 1116.8794 | 5.8036 | 0 | 0 | 0 | 0
3363 | 2854.7133 | 4603 | 192 | 7 | 11 | 119.0476 | 2678.5714 | 0 | 0 | 57.0943 | 2854.7133 | 2834.0757 | 20.6376 | 1732 | 1116.8794 | 5.8036 | 0 | 0 | 0 | 0
3364 | 2854.7133 | 4604 | 192 | 7 | 11 | 119.0476 | 2678.5714 | 0 | 0 | 57.0943 | 2854.7133 | 2834.0757 | 20.6376 | 1732 | 1116.8794 | 5.8036 | 0 | 0 | 0 | 0
3365 | 2854.7133 | 4605 | 192 | 7 | 11 | 119.0476 | 2678.5714 | 0 | 0 | 57.0943 | 2854.7133 | 2834.0757 | 20.6376 | 1732 | 1116.8794 | 5.8036 | 0 | 0 | 0 | 0
3366 | 2854.7133 | 4614 | 193 | 7 | 12 | 119.0476 | 2678.5714 | 0 | 0 | 57.0943 | 2854.7133 | 2834.0757 | 20.6376 | 1732 | 1116.8794 | 5.8036 | 0 | 0 | 0 | 0
3367 | 2854.7133 | 4627 | 193 | 7 | 12 | 119.0476 | 2678.5714 | 0 | 0 | 57.0943 | 2854.7133 | 2834.0757 | 20.6376 | 1732 | 1116.8794 | 5.8036 | 0 | 0 | 0 | 0
3368 | 2854.7133 | 4628 | 193 | 7 | 12 | 119.0476 | 2678.5714 | 0 | 0 | 57.0943 | 2854.7133 | 2834.0757 | 20.6376 | 1732 | 1116.8794 | 5.8036 | 0 | 0 | 0 | 0
3369 | 2854.7133 | 4629 | 193 | 7 | 12 | 119.0476 | 2678.5714 | 0 | 0 | 57.0943 | 2854.7133 | 2834.0757 | 20.6376 | 1732 | 1116.8794 | 5.8036 | 0 | 0 | 0 | 0
3370 | 2854.7133 | 4638 | 194 | 7 | 13 | 119.0476 | 2678.5714 | 0 | 0 | 57.0943 | 2854.7133 | 2834.0757 | 20.6376 | 1732 | 1116.8794 | 5.8036 | 0 | 0 | 0 | 0
3371 | 2854.7133 | 4651 | 194 | 7 | 13 | 119.0476 | 2678.5714 | 0 | 0 | 57.0943 | 2854.7133 | 2834.0757 | 20.6376 | 1732 | 1116.8794 | 5.8036 | 0 | 0 | 0 | 0
3372 | 2854.7133 | 4652 | 194 | 7 | 13 | 119.0476 | 2678.5714 | 0 | 0 | 57.0943 | 2854.7133 | 2834.0757 | 20.6376 | 1732 | 1116.8794 | 5.8036 | 0 | 0 | 0 | 0
3373 | 2854.7133 | 4653 | 194 | 7 | 13 | 119.0476 | 2678.5714 | 0 | 0 | 57.0943 | 2854.7133 | 2834.0757 | 20.6376 | 1732 | 1116.8794 | 5.8036 | 0 | 0 | 0 | 0
3374 | 2854.7133 | 4662 | 195 | 7 | 14 | 119.0476 | 2678.5714 | 0 | 0 | 57.0943 | 2854.7133 | 2834.0757 | 20.6376 | 1732 | 1116.8794 | 5.8036 | 0 | 0 | 0 | 0
3375 | 2854.7133 | 4675 | 195 | 7 | 14 | 119.0476 | 2678.5714 | 0 | 0 | 57.0943 | 2854.7133 | 2834.0757 | 20.6376 | 1732 | 1116.8794 | 5.8036 | 0 | 0 | 0 | 0
3376 | 2854.7133 | 4676 | 195 | 7 | 14 | 119.0476 | 2678.5714 | 0 | 0 | 57.0943 | 2854.7133 | 2834.0757 | 20.6376 | 1732 | 1116.8794 | 5.8036 | 0 | 0 | 0 | 0
3377 | 2854.7133 | 4677 | 195 | 7 | 14 | 119.0476 | 2678.5714 | 0 | 0 | 57.0943 | 2854.7133 | 2834.0757 | 20.6376 | 1732 | 1116.8794 | 5.8036 | 0 | 0 | 0 | 0
3378 | 2854.7133 | 4686 | 196 | 7 | 15 | 119.0476 | 2678.5714 | 0 | 0 | 57.0943 | 2854.7133 | 2834.0757 | 20.6376 | 1732 | 1116.8794 | 5.8036 | 0 | 0 | 0 | 0
3379 | 2854.7133 | 4699 | 196 | 7 | 15 | 119.0476 | 2678.5714 | 0 | 0 | 57.0943 | 2854.7133 | 2834.0757 | 20.6376 | 1732 | 1116.8794 | 5.8036 | 0 | 0 | 0 | 0
3380 | 2854.7133 | 4700 | 196 | 7 | 15 | 119.0476 | 2678.5714 | 0 | 0 | 57.0943 | 2854.7133 | 2834.0757 | 20.6376 | 1732 | 1116.8794 | 5.8036 | 0 | 0 | 0 | 0
3381 | 2854.7133 | 4701 | 196 | 7 | 15 | 119.0476 | 2678.5714 | 0 | 0 | 57.0943 | 2854.7133 | 2834.0757 | 20.6376 | 1732 | 1116.8794 | 5.8036 | 0 | 0 | 0 | 0
3382 | 2854.7133 | 4710 | 197 | 7 | 16 | 119.0476 | 2678.5714 | 0 | 0 | 57.0943 | 2854.7133 | 2834.0757 | 20.6376 | 1732 | 1116.8794 | 5.8036 | 0 | 0 | 0 | 0
3383 | 2854.7133 | 4723 | 197 | 7 | 16 | 119.0476 | 2678.5714 | 0 | 0 | 57.0943 | 2854.7133 | 2834.0757 | 20.6376 | 1732 | 1116.8794 | 5.8036 | 0 | 0 | 0 | 0
3384 | 2854.7133 | 4724 | 197 | 7 | 16 | 119.0476 | 2678.5714 | 0 | 0 | 57.0943 | 2854.7133 | 2834.0757 | 20.6376 | 1732 | 1116.8794 | 5.8036 | 0 | 0 | 0 | 0
3385 | 2854.7133 | 4725 | 197 | 7 | 16 | 119.0476 | 2678.5714 | 0 | 0 | 57.0943 | 2854.7133 | 2834.0757 | 20.6376 | 1732 | 1116.8794 | 5.8036 | 0 | 0 | 0 | 0
3386 | 2854.7133 | 4734 | 198 | 7 | 17 | 119.0476 | 2678.5714 | 0 | 0 | 57.0943 | 2854.7133 | 2834.0757 | 20.6376 | 1732 | 1116.8794 | 5.8036 | 0 | 0 | 0 | 0
3387 | 2854.7133 | 4747 | 198 | 7 | 17 | 119.0476 | 2678.5714 | 0 | 0 | 57.0943 | 2854.7133 | 2834.0757 | 20.6376 | 1732 | 1116.8794 | 5.8036 | 0 | 0 | 0 | 0
3388 | 2854.7133 | 4748 | 198 | 7 | 17 | 119.0476 | 2678.5714 | 0 | 0 | 57.0943 | 2854.7133 | 2834.0757 | 20.6376 | 1732 | 1116.8794 | 5.8036 | 0 | 0 | 0 | 0
3389 | 2854.7133 | 4749 | 198 | 7 | 17 | 119.0476 | 2678.5714 | 0 | 0 | 57.0943 | 2854.7133 | 2834.0757 | 20.6376 | 1732 | 1116.8794 | 5.8036 | 0 | 0 | 0 | 0
3390 | 2854.7133 | 4758 | 199 | 7 | 18 | 119.0476 | 2678.5714 | 0 | 0 | 57.0943 | 2854.7133 | 2834.0757 | 20.6376 | 1732 | 1116.8794 | 5.8036 | 0 | 0 | 0 | 0
3391 | 2854.7133 | 4771 | 199 | 7 | 18 | 119.0476 | 2678.5714 | 0 | 0 | 57.0943 | 2854.7133 | 2834.0757 | 20.6376 | 1732 | 1116.8794 | 5.8036 | 0 | 0 | 0 | 0
3392 | 2854.7133 | 4772 | 199 | 7 | 18 | 119.0476 | 2678.5714 | 0 | 0 | 57.0943 | 2854.7133 | 2834.0757 | 20.6376 | 1732 | 1116.8794 | 5.8036 | 0 | 0 | 0 | 0
3393 | 2854.7133 | 4773 | 199 | 7 | 18 | 119.0476 | 2678.5714 | 0 | 0 | 57.0943 | 2854.7133 | 2834.0757 | 20.6376 | 1732 | 1116.8794 | 5.8036 | 0 | 0 | 0 | 0
3394 | 2854.7133 | 4782 | 200 | 7 | 19 | 119.0476 | 2678.5714 | 0 | 0 | 57.0943 | 2854.7133 | 2834.0757 | 20.6376 | 1732 | 1116.8794 | 5.8036 | 0 | 0 | 0 | 0
3395 | 2854.7133 | 4795 | 200 | 7 | 19 | 119.0476 | 2678.5714 | 0 | 0 | 57.0943 | 2854.7133 | 2834.0757 | 20.6376 | 1732 | 1116.8794 | 5.8036 | 0 | 0 | 0 | 0
3396 | 2854.7133 | 4796 | 200 | 7 | 19 | 119.0476 | 2678.5714 | 0 | 0 | 57.0943 | 2854.7133 | 2834.0757 | 20.6376 | 1732 | 1116.8794 | 5.8036 | 0 | 0 | 0 | 0
3397 | 2854.7133 | 4797 | 200 | 7 | 19 | 119.0476 | 2678.5714 | 0 | 0 | 57.0943 | 2854.7133 | 2834.0757 | 20.6376 | 1732 | 1116.8794 | 5.8036 | 0 | 0 | 0 | 0
3398 | 2854.7133 | 4806 | 201 | 7 | 20 | 119.0476 | 2678.5714 | 0 | 0 | 57.0943 | 2854.7133 | 2834.0757 | 20.6376 | 1732 | 1116.8794 | 5.8036 | 0 | 0 | 0 | 0
3399 | 2854.7133 | 4819 | 201 | 7 | 20 | 119.0476 | 2678.5714 | 0 | 0 | 57.0943 | 2854.7133 | 2834.0757 | 20.6376 | 1732 | 1116.8794 | 5.8036 | 0 | 0 | 0 | 0
3400 | 2854.7133 | 4820 | 201 | 7 | 20 | 119.0476 | 2678.5714 | 0 | 0 | 57.0943 | 2854.7133 | 2834.0757 | 20.6376 | 1732 | 1116.8794 | 5.8036 | 0 | 0 | 0 | 0
3401 | 2854.7133 | 4821 | 201 | 7 | 20 | 119.0476 | 2678.5714 | 0 | 0 | 57.0943 | 2854.7133 | 2834.0757 | 20.6376 | 1732 | 1116.8794 | 5.8036 | 0 | 0 | 0 | 0
3402 | 2854.7133 | 4830 | 202 | 7 | 21 | 119.0476 | 2678.5714 | 0 | 0 | 57.0943 | 2854.7133 | 2834.0757 | 20.6376 | 1732 | 1116.8794 | 5.8036 | 0 | 0 | 0 | 0
3403 | 2854.7133 | 4843 | 202 | 7 | 21 | 119.0476 | 2678.5714 | 0 | 0 | 57.0943 | 2854.7133 | 2834.0757 | 20.6376 | 1732 | 1116.8794 | 5.8036 | 0 | 0 | 0 | 0
3404 | 2854.7133 | 4844 | 202 | 7 | 21 | 119.0476 | 2678.5714 | 0 | 0 | 57.0943 | 2854.7133 | 2834.0757 | 20.6376 | 1732 | 1116.8794 | 5.8036 | 0 | 0 | 0 | 0
3405 | 2854.7133 | 4845 | 202 | 7 | 21 | 119.0476 | 2678.5714 | 0 | 0 | 57.0943 | 2854.7133 | 2834.0757 | 20.6376 | 1732 | 1116.8794 | 5.8036 | 0 | 0 | 0 | 0
3406 | 2854.7133 | 4854 | 203 | 7 | 22 | 119.0476 | 2678.5714 | 0 | 0 | 57.0943 | 2854.7133 | 2834.0757 | 20.6376 | 1732 | 1116.8794 | 5.8036 | 0 | 0 | 0 | 0
3407 | 2854.7133 | 4867 | 203 | 7 | 22 | 119.0476 | 2678.5714 | 0 | 0 | 57.0943 | 2854.7133 | 2834.0757 | 20.6376 | 1732 | 1116.8794 | 5.8036 | 0 | 0 | 0 | 0
3408 | 2854.7133 | 4868 | 203 | 7 | 22 | 119.0476 | 2678.5714 | 0 | 0 | 57.0943 | 2854.7133 | 2834.0757 | 20.6376 | 1732 | 1116.8794 | 5.8036 | 0 | 0 | 0 | 0
3409 | 2854.7133 | 4869 | 203 | 7 | 22 | 119.0476 | 2678.5714 | 0 | 0 | 57.0943 | 2854.7133 | 2834.0757 | 20.6376 | 1732 | 1116.8794 | 5.8036 | 0 | 0 | 0 | 0
3410 | 2854.7133 | 4878 | 204 | 7 | 23 | 119.0476 | 2678.5714 | 0 | 0 | 57.0943 | 2854.7133 | 2834.0757 | 20.6376 | 1732 | 1116.8794 | 5.8036 | 0 | 0 | 0 | 0
3411 | 2854.7133 | 4891 | 204 | 7 | 23 | 119.0476 | 2678.5714 | 0 | 0 | 57.0943 | 2854.7133 | 2834.0757 | 20.6376 | 1732 | 1116.8794 | 5.8036 | 0 | 0 | 0 | 0
3412 | 2854.7133 | 4892 | 204 | 7 | 23 | 119.0476 | 2678.5714 | 0 | 0 | 57.0943 | 2854.7133 | 2834.0757 | 20.6376 | 1732 | 1116.8794 | 5.8036 | 0 | 0 | 0 | 0
3413 | 2854.7133 | 4893 | 204 | 7 | 23 | 119.0476 | 2678.5714 | 0 | 0 | 57.0943 | 2854.7133 | 2834.0757 | 20.6376 | 1732 | 1116.8794 | 5.8036 | 0 | 0 | 0 | 0
3414 | 2854.7133 | 4902 | 205 | 7 | 24 | 119.0476 | 2678.5714 | 0 | 0 | 57.0943 | 2854.7133 | 2834.0757 | 20.6376 | 1732 | 1116.8794 | 5.8036 | 0 | 0 | 0 | 0
3415 | 2854.7133 | 4915 | 205 | 7 | 24 | 119.0476 | 2678.5714 | 0 | 0 | 57.0943 | 2854.7133 | 2834.0757 | 20.6376 | 1732 | 1116.8794 | 5.8036 | 0 | 0 | 0 | 0
3416 | 2854.7133 | 4916 | 205 | 7 | 24 | 119.0476 | 2678.5714 | 0 | 0 | 57.0943 | 2854.7133 | 2834.0757 | 20.6376 | 1732 | 1116.8794 | 5.8036 | 0 | 0 | 0 | 0
3417 | 2854.7133 | 4917 | 205 | 7 | 24 | 119.0476 | 2678.5714 | 0 | 0 | 57.0943 | 2854.7133 | 2834.0757 | 20.6376 | 1732 | 1116.8794 | 5.8036 | 0 | 0 | 0 | 0
3418 | 2854.7133 | 4926 | 206 | 7 | 25 | 119.0476 | 2678.5714 | 0 | 0 | 57.0943 | 2854.7133 | 2834.0757 | 20.6376 | 1732 | 1116.8794 | 5.8036 | 0 | 0 | 0 | 0
3419 | 2854.7133 | 4939 | 206 | 7 | 25 | 119.0476 | 2678.5714 | 0 | 0 | 57.0943 | 2854.7133 | 2834.0757 | 20.6376 | 1732 | 1116.8794 | 5.8036 | 0 | 0 | 0 | 0
3420 | 2854.7133 | 4940 | 206 | 7 | 25 | 119.0476 | 2678.5714 | 0 | 0 | 57.0943 | 2854.7133 | 2834.0757 | 20.6376 | 1732 | 1116.8794 | 5.8036 | 0 | 0 | 0 | 0
3421 | 2854.7133 | 4941 | 206 | 7 | 25 | 119.0476 | 2678.5714 | 0 | 0 | 57.0943 | 2854.7133 | 2834.0757 | 20.6376 | 1732 | 1116.8794 | 5.8036 | 0 | 0 | 0 | 0
3422 | 2854.7133 | 4950 | 207 | 7 | 26 | 119.0476 | 2678.5714 | 0 | 0 | 57.0943 | 2854.7133 | 2834.0757 | 20.6376 | 1732 | 1116.8794 | 5.8036 | 0 | 0 | 0 | 0
3423 | 2854.7133 | 4963 | 207 | 7 | 26 | 119.0476 | 2678.5714 | 0 | 0 | 57.0943 | 2854.7133 | 2834.0757 | 20.6376 | 1732 | 1116.8794 | 5.8036 | 0 | 0 | 0 | 0
3424 | 2854.7133 | 4964 | 207 | 7 | 26 | 119.0476 | 2678.5714 | 0 | 0 | 57.0943 | 2854.7133 | 2834.0757 | 20.6376 | 1732 | 1116.8794 | 5.8036 | 0 | 0 | 0 | 0
3425 | 2854.7133 | 4965 | 207 | 7 | 26 | 119.0476 | 2678.5714 | 0 | 0 | 57.0943 | 2854.7133 | 2834.0757 | 20.6376 | 1732 | 1116.8794 | 5.8036 | 0 | 0 | 0 | 0
3426 | 2854.7133 | 4974 | 208 | 7 | 27 | 119.0476 | 2678.5714 | 0 | 0 | 57.0943 | 2854.7133 | 2834.0757 | 20.6376 | 1732 | 1116.8794 | 5.8036 | 0 | 0 | 0 | 0
3427 | 2854.7133 | 4987 | 208 | 7 | 27 | 119.0476 | 2678.5714 | 0 | 0 | 57.0943 | 2854.7133 | 2834.0757 | 20.6376 | 1732 | 1116.8794 | 5.8036 | 0 | 0 | 0 | 0
3428 | 2854.7133 | 4988 | 208 | 7 | 27 | 119.0476 | 2678.5714 | 0 | 0 | 57.0943 | 2854.7133 | 2834.0757 | 20.6376 | 1732 | 1116.8794 | 5.8036 | 0 | 0 | 0 | 0
3429 | 2854.7133 | 4989 | 208 | 7 | 27 | 119.0476 | 2678.5714 | 0 | 0 | 57.0943 | 2854.7133 | 2834.0757 | 20.6376 | 1732 | 1116.8794 | 5.8036 | 0 | 0 | 0 | 0
3430 | 2854.7133 | 4998 | 209 | 7 | 28 | 119.0476 | 2678.5714 | 0 | 0 | 57.0943 | 2854.7133 | 2834.0757 | 20.6376 | 1732 | 1116.8794 | 5.8036 | 0 | 0 | 0 | 0
3431 | 2854.7133 | 5011 | 209 | 7 | 28 | 119.0476 | 2678.5714 | 0 | 0 | 57.0943 | 2854.7133 | 2834.0757 | 20.6376 | 1732 | 1116.8794 | 5.8036 | 0 | 0 | 0 | 0
3432 | 2854.7133 | 5012 | 209 | 7 | 28 | 119.0476 | 2678.5714 | 0 | 0 | 57.0943 | 2854.7133 | 2834.0757 | 20.6376 | 1732 | 1116.8794 | 5.8036 | 0 | 0 | 0 | 0
3433 | 2854.7133 | 5013 | 209 | 7 | 28 | 119.0476 | 2678.5714 | 0 | 0 | 57.0943 | 2854.7133 | 2834.0757 | 20.6376 | 1732 | 1116.8794 | 5.8036 | 0 | 0 | 0 | 0
3434 | 2854.7133 | 5022 | 210 | 7 | 29 | 119.0476 | 2678.5714 | 0 | 0 | 57.0943 | 2854.7133 | 2834.0757 | 20.6376 | 1732 | 1116.8794 | 5.8036 | 0 | 0 | 0 | 0
3435 | 2854.7133 | 5035 | 210 | 7 | 29 | 119.0476 | 2678.5714 | 0 | 0 | 57.0943 | 2854.7133 | 2834.0757 | 20.6376 | 1732 | 1116.8794 | 5.8036 | 0 | 0 | 0 | 0
3436 | 2854.7133 | 5036 | 210 | 7 | 29 | 119.0476 | 2678.5714 | 0 | 0 | 57.0943 | 2854.7133 | 2834.0757 | 20.6376 | 1732 | 1116.8794 | 5.8036 | 0 | 0 | 0 | 0
3437 | 2854.7133 | 5037 | 210 | 7 | 29 | 119.0476 | 2678.5714 | 0 | 0 | 57.0943 | 2854.7133 | 2834.0757 | 20.6376 | 1732 | 1116.8794 | 5.8036 | 0 | 0 | 0 | 0
3438 | 2854.7133 | 5046 | 211 | 7 | 30 | 119.0476 | 2678.5714 | 0 | 0 | 57.0943 | 2854.7133 | 2834.0757 | 20.6376 | 1732 | 1116.8794 | 5.8036 | 0 | 0 | 0 | 0
3439 | 2854.7133 | 5059 | 211 | 7 | 30 | 119.0476 | 2678.5714 | 0 | 0 | 57.0943 | 2854.7133 | 2834.0757 | 20.6376 | 1732 | 1116.8794 | 5.8036 | 0 | 0 | 0 | 0
3440 | 2854.7133 | 5060 | 211 | 7 | 30 | 119.0476 | 2678.5714 | 0 | 0 | 57.0943 | 2854.7133 | 2834.0757 | 20.6376 | 1732 | 1116.8794 | 5.8036 | 0 | 0 | 0 | 0
3441 | 2854.7133 | 5061 | 211 | 7 | 30 | 119.0476 | 2678.5714 | 0 | 0 | 57.0943 | 2854.7133 | 2834.0757 | 20.6376 | 1732 | 1116.8794 | 5.8036 | 0 | 0 | 0 | 0
3442 | 2854.7133 | 5070 | 212 | 7 | 31 | 119.0476 | 2678.5714 | 0 | 0 | 57.0943 | 2854.7133 | 2834.0757 | 20.6376 | 1732 | 1116.8794 | 5.8036 | 0 | 0 | 0 | 0
3443 | 2854.7133 | 5083 | 212 | 7 | 31 | 119.0476 | 2678.5714 | 0 | 0 | 57.0943 | 2854.7133 | 2834.0757 | 20.6376 | 1732 | 1116.8794 | 5.8036 | 0 | 0 | 0 | 0
3444 | 2854.7133 | 5084 | 212 | 7 | 31 | 119.0476 | 2678.5714 | 0 | 0 | 57.0943 | 2854.7133 | 2834.0757 | 20.6376 | 1732 | 1116.8794 | 5.8036 | 0 | 0 | 0 | 0
3445 | 2854.7133 | 5085 | 212 | 7 | 31 | 119.0476 | 2678.5714 | 0 | 0 | 57.0943 | 2854.7133 | 2834.0757 | 20.6376 | 1732 | 1116.8794 | 5.8036 | 0 | 0 | 0 | 0
3446 | 2854.7133 | 5094 | 213 | 8 | 1 | 119.0476 | 2678.5714 | 0 | 0 | 57.0943 | 2854.7133 | 2834.0757 | 20.6376 | 1732 | 1116.8794 | 5.8036 | 0 | 0 | 0 | 0
3447 | 2854.7133 | 5107 | 213 | 8 | 1 | 119.0476 | 2678.5714 | 0 | 0 | 57.0943 | 2854.7133 | 2834.0757 | 20.6376 | 1732 | 1116.8794 | 5.8036 | 0 | 0 | 0 | 0
3448 | 2854.7133 | 5108 | 213 | 8 | 1 | 119.0476 | 2678.5714 | 0 | 0 | 57.0943 | 2854.7133 | 2834.0757 | 20.6376 | 1732 | 1116.8794 | 5.8036 | 0 | 0 | 0 | 0
3449 | 2854.7133 | 5109 | 213 | 8 | 1 | 119.0476 | 2678.5714 | 0 | 0 | 57.0943 | 2854.7133 | 2834.0757 | 20.6376 | 1732 | 1116.8794 | 5.8036 | 0 | 0 | 0 | 0
3450 | 2854.7133 | 5118 | 214 | 8 | 2 | 119.0476 | 2678.5714 | 0 | 0 | 57.0943 | 2854.7133 | 2834.0757 | 20.6376 | 1732 | 1116.8794 | 5.8036 | 0 | 0 | 0 | 0
3451 | 2854.7133 | 5131 | 214 | 8 | 2 | 119.0476 | 2678.5714 | 0 | 0 | 57.0943 | 2854.7133 | 2834.0757 | 20.6376 | 1732 | 1116.8794 | 5.8036 | 0 | 0 | 0 | 0
3452 | 2854.7133 | 5132 | 214 | 8 | 2 | 119.0476 | 2678.5714 | 0 | 0 | 57.0943 | 2854.7133 | 2834.0757 | 20.6376 | 1732 | 1116.8794 | 5.8036 | 0 | 0 | 0 | 0
3453 | 2854.7133 | 5133 | 214 | 8 | 2 | 119.0476 | 2678.5714 | 0 | 0 | 57.0943 | 2854.7133 | 2834.0757 | 20.6376 | 1732 | 1116.8794 | 5.8036 | 0 | 0 | 0 | 0
3454 | 2854.7133 | 5142 | 215 | 8 | 3 | 119.0476 | 2678.5714 | 0 | 0 | 57.0943 | 2854.7133 | 2834.0757 | 20.6376 | 1732 | 1116.8794 | 5.8036 | 0 | 0 | 0 | 0
3455 | 2854.7133 | 5155 | 215 | 8 | 3 | 119.0476 | 2678.5714 | 0 | 0 | 57.0943 | 2854.7133 | 2834.0757 | 20.6376 | 1732 | 1116.8794 | 5.8036 | 0 | 0 | 0 | 0
3456 | 2854.7133 | 5156 | 215 | 8 | 3 | 119.0476 | 2678.5714 | 0 | 0 | 57.0943 | 2854.7133 | 2834.0757 | 20.6376 | 1732 | 1116.8794 | 5.8036 | 0 | 0 | 0 | 0
3457 | 2854.7133 | 5157 | 215 | 8 | 3 | 119.0476 | 2678.5714 | 0 | 0 | 57.0943 | 2854.7133 | 2834.0757 | 20.6376 | 1732 | 1116.8794 | 5.8036 | 0 | 0 | 0 | 0
3458 | 2854.7133 | 5166 | 216 | 8 | 4 | 119.0476 | 2678.5714 | 0 | 0 | 57.0943 | 2854.7133 | 2834.0757 | 20.6376 | 1732 | 1116.8794 | 5.8036 | 0 | 0 | 0 | 0
3459 | 2854.7133 | 5179 | 216 | 8 | 4 | 119.0476 | 2678.5714 | 0 | 0 | 57.0943 | 2854.7133 | 2834.0757 | 20.6376 | 1732 | 1116.8794 | 5.8036 | 0 | 0 | 0 | 0
3460 | 2854.7133 | 5180 | 216 | 8 | 4 | 119.0476 | 2678.5714 | 0 | 0 | 57.0943 | 2854.7133 | 2834.0757 | 20.6376 | 1732 | 1116.8794 | 5.8036 | 0 | 0 | 0 | 0
3461 | 2854.7133 | 5181 | 216 | 8 | 4 | 119.0476 | 2678.5714 | 0 | 0 | 57.0943 | 2854.7133 | 2834.0757 | 20.6376 | 1732 | 1116.8794 | 5.8036 | 0 | 0 | 0 | 0
3462 | 2854.7133 | 5190 | 217 | 8 | 5 | 119.0476 | 2678.5714 | 0 | 0 | 57.0943 | 2854.7133 | 2834.0757 | 20.6376 | 1732 | 1116.8794 | 5.8036 | 0 | 0 | 0 | 0
3463 | 2854.7133 | 5203 | 217 | 8 | 5 | 119.0476 | 2678.5714 | 0 | 0 | 57.0943 | 2854.7133 | 2834.0757 | 20.6376 | 1732 | 1116.8794 | 5.8036 | 0 | 0 | 0 | 0
3464 | 2854.7133 | 5204 | 217 | 8 | 5 | 119.0476 | 2678.5714 | 0 | 0 | 57.0943 | 2854.7133 | 2834.0757 | 20.6376 | 1732 | 1116.8794 | 5.8036 | 0 | 0 | 0 | 0
3465 | 2854.7133 | 5205 | 217 | 8 | 5 | 119.0476 | 2678.5714 | 0 | 0 | 57.0943 | 2854.7133 | 2834.0757 | 20.6376 | 1732 | 1116.8794 | 5.8036 | 0 | 0 | 0 | 0
3466 | 2854.7133 | 5214 | 218 | 8 | 6 | 119.0476 | 2678.5714 | 0 | 0 | 57.0943 | 2854.7133 | 2834.0757 | 20.6376 | 1732 | 1116.8794 | 5.8036 | 0 | 0 | 0 | 0
3467 | 2854.7133 | 5227 | 218 | 8 | 6 | 119.0476 | 2678.5714 | 0 | 0 | 57.0943 | 2854.7133 | 2834.0757 | 20.6376 | 1732 | 1116.8794 | 5.8036 | 0 | 0 | 0 | 0
3468 | 2854.7133 | 5228 | 218 | 8 | 6 | 119.0476 | 2678.5714 | 0 | 0 | 57.0943 | 2854.7133 | 2834.0757 | 20.6376 | 1732 | 1116.8794 | 5.8036 | 0 | 0 | 0 | 0
3469 | 2854.7133 | 5229 | 218 | 8 | 6 | 119.0476 | 2678.5714 | 0 | 0 | 57.0943 | 2854.7133 | 2834.0757 | 20.6376 | 1732 | 1116.8794 | 5.8036 | 0 | 0 | 0 | 0
3470 | 2854.7133 | 5238 | 219 | 8 | 7 | 119.0476 | 2678.5714 | 0 | 0 | 57.0943 | 2854.7133 | 2834.0757 | 20.6376 | 1732 | 1116.8794 | 5.8036 | 0 | 0 | 0 | 0
3471 | 2854.7133 | 5251 | 219 | 8 | 7 | 119.0476 | 2678.5714 | 0 | 0 | 57.0943 | 2854.7133 | 2834.0757 | 20.6376 | 1732 | 1116.8794 | 5.8036 | 0 | 0 | 0 | 0
3472 | 2854.7133 | 5252 | 219 | 8 | 7 | 119.0476 | 2678.5714 | 0 | 0 | 57.0943 | 2854.7133 | 2834.0757 | 20.6376 | 1732 | 1116.8794 | 5.8036 | 0 | 0 | 0 | 0
3473 | 2854.7133 | 5253 | 219 | 8 | 7 | 119.0476 | 2678.5714 | 0 | 0 | 57.0943 | 2854.7133 | 2834.0757 | 20.6376 | 1732 | 1116.8794 | 5.8036 | 0 | 0 | 0 | 0
3474 | 2854.7133 | 5262 | 220 | 8 | 8 | 119.0476 | 2678.5714 | 0 | 0 | 57.0943 | 2854.7133 | 2834.0757 | 20.6376 | 1732 | 1116.8794 | 5.8036 | 0 | 0 | 0 | 0
3475 | 2854.7133 | 5275 | 220 | 8 | 8 | 119.0476 | 2678.5714 | 0 | 0 | 57.0943 | 2854.7133 | 2834.0757 | 20.6376 | 1732 | 1116.8794 | 5.8036 | 0 | 0 | 0 | 0
3476 | 2854.7133 | 5276 | 220 | 8 | 8 | 119.0476 | 2678.5714 | 0 | 0 | 57.0943 | 2854.7133 | 2834.0757 | 20.6376 | 1732 | 1116.8794 | 5.8036 | 0 | 0 | 0 | 0
3477 | 2854.7133 | 5277 | 220 | 8 | 8 | 119.0476 | 2678.5714 | 0 | 0 | 57.0943 | 2854.7133 | 2834.0757 | 20.6376 | 1732 | 1116.8794 | 5.8036 | 0 | 0 | 0 | 0
3478 | 2854.7133 | 5286 | 221 | 8 | 9 | 119.0476 | 2678.5714 | 0 | 0 | 57.0943 | 2854.7133 | 2834.0757 | 20.6376 | 1732 | 1116.8794 | 5.8036 | 0 | 0 | 0 | 0
3479 | 2854.7133 | 5299 | 221 | 8 | 9 | 119.0476 | 2678.5714 | 0 | 0 | 57.0943 | 2854.7133 | 2834.0757 | 20.6376 | 1732 | 1116.8794 | 5.8036 | 0 | 0 | 0 | 0
3480 | 2854.7133 | 5300 | 221 | 8 | 9 | 119.0476 | 2678.5714 | 0 | 0 | 57.0943 | 2854.7133 | 2834.0757 | 20.6376 | 1732 | 1116.8794 | 5.8036 | 0 | 0 | 0 | 0
3481 | 2854.7133 | 5301 | 221 | 8 | 9 | 119.0476 | 2678.5714 | 0 | 0 | 57.0943 | 2854.7133 | 2834.0757 | 20.6376 | 1732 | 1116.8794 | 5.8036 | 0 | 0 | 0 | 0
3482 | 2854.7133 | 5310 | 222 | 8 | 10 | 119.0476 | 2678.5714 | 0 | 0 | 57.0943 | 2854.7133 | 2834.0757 | 20.6376 | 1732 | 1116.8794 | 5.8036 | 0 | 0 | 0 | 0
3483 | 2854.7133 | 5323 | 222 | 8 | 10 | 119.0476 | 2678.5714 | 0 | 0 | 57.0943 | 2854.7133 | 2834.0757 | 20.6376 | 1732 | 1116.8794 | 5.8036 | 0 | 0 | 0 | 0
3484 | 2854.7133 | 5324 | 222 | 8 | 10 | 119.0476 | 2678.5714 | 0 | 0 | 57.0943 | 2854.7133 | 2834.0757 | 20.6376 | 1732 | 1116.8794 | 5.8036 | 0 | 0 | 0 | 0
3485 | 2854.7133 | 5325 | 222 | 8 | 10 | 119.0476 | 2678.5714 | 0 | 0 | 57.0943 | 2854.7133 | 2834.0757 | 20.6376 | 1732 | 1116.8794 | 5.8036 | 0 | 0 | 0 | 0
3486 | 2854.7133 | 5334 | 223 | 8 | 11 | 119.0476 | 2678.5714 | 0 | 0 | 57.0943 | 2854.7133 | 2834.0757 | 20.6376 | 1732 | 1116.8794 | 5.8036 | 0 | 0 | 0 | 0
3487 | 2854.7133 | 5347 | 223 | 8 | 11 | 119.0476 | 2678.5714 | 0 | 0 | 57.0943 | 2854.7133 | 2834.0757 | 20.6376 | 1732 | 1116.8794 | 5.8036 | 0 | 0 | 0 | 0
3488 | 2854.7133 | 5348 | 223 | 8 | 11 | 119.0476 | 2678.5714 | 0 | 0 | 57.0943 | 2854.7133 | 2834.0757 | 20.6376 | 1732 | 1116.8794 | 5.8036 | 0 | 0 | 0 | 0
3489 | 2854.7133 | 5349 | 223 | 8 | 11 | 119.0476 | 2678.5714 | 0 | 0 | 57.0943 | 2854.7133 | 2834.0757 | 20.6376 | 1732 | 1116.8794 | 5.8036 | 0 | 0 | 0 | 0
3490 | 2854.7133 | 5358 | 224 | 8 | 12 | 119.0476 | 2678.5714 | 0 | 0 | 57.0943 | 2854.7133 | 2834.0757 | 20.6376 | 1732 | 1116.8794 | 5.8036 | 0 | 0 | 0 | 0
3491 | 2854.7133 | 5371 | 224 | 8 | 12 | 119.0476 | 2678.5714 | 0 | 0 | 57.0943 | 2854.7133 | 2834.0757 | 20.6376 | 1732 | 1116.8794 | 5.8036 | 0 | 0 | 0 | 0
3492 | 2854.7133 | 5372 | 224 | 8 | 12 | 119.0476 | 2678.5714 | 0 | 0 | 57.0943 | 2854.7133 | 2834.0757 | 20.6376 | 1732 | 1116.8794 | 5.8036 | 0 | 0 | 0 | 0
3493 | 2854.7133 | 5373 | 224 | 8 | 12 | 119.0476 | 2678.5714 | 0 | 0 | 57.0943 | 2854.7133 | 2834.0757 | 20.6376 | 1732 | 1116.8794 | 5.8036 | 0 | 0 | 0 | 0
3494 | 2854.7133 | 5382 | 225 | 8 | 13 | 119.0476 | 2678.5714 | 0 | 0 | 57.0943 | 2854.7133 | 2834.0757 | 20.6376 | 1732 | 1116.8794 | 5.8036 | 0 | 0 | 0 | 0
3495 | 2854.7133 | 5395 | 225 | 8 | 13 | 119.0476 | 2678.5714 | 0 | 0 | 57.0943 | 2854.7133 | 2834.0757 | 20.6376 | 1732 | 1116.8794 | 5.8036 | 0 | 0 | 0 | 0
3496 | 2854.7133 | 5396 | 225 | 8 | 13 | 119.0476 | 2678.5714 | 0 | 0 | 57.0943 | 2854.7133 | 2834.0757 | 20.6376 | 1732 | 1116.8794 | 5.8036 | 0 | 0 | 0 | 0
3497 | 2854.7133 | 5397 | 225 | 8 | 13 | 119.0476 | 2678.5714 | 0 | 0 | 57.0943 | 2854.7133 | 2834.0757 | 20.6376 | 1732 | 1116.8794 | 5.8036 | 0 | 0 | 0 | 0
3498 | 2854.7133 | 5406 | 226 | 8 | 14 | 119.0476 | 2678.5714 | 0 | 0 | 57.0943 | 2854.7133 | 2834.0757 | 20.6376 | 1732 | 1116.8794 | 5.8036 | 0 | 0 | 0 | 0
3499 | 2854.7133 | 5419 | 226 | 8 | 14 | 119.0476 | 2678.5714 | 0 | 0 | 57.0943 | 2854.7133 | 2834.0757 | 20.6376 | 1732 | 1116.8794 | 5.8036 | 0 | 0 | 0 | 0
3500 | 2854.7133 | 5420 | 226 | 8 | 14 | 119.0476 | 2678.5714 | 0 | 0 | 57.0943 | 2854.7133 | 2834.0757 | 20.6376 | 1732 | 1116.8794 | 5.8036 | 0 | 0 | 0 | 0
3501 | 2854.7133 | 5421 | 226 | 8 | 14 | 119.0476 | 2678.5714 | 0 | 0 | 57.0943 | 2854.7133 | 2834.0757 | 20.6376 | 1732 | 1116.8794 | 5.8036 | 0 | 0 | 0 | 0
3502 | 2854.7133 | 5430 | 227 | 8 | 15 | 119.0476 | 2678.5714 | 0 | 0 | 57.0943 | 2854.7133 | 2834.0757 | 20.6376 | 1732 | 1116.8794 | 5.8036 | 0 | 0 | 0 | 0
3503 | 2854.7133 | 5443 | 227 | 8 | 15 | 119.0476 | 2678.5714 | 0 | 0 | 57.0943 | 2854.7133 | 2834.0757 | 20.6376 | 1732 | 1116.8794 | 5.8036 | 0 | 0 | 0 | 0
3504 | 2854.7133 | 5444 | 227 | 8 | 15 | 119.0476 | 2678.5714 | 0 | 0 | 57.0943 | 2854.7133 | 2834.0757 | 20.6376 | 1732 | 1116.8794 | 5.8036 | 0 | 0 | 0 | 0
3505 | 2854.7133 | 5445 | 227 | 8 | 15 | 119.0476 | 2678.5714 | 0 | 0 | 57.0943 | 2854.7133 | 2834.0757 | 20.6376 | 1732 | 1116.8794 | 5.8036 | 0 | 0 | 0 | 0
3506 | 2854.7133 | 5454 | 228 | 8 | 16 | 119.0476 | 2678.5714 | 0 | 0 | 57.0943 | 2854.7133 | 2834.0757 | 20.6376 | 1732 | 1116.8794 | 5.8036 | 0 | 0 | 0 | 0
3507 | 2854.7133 | 5467 | 228 | 8 | 16 | 119.0476 | 2678.5714 | 0 | 0 | 57.0943 | 2854.7133 | 2834.0757 | 20.6376 | 1732 | 1116.8794 | 5.8036 | 0 | 0 | 0 | 0
3508 | 2854.7133 | 5468 | 228 | 8 | 16 | 119.0476 | 2678.5714 | 0 | 0 | 57.0943 | 2854.7133 | 2834.0757 | 20.6376 | 1732 | 1116.8794 | 5.8036 | 0 | 0 | 0 | 0
3509 | 2854.7133 | 5469 | 228 | 8 | 16 | 119.0476 | 2678.5714 | 0 | 0 | 57.0943 | 2854.7133 | 2834.0757 | 20.6376 | 1732 | 1116.8794 | 5.8036 | 0 | 0 | 0 | 0
3510 | 2854.7133 | 5478 | 229 | 8 | 17 | 119.0476 | 2678.5714 | 0 | 0 | 57.0943 | 2854.7133 | 2834.0757 | 20.6376 | 1732 | 1116.8794 | 5.8036 | 0 | 0 | 0 | 0
3511 | 2854.7133 | 5491 | 229 | 8 | 17 | 119.0476 | 2678.5714 | 0 | 0 | 57.0943 | 2854.7133 | 2834.0757 | 20.6376 | 1732 | 1116.8794 | 5.8036 | 0 | 0 | 0 | 0
3512 | 2854.7133 | 5492 | 229 | 8 | 17 | 119.0476 | 2678.5714 | 0 | 0 | 57.0943 | 2854.7133 | 2834.0757 | 20.6376 | 1732 | 1116.8794 | 5.8036 | 0 | 0 | 0 | 0
3513 | 2854.7133 | 5493 | 229 | 8 | 17 | 119.0476 | 2678.5714 | 0 | 0 | 57.0943 | 2854.7133 | 2834.0757 | 20.6376 | 1732 | 1116.8794 | 5.8036 | 0 | 0 | 0 | 0
3514 | 2854.7133 | 5502 | 230 | 8 | 18 | 119.0476 | 2678.5714 | 0 | 0 | 57.0943 | 2854.7133 | 2834.0757 | 20.6376 | 1732 | 1116.8794 | 5.8036 | 0 | 0 | 0 | 0
3515 | 2854.7133 | 5515 | 230 | 8 | 18 | 119.0476 | 2678.5714 | 0 | 0 | 57.0943 | 2854.7133 | 2834.0757 | 20.6376 | 1732 | 1116.8794 | 5.8036 | 0 | 0 | 0 | 0
3516 | 2854.7133 | 5516 | 230 | 8 | 18 | 119.0476 | 2678.5714 | 0 | 0 | 57.0943 | 2854.7133 | 2834.0757 | 20.6376 | 1732 | 1116.8794 | 5.8036 | 0 | 0 | 0 | 0
3517 | 2854.7133 | 5517 | 230 | 8 | 18 | 119.0476 | 2678.5714 | 0 | 0 | 57.0943 | 2854.7133 | 2834.0757 | 20.6376 | 1732 | 1116.8794 | 5.8036 | 0 | 0 | 0 | 0
3518 | 2854.7133 | 5526 | 231 | 8 | 19 | 119.0476 | 2678.5714 | 0 | 0 | 57.0943 | 2854.7133 | 2834.0757 | 20.6376 | 1732 | 1116.8794 | 5.8036 | 0 | 0 | 0 | 0
3519 | 2854.7133 | 5539 | 231 | 8 | 19 | 119.0476 | 2678.5714 | 0 | 0 | 57.0943 | 2854.7133 | 2834.0757 | 20.6376 | 1732 | 1116.8794 | 5.8036 | 0 | 0 | 0 | 0
3520 | 2854.7133 | 5540 | 231 | 8 | 19 | 119.0476 | 2678.5714 | 0 | 0 | 57.0943 | 2854.7133 | 2834.0757 | 20.6376 | 1732 | 1116.8794 | 5.8036 | 0 | 0 | 0 | 0
3521 | 2854.7133 | 5541 | 231 | 8 | 19 | 119.0476 | 2678.5714 | 0 | 0 | 57.0943 | 2854.7133 | 2834.0757 | 20.6376 | 1732 | 1116.8794 | 5.8036 | 0 | 0 | 0 | 0
3522 | 2854.7133 | 5550 | 232 | 8 | 20 | 119.0476 | 2678.5714 | 0 | 0 | 57.0943 | 2854.7133 | 2834.0757 | 20.6376 | 1732 | 1116.8794 | 5.8036 | 0 | 0 | 0 | 0
3523 | 2854.7133 | 5563 | 232 | 8 | 20 | 119.0476 | 2678.5714 | 0 | 0 | 57.0943 | 2854.7133 | 2834.0757 | 20.6376 | 1732 | 1116.8794 | 5.8036 | 0 | 0 | 0 | 0
3524 | 2854.7133 | 5564 | 232 | 8 | 20 | 119.0476 | 2678.5714 | 0 | 0 | 57.0943 | 2854.7133 | 2834.0757 | 20.6376 | 1732 | 1116.8794 | 5.8036 | 0 | 0 | 0 | 0
3525 | 2854.7133 | 5565 | 232 | 8 | 20 | 119.0476 | 2678.5714 | 0 | 0 | 57.0943 | 2854.7133 | 2834.0757 | 20.6376 | 1732 | 1116.8794 | 5.8036 | 0 | 0 | 0 | 0
3526 | 2854.7133 | 5574 | 233 | 8 | 21 | 119.0476 | 2678.5714 | 0 | 0 | 57.0943 | 2854.7133 | 2834.0757 | 20.6376 | 1732 | 1116.8794 | 5.8036 | 0 | 0 | 0 | 0
3527 | 2854.7133 | 5587 | 233 | 8 | 21 | 119.0476 | 2678.5714 | 0 | 0 | 57.0943 | 2854.7133 | 2834.0757 | 20.6376 | 1732 | 1116.8794 | 5.8036 | 0 | 0 | 0 | 0
3528 | 2854.7133 | 5588 | 233 | 8 | 21 | 119.0476 | 2678.5714 | 0 | 0 | 57.0943 | 2854.7133 | 2834.0757 | 20.6376 | 1732 | 1116.8794 | 5.8036 | 0 | 0 | 0 | 0
3529 | 2854.7133 | 5589 | 233 | 8 | 21 | 119.0476 | 2678.5714 | 0 | 0 | 57.0943 | 2854.7133 | 2834.0757 | 20.6376 | 1732 | 1116.8794 | 5.8036 | 0 | 0 | 0 | 0
3530 | 2854.7133 | 5598 | 234 | 8 | 22 | 119.0476 | 2678.5714 | 0 | 0 | 57.0943 | 2854.7133 | 2834.0757 | 20.6376 | 1732 | 1116.8794 | 5.8036 | 0 | 0 | 0 | 0
3531 | 2854.7133 | 5611 | 234 | 8 | 22 | 119.0476 | 2678.5714 | 0 | 0 | 57.0943 | 2854.7133 | 2834.0757 | 20.6376 | 1732 | 1116.8794 | 5.8036 | 0 | 0 | 0 | 0
3532 | 2854.7133 | 5612 | 234 | 8 | 22 | 119.0476 | 2678.5714 | 0 | 0 | 57.0943 | 2854.7133 | 2834.0757 | 20.6376 | 1732 | 1116.8794 | 5.8036 | 0 | 0 | 0 | 0
3533 | 2854.7133 | 5613 | 234 | 8 | 22 | 119.0476 | 2678.5714 | 0 | 0 | 57.0943 | 2854.7133 | 2834.0757 | 20.6376 | 1732 | 1116.8794 | 5.8036 | 0 | 0 | 0 | 0
3534 | 2854.7133 | 5622 | 235 | 8 | 23 | 119.0476 | 2678.5714 | 0 | 0 | 57.0943 | 2854.7133 | 2834.0757 | 20.6376 | 1732 | 1116.8794 | 5.8036 | 0 | 0 | 0 | 0
3535 | 2854.7133 | 5635 | 235 | 8 | 23 | 119.0476 | 2678.5714 | 0 | 0 | 57.0943 | 2854.7133 | 2834.0757 | 20.6376 | 1732 | 1116.8794 | 5.8036 | 0 | 0 | 0 | 0
3536 | 2854.7133 | 5636 | 235 | 8 | 23 | 119.0476 | 2678.5714 | 0 | 0 | 57.0943 | 2854.7133 | 2834.0757 | 20.6376 | 1732 | 1116.8794 | 5.8036 | 0 | 0 | 0 | 0
3537 | 2854.7133 | 5637 | 235 | 8 | 23 | 119.0476 | 2678.5714 | 0 | 0 | 57.0943 | 2854.7133 | 2834.0757 | 20.6376 | 1732 | 1116.8794 | 5.8036 | 0 | 0 | 0 | 0
3538 | 2854.7133 | 5646 | 236 | 8 | 24 | 119.0476 | 2678.5714 | 0 | 0 | 57.0943 | 2854.7133 | 2834.0757 | 20.6376 | 1732 | 1116.8794 | 5.8036 | 0 | 0 | 0 | 0
3539 | 2854.7133 | 5659 | 236 | 8 | 24 | 119.0476 | 2678.5714 | 0 | 0 | 57.0943 | 2854.7133 | 2834.0757 | 20.6376 | 1732 | 1116.8794 | 5.8036 | 0 | 0 | 0 | 0
3540 | 2854.7133 | 5660 | 236 | 8 | 24 | 119.0476 | 2678.5714 | 0 | 0 | 57.0943 | 2854.7133 | 2834.0757 | 20.6376 | 1732 | 1116.8794 | 5.8036 | 0 | 0 | 0 | 0
3541 | 2854.7133 | 5661 | 236 | 8 | 24 | 119.0476 | 2678.5714 | 0 | 0 | 57.0943 | 2854.7133 | 2834.0757 | 20.6376 | 1732 | 1116.8794 | 5.8036 | 0 | 0 | 0 | 0
3542 | 2854.7133 | 5670 | 237 | 8 | 25 | 119.0476 | 2678.5714 | 0 | 0 | 57.0943 | 2854.7133 | 2834.0757 | 20.6376 | 1732 | 1116.8794 | 5.8036 | 0 | 0 | 0 | 0
3543 | 2854.7133 | 5683 | 237 | 8 | 25 | 119.0476 | 2678.5714 | 0 | 0 | 57.0943 | 2854.7133 | 2834.0757 | 20.6376 | 1732 | 1116.8794 | 5.8036 | 0 | 0 | 0 | 0
3544 | 2854.7133 | 5684 | 237 | 8 | 25 | 119.0476 | 2678.5714 | 0 | 0 | 57.0943 | 2854.7133 | 2834.0757 | 20.6376 | 1732 | 1116.8794 | 5.8036 | 0 | 0 | 0 | 0
3545 | 2854.7133 | 5685 | 237 | 8 | 25 | 119.0476 | 2678.5714 | 0 | 0 | 57.0943 | 2854.7133 | 2834.0757 | 20.6376 | 1732 | 1116.8794 | 5.8036 | 0 | 0 | 0 | 0
3546 | 2854.7133 | 5694 | 238 | 8 | 26 | 119.0476 | 2678.5714 | 0 | 0 | 57.0943 | 2854.7133 | 2834.0757 | 20.6376 | 1732 | 1116.8794 | 5.8036 | 0 | 0 | 0 | 0
3547 | 2854.7133 | 5707 | 238 | 8 | 26 | 119.0476 | 2678.5714 | 0 | 0 | 57.0943 | 2854.7133 | 2834.0757 | 20.6376 | 1732 | 1116.8794 | 5.8036 | 0 | 0 | 0 | 0
3548 | 2854.7133 | 5708 | 238 | 8 | 26 | 119.0476 | 2678.5714 | 0 | 0 | 57.0943 | 2854.7133 | 2834.0757 | 20.6376 | 1732 | 1116.8794 | 5.8036 | 0 | 0 | 0 | 0
3549 | 2854.7133 | 5709 | 238 | 8 | 26 | 119.0476 | 2678.5714 | 0 | 0 | 57.0943 | 2854.7133 | 2834.0757 | 20.6376 | 1732 | 1116.8794 | 5.8036 | 0 | 0 | 0 | 0
3550 | 2854.7133 | 5718 | 239 | 8 | 27 | 119.0476 | 2678.5714 | 0 | 0 | 57.0943 | 2854.7133 | 2834.0757 | 20.6376 | 1732 | 1116.8794 | 5.8036 | 0 | 0 | 0 | 0
3551 | 2854.7133 | 5731 | 239 | 8 | 27 | 119.0476 | 2678.5714 | 0 | 0 | 57.0943 | 2854.7133 | 2834.0757 | 20.6376 | 1732 | 1116.8794 | 5.8036 | 0 | 0 | 0 | 0
3552 | 2854.7133 | 5732 | 239 | 8 | 27 | 119.0476 | 2678.5714 | 0 | 0 | 57.0943 | 2854.7133 | 2834.0757 | 20.6376 | 1732 | 1116.8794 | 5.8036 | 0 | 0 | 0 | 0
3553 | 2854.7133 | 5733 | 239 | 8 | 27 | 119.0476 | 2678.5714 | 0 | 0 | 57.0943 | 2854.7133 | 2834.0757 | 20.6376 | 1732 | 1116.8794 | 5.8036 | 0 | 0 | 0 | 0
3554 | 2854.7133 | 5742 | 240 | 8 | 28 | 119.0476 | 2678.5714 | 0 | 0 | 57.0943 | 2854.7133 | 2834.0757 | 20.6376 | 1732 | 1116.8794 | 5.8036 | 0 | 0 | 0 | 0
3555 | 2854.7133 | 5755 | 240 | 8 | 28 | 119.0476 | 2678.5714 | 0 | 0 | 57.0943 | 2854.7133 | 2834.0757 | 20.6376 | 1732 | 1116.8794 | 5.8036 | 0 | 0 | 0 | 0
3556 | 2854.7133 | 5756 | 240 | 8 | 28 | 119.0476 | 2678.5714 | 0 | 0 | 57.0943 | 2854.7133 | 2834.0757 | 20.6376 | 1732 | 1116.8794 | 5.8036 | 0 | 0 | 0 | 0
3557 | 2854.7133 | 5757 | 240 | 8 | 28 | 119.0476 | 2678.5714 | 0 | 0 | 57.0943 | 2854.7133 | 2834.0757 | 20.6376 | 1732 | 1116.8794 | 5.8036 | 0 | 0 | 0 | 0
3558 | 2854.7133 | 5766 | 241 | 8 | 29 | 119.0476 | 2678.5714 | 0 | 0 | 57.0943 | 2854.7133 | 2834.0757 | 20.6376 | 1732 | 1116.8794 | 5.8036 | 0 | 0 | 0 | 0
3559 | 2854.7133 | 5779 | 241 | 8 | 29 | 119.0476 | 2678.5714 | 0 | 0 | 57.0943 | 2854.7133 | 2834.0757 | 20.6376 | 1732 | 1116.8794 | 5.8036 | 0 | 0 | 0 | 0
3560 | 2854.7133 | 5780 | 241 | 8 | 29 | 119.0476 | 2678.5714 | 0 | 0 | 57.0943 | 2854.7133 | 2834.0757 | 20.6376 | 1732 | 1116.8794 | 5.8036 | 0 | 0 | 0 | 0
3561 | 2854.7133 | 5781 | 241 | 8 | 29 | 119.0476 | 2678.5714 | 0 | 0 | 57.0943 | 2854.7133 | 2834.0757 | 20.6376 | 1732 | 1116.8794 | 5.8036 | 0 | 0 | 0 | 0
3562 | 2854.7133 | 5790 | 242 | 8 | 30 | 119.0476 | 2678.5714 | 0 | 0 | 57.0943 | 2854.7133 | 2834.0757 | 20.6376 | 1732 | 1116.8794 | 5.8036 | 0 | 0 | 0 | 0
3563 | 2854.7133 | 5803 | 242 | 8 | 30 | 119.0476 | 2678.5714 | 0 | 0 | 57.0943 | 2854.7133 | 2834.0757 | 20.6376 | 1732 | 1116.8794 | 5.8036 | 0 | 0 | 0 | 0
3564 | 2854.7133 | 5804 | 242 | 8 | 30 | 119.0476 | 2678.5714 | 0 | 0 | 57.0943 | 2854.7133 | 2834.0757 | 20.6376 | 1732 | 1116.8794 | 5.8036 | 0 | 0 | 0 | 0
3565 | 2854.7133 | 5805 | 242 | 8 | 30 | 119.0476 | 2678.5714 | 0 | 0 | 57.0943 | 2854.7133 | 2834.0757 | 20.6376 | 1732 | 1116.8794 | 5.8036 | 0 | 0 | 0 | 0
3566 | 2854.7133 | 5814 | 243 | 8 | 31 | 119.0476 | 2678.5714 | 0 | 0 | 57.0943 | 2854.7133 | 2834.0757 | 20.6376 | 1732 | 1116.8794 | 5.8036 | 0 | 0 | 0 | 0
3567 | 2854.7133 | 5827 | 243 | 8 | 31 | 119.0476 | 2678.5714 | 0 | 0 | 57.0943 | 2854.7133 | 2834.0757 | 20.6376 | 1732 | 1116.8794 | 5.8036 | 0 | 0 | 0 | 0
3568 | 2854.7133 | 5828 | 243 | 8 | 31 | 119.0476 | 2678.5714 | 0 | 0 | 57.0943 | 2854.7133 | 2834.0757 | 20.6376 | 1732 | 1116.8794 | 5.8036 | 0 | 0 | 0 | 0
3569 | 2854.7133 | 5829 | 243 | 8 | 31 | 119.0476 | 2678.5714 | 0 | 0 | 57.0943 | 2854.7133 | 2834.0757 | 20.6376 | 1732 | 1116.8794 | 5.8036 | 0 | 0 | 0 | 0
3570 | 2696.793 | 1416 | 60 | 3 | 1 | 2500 | 0 | 142.8571 | 0 | 53.9359 | 2696.793 | 2677.7923 | 19.0007 | 1732 | 959.7796 | 4.9873 | 0 | 0 | 0 | 0
3571 | 2696.793 | 1417 | 60 | 3 | 1 | 2500 | 0 | 142.8571 | 0 | 53.9359 | 2696.793 | 2677.7923 | 19.0007 | 1732 | 959.7796 | 4.9873 | 0 | 0 | 0 | 0
3572 | 2696.793 | 1418 | 60 | 3 | 1 | 2500 | 0 | 142.8571 | 0 | 53.9359 | 2696.793 | 2677.7923 | 19.0007 | 1732 | 959.7796 | 4.9873 | 0 | 0 | 0 | 0
3573 | 2696.793 | 1419 | 60 | 3 | 1 | 2500 | 0 | 142.8571 | 0 | 53.9359 | 2696.793 | 2677.7923 | 19.0007 | 1732 | 959.7796 | 4.9873 | 0 | 0 | 0 | 0
3574 | 2696.793 | 1420 | 60 | 3 | 1 | 2500 | 0 | 142.8571 | 0 | 53.9359 | 2696.793 | 2677.7923 | 19.0007 | 1732 | 959.7796 | 4.9873 | 0 | 0 | 0 | 0
3575 | 2696.793 | 1433 | 60 | 3 | 1 | 2500 | 0 | 142.8571 | 0 | 53.9359 | 2696.793 | 4210.0092 | -1513.2162 | 1732 | 2500 | 3857.1429 | 238.0952 | 0 | 134.5967 | 6729.8348
3576 | 2696.793 | 1439 | 60 | 3 | 2 | 2500 | 0 | 142.8571 | 0 | 53.9359 | 2696.793 | 4210.0092 | -1513.2162 | 1732 | 2500 | 0 | 238.0952 | 2000 | 96.6958 | 4834.7911
3577 | 2696.793 | 1440 | 61 | 3 | 2 | 2500 | 0 | 142.8571 | 0 | 53.9359 | 2696.793 | 2677.7923 | 19.0007 | 1732 | 959.7796 | 4.9873 | 0 | 0 | 0 | 0
3578 | 2696.793 | 1441 | 61 | 3 | 2 | 2500 | 0 | 142.8571 | 0 | 53.9359 | 2696.793 | 2677.7923 | 19.0007 | 1732 | 959.7796 | 4.9873 | 0 | 0 | 0 | 0
3579 | 2696.793 | 1442 | 61 | 3 | 2 | 2500 | 0 | 142.8571 | 0 | 53.9359 | 2696.793 | 2677.7923 | 19.0007 | 1732 | 959.7796 | 4.9873 | 0 | 0 | 0 | 0
3580 | 2696.793 | 1443 | 61 | 3 | 2 | 2500 | 0 | 142.8571 | 0 | 53.9359 | 2696.793 | 2677.7923 | 19.0007 | 1732 | 959.7796 | 4.9873 | 0 | 0 | 0 | 0
3581 | 2696.793 | 1444 | 61 | 3 | 2 | 2500 | 0 | 142.8571 | 0 | 53.9359 | 2696.793 | 2677.7923 | 19.0007 | 1732 | 959.7796 | 4.9873 | 0 | 0 | 0 | 0
3582 | 2696.793 | 1457 | 61 | 3 | 2 | 2500 | 0 | 142.8571 | 0 | 53.9359 | 2696.793 | 4210.0092 | -1513.2162 | 1732 | 2500 | 3857.1429 | 238.0952 | 0 | 134.5967 | 6729.8348
3583 | 2696.793 | 1463 | 61 | 3 | 3 | 2500 | 0 | 142.8571 | 0 | 53.9359 | 2696.793 | 4210.0092 | -1513.2162 | 1732 | 2500 | 0 | 238.0952 | 2000 | 96.6958 | 4834.7911
3584 | 2696.793 | 1464 | 62 | 3 | 3 | 2500 | 0 | 142.8571 | 0 | 53.9359 | 2696.793 | 2677.7923 | 19.0007 | 1732 | 959.7796 | 4.9873 | 0 | 0 | 0 | 0
3585 | 2696.793 | 1465 | 62 | 3 | 3 | 2500 | 0 | 142.8571 | 0 | 53.9359 | 2696.793 | 2677.7923 | 19.0007 | 1732 | 959.7796 | 4.9873 | 0 | 0 | 0 | 0
3586 | 2696.793 | 1466 | 62 | 3 | 3 | 2500 | 0 | 142.8571 | 0 | 53.9359 | 2696.793 | 2677.7923 | 19.0007 | 1732 | 959.7796 | 4.9873 | 0 | 0 | 0 | 0
3587 | 2696.793 | 1467 | 62 | 3 | 3 | 2500 | 0 | 142.8571 | 0 | 53.9359 | 2696.793 | 2677.7923 | 19.0007 | 1732 | 959.7796 | 4.9873 | 0 | 0 | 0 | 0
3588 | 2696.793 | 1468 | 62 | 3 | 3 | 2500 | 0 | 142.8571 | 0 | 53.9359 | 2696.793 | 2677.7923 | 19.0007 | 1732 | 959.7796 | 4.9873 | 0 | 0 | 0 | 0
3589 | 2696.793 | 1481 | 62 | 3 | 3 | 2500 | 0 | 142.8571 | 0 | 53.9359 | 2696.793 | 4210.0092 | -1513.2162 | 1732 | 2500 | 3857.1429 | 238.0952 | 0 | 134.5967 | 6729.8348
3590 | 2696.793 | 1487 | 62 | 3 | 4 | 2500 | 0 | 142.8571 | 0 | 53.9359 | 2696.793 | 4210.0092 | -1513.2162 | 1732 | 2500 | 0 | 238.0952 | 2000 | 96.6958 | 4834.7911
3591 | 2696.793 | 1488 | 63 | 3 | 4 | 2500 | 0 | 142.8571 | 0 | 53.9359 | 2696.793 | 2677.7923 | 19.0007 | 1732 | 959.7796 | 4.9873 | 0 | 0 | 0 | 0
3592 | 2696.793 | 1489 | 63 | 3 | 4 | 2500 | 0 | 142.8571 | 0 | 53.9359 | 2696.793 | 2677.7923 | 19.0007 | 1732 | 959.7796 | 4.9873 | 0 | 0 | 0 | 0
3593 | 2696.793 | 1490 | 63 | 3 | 4 | 2500 | 0 | 142.8571 | 0 | 53.9359 | 2696.793 | 2677.7923 | 19.0007 | 1732 | 959.7796 | 4.9873 | 0 | 0 | 0 | 0
3594 | 2696.793 | 1491 | 63 | 3 | 4 | 2500 | 0 | 142.8571 | 0 | 53.9359 | 2696.793 | 2677.7923 | 19.0007 | 1732 | 959.7796 | 4.9873 | 0 | 0 | 0 | 0
3595 | 2696.793 | 1492 | 63 | 3 | 4 | 2500 | 0 | 142.8571 | 0 | 53.9359 | 2696.793 | 2677.7923 | 19.0007 | 1732 | 959.7796 | 4.9873 | 0 | 0 | 0 | 0
3596 | 2696.793 | 1505 | 63 | 3 | 4 | 2500 | 0 | 142.8571 | 0 | 53.9359 | 2696.793 | 4210.0092 | -1513.2162 | 1732 | 2500 | 3857.1429 | 238.0952 | 0 | 134.5967 | 6729.8348
3597 | 2696.793 | 1511 | 63 | 3 | 5 | 2500 | 0 | 142.8571 | 0 | 53.9359 | 2696.793 | 4210.0092 | -1513.2162 | 1732 | 2500 | 0 | 238.0952 | 2000 | 96.6958 | 4834.7911
3598 | 2696.793 | 1512 | 64 | 3 | 5 | 2500 | 0 | 142.8571 | 0 | 53.9359 | 2696.793 | 2677.7923 | 19.0007 | 1732 | 959.7796 | 4.9873 | 0 | 0 | 0 | 0
3599 | 2696.793 | 1513 | 64 | 3 | 5 | 2500 | 0 | 142.8571 | 0 | 53.9359 | 2696.793 | 2677.7923 | 19.0007 | 1732 | 959.7796 | 4.9873 | 0 | 0 | 0 | 0
3600 | 2696.793 | 1514 | 64 | 3 | 5 | 2500 | 0 | 142.8571 | 0 | 53.9359 | 2696.793 | 2677.7923 | 19.0007 | 1732 | 959.7796 | 4.9873 | 0 | 0 | 0 | 0
3601 | 2696.793 | 1515 | 64 | 3 | 5 | 2500 | 0 | 142.8571 | 0 | 53.9359 | 2696.793 | 2677.7923 | 19.0007 | 1732 | 959.7796 | 4.9873 | 0 | 0 | 0 | 0
3602 | 2696.793 | 1516 | 64 | 3 | 5 | 2500 | 0 | 142.8571 | 0 | 53.9359 | 2696.793 | 2677.7923 | 19.0007 | 1732 | 959.7796 | 4.9873 | 0 | 0 | 0 | 0
3603 | 2696.793 | 1529 | 64 | 3 | 5 | 2500 | 0 | 142.8571 | 0 | 53.9359 | 2696.793 | 4210.0092 | -1513.2162 | 1732 | 2500 | 3857.1429 | 238.0952 | 0 | 134.5967 | 6729.8348
3604 | 2696.793 | 1535 | 64 | 3 | 6 | 2500 | 0 | 142.8571 | 0 | 53.9359 | 2696.793 | 4210.0092 | -1513.2162 | 1732 | 2500 | 0 | 238.0952 | 2000 | 96.6958 | 4834.7911
3605 | 2696.793 | 1536 | 65 | 3 | 6 | 2500 | 0 | 142.8571 | 0 | 53.9359 | 2696.793 | 2677.7923 | 19.0007 | 1732 | 959.7796 | 4.9873 | 0 | 0 | 0 | 0
3606 | 2696.793 | 1537 | 65 | 3 | 6 | 2500 | 0 | 142.8571 | 0 | 53.9359 | 2696.793 | 2677.7923 | 19.0007 | 1732 | 959.7796 | 4.9873 | 0 | 0 | 0 | 0
3607 | 2696.793 | 1538 | 65 | 3 | 6 | 2500 | 0 | 142.8571 | 0 | 53.9359 | 2696.793 | 2677.7923 | 19.0007 | 1732 | 959.7796 | 4.9873 | 0 | 0 | 0 | 0
3608 | 2696.793 | 1539 | 65 | 3 | 6 | 2500 | 0 | 142.8571 | 0 | 53.9359 | 2696.793 | 2677.7923 | 19.0007 | 1732 | 959.7796 | 4.9873 | 0 | 0 | 0 | 0
3609 | 2696.793 | 1540 | 65 | 3 | 6 | 2500 | 0 | 142.8571 | 0 | 53.9359 | 2696.793 | 2677.7923 | 19.0007 | 1732 | 959.7796 | 4.9873 | 0 | 0 | 0 | 0
3610 | 2696.793 | 1553 | 65 | 3 | 6 | 2500 | 0 | 142.8571 | 0 | 53.9359 | 2696.793 | 4210.0092 | -1513.2162 | 1732 | 2500 | 3857.1429 | 238.0952 | 0 | 134.5967 | 6729.8348
3611 | 2696.793 | 1559 | 65 | 3 | 7 | 2500 | 0 | 142.8571 | 0 | 53.9359 | 2696.793 | 4210.0092 | -1513.2162 | 1732 | 2500 | 0 | 238.0952 | 2000 | 96.6958 | 4834.7911
3612 | 2696.793 | 1560 | 66 | 3 | 7 | 2500 | 0 | 142.8571 | 0 | 53.9359 | 2696.793 | 2677.7923 | 19.0007 | 1732 | 959.7796 | 4.9873 | 0 | 0 | 0 | 0
3613 | 2696.793 | 1561 | 66 | 3 | 7 | 2500 | 0 | 142.8571 | 0 | 53.9359 | 2696.793 | 2677.7923 | 19.0007 | 1732 | 959.7796 | 4.9873 | 0 | 0 | 0 | 0
3614 | 2696.793 | 1562 | 66 | 3 | 7 | 2500 | 0 | 142.8571 | 0 | 53.9359 | 2696.793 | 2677.7923 | 19.0007 | 1732 | 959.7796 | 4.9873 | 0 | 0 | 0 | 0
3615 | 2696.793 | 1563 | 66 | 3 | 7 | 2500 | 0 | 142.8571 | 0 | 53.9359 | 2696.793 | 2677.7923 | 19.0007 | 1732 | 959.7796 | 4.9873 | 0 | 0 | 0 | 0
3616 | 2696.793 | 1564 | 66 | 3 | 7 | 2500 | 0 | 142.8571 | 0 | 53.9359 | 2696.793 | 2677.7923 | 19.0007 | 1732 | 959.7796 | 4.9873 | 0 | 0 | 0 | 0
3617 | 2696.793 | 1577 | 66 | 3 | 7 | 2500 | 0 | 142.8571 | 0 | 53.9359 | 2696.793 | 4210.0092 | -1513.2162 | 1732 | 2500 | 3857.1429 | 238.0952 | 0 | 134.5967 | 6729.8348
3618 | 2696.793 | 1583 | 66 | 3 | 8 | 2500 | 0 | 142.8571 | 0 | 53.9359 | 2696.793 | 4210.0092 | -1513.2162 | 1732 | 2500 | 0 | 238.0952 | 2000 | 96.6958 | 4834.7911
3619 | 2696.793 | 1584 | 67 | 3 | 8 | 2500 | 0 | 142.8571 | 0 | 53.9359 | 2696.793 | 2677.7923 | 19.0007 | 1732 | 959.7796 | 4.9873 | 0 | 0 | 0 | 0
3620 | 2696.793 | 1585 | 67 | 3 | 8 | 2500 | 0 | 142.8571 | 0 | 53.9359 | 2696.793 | 2677.7923 | 19.0007 | 1732 | 959.7796 | 4.9873 | 0 | 0 | 0 | 0
3621 | 2696.793 | 1586 | 67 | 3 | 8 | 2500 | 0 | 142.8571 | 0 | 53.9359 | 2696.793 | 2677.7923 | 19.0007 | 1732 | 959.7796 | 4.9873 | 0 | 0 | 0 | 0
3622 | 2696.793 | 1587 | 67 | 3 | 8 | 2500 | 0 | 142.8571 | 0 | 53.9359 | 2696.793 | 2677.7923 | 19.0007 | 1732 | 959.7796 | 4.9873 | 0 | 0 | 0 | 0
3623 | 2696.793 | 1588 | 67 | 3 | 8 | 2500 | 0 | 142.8571 | 0 | 53.9359 | 2696.793 | 2677.7923 | 19.0007 | 1732 | 959.7796 | 4.9873 | 0 | 0 | 0 | 0
3624 | 2696.793 | 1601 | 67 | 3 | 8 | 2500 | 0 | 142.8571 | 0 | 53.9359 | 2696.793 | 4210.0092 | -1513.2162 | 1732 | 2500 | 3857.1429 | 238.0952 | 0 | 134.5967 | 6729.8348
3625 | 2696.793 | 1607 | 67 | 3 | 9 | 2500 | 0 | 142.8571 | 0 | 53.9359 | 2696.793 | 4210.0092 | -1513.2162 | 1732 | 2500 | 0 | 238.0952 | 2000 | 96.6958 | 4834.7911
3626 | 2696.793 | 1608 | 68 | 3 | 9 | 2500 | 0 | 142.8571 | 0 | 53.9359 | 2696.793 | 2677.7923 | 19.0007 | 1732 | 959.7796 | 4.9873 | 0 | 0 | 0 | 0
3627 | 2696.793 | 1609 | 68 | 3 | 9 | 2500 | 0 | 142.8571 | 0 | 53.9359 | 2696.793 | 2677.7923 | 19.0007 | 1732 | 959.7796 | 4.9873 | 0 | 0 | 0 | 0
3628 | 2696.793 | 1610 | 68 | 3 | 9 | 2500 | 0 | 142.8571 | 0 | 53.9359 | 2696.793 | 2677.7923 | 19.0007 | 1732 | 959.7796 | 4.9873 | 0 | 0 | 0 | 0
3629 | 2696.793 | 1611 | 68 | 3 | 9 | 2500 | 0 | 142.8571 | 0 | 53.9359 | 2696.793 | 2677.7923 | 19.0007 | 1732 | 959.7796 | 4.9873 | 0 | 0 | 0 | 0
3630 | 2696.793 | 1612 | 68 | 3 | 9 | 2500 | 0 | 142.8571 | 0 | 53.9359 | 2696.793 | 2677.7923 | 19.0007 | 1732 | 959.7796 | 4.9873 | 0 | 0 | 0 | 0
3631 | 2696.793 | 1625 | 68 | 3 | 9 | 2500 | 0 | 142.8571 | 0 | 53.9359 | 2696.793 | 4210.0092 | -1513.2162 | 1732 | 2500 | 3857.1429 | 238.0952 | 0 | 134.5967 | 6729.8348
3632 | 2696.793 | 1631 | 68 | 3 | 10 | 2500 | 0 | 142.8571 | 0 | 53.9359 | 2696.793 | 4210.0092 | -1513.2162 | 1732 | 2500 | 0 | 238.0952 | 2000 | 96.6958 | 4834.7911
3633 | 2696.793 | 1632 | 69 | 3 | 10 | 2500 | 0 | 142.8571 | 0 | 53.9359 | 2696.793 | 2677.7923 | 19.0007 | 1732 | 959.7796 | 4.9873 | 0 | 0 | 0 | 0
3634 | 2696.793 | 1633 | 69 | 3 | 10 | 2500 | 0 | 142.8571 | 0 | 53.9359 | 2696.793 | 2677.7923 | 19.0007 | 1732 | 959.7796 | 4.9873 | 0 | 0 | 0 | 0
3635 | 2696.793 | 1634 | 69 | 3 | 10 | 2500 | 0 | 142.8571 | 0 | 53.9359 | 2696.793 | 2677.7923 | 19.0007 | 1732 | 959.7796 | 4.9873 | 0 | 0 | 0 | 0
3636 | 2696.793 | 1635 | 69 | 3 | 10 | 2500 | 0 | 142.8571 | 0 | 53.9359 | 2696.793 | 2677.7923 | 19.0007 | 1732 | 959.7796 | 4.9873 | 0 | 0 | 0 | 0
3637 | 2696.793 | 1636 | 69 | 3 | 10 | 2500 | 0 | 142.8571 | 0 | 53.9359 | 2696.793 | 2677.7923 | 19.0007 | 1732 | 959.7796 | 4.9873 | 0 | 0 | 0 | 0
3638 | 2696.793 | 1649 | 69 | 3 | 10 | 2500 | 0 | 142.8571 | 0 | 53.9359 | 2696.793 | 4210.0092 | -1513.2162 | 1732 | 2500 | 3857.1429 | 238.0952 | 0 | 134.5967 | 6729.8348
3639 | 2696.793 | 1655 | 69 | 3 | 11 | 2500 | 0 | 142.8571 | 0 | 53.9359 | 2696.793 | 4210.0092 | -1513.2162 | 1732 | 2500 | 0 | 238.0952 | 2000 | 96.6958 | 4834.7911
3640 | 2696.793 | 1656 | 70 | 3 | 11 | 2500 | 0 | 142.8571 | 0 | 53.9359 | 2696.793 | 2677.7923 | 19.0007 | 1732 | 959.7796 | 4.9873 | 0 | 0 | 0 | 0
3641 | 2696.793 | 1657 | 70 | 3 | 11 | 2500 | 0 | 142.8571 | 0 | 53.9359 | 2696.793 | 2677.7923 | 19.0007 | 1732 | 959.7796 | 4.9873 | 0 | 0 | 0 | 0
3642 | 2696.793 | 1658 | 70 | 3 | 11 | 2500 | 0 | 142.8571 | 0 | 53.9359 | 2696.793 | 2677.7923 | 19.0007 | 1732 | 959.7796 | 4.9873 | 0 | 0 | 0 | 0
3643 | 2696.793 | 1659 | 70 | 3 | 11 | 2500 | 0 | 142.8571 | 0 | 53.9359 | 2696.793 | 2677.7923 | 19.0007 | 1732 | 959.7796 | 4.9873 | 0 | 0 | 0 | 0
3644 | 2696.793 | 1660 | 70 | 3 | 11 | 2500 | 0 | 142.8571 | 0 | 53.9359 | 2696.793 | 2677.7923 | 19.0007 | 1732 | 959.7796 | 4.9873 | 0 | 0 | 0 | 0
3645 | 2696.793 | 1673 | 70 | 3 | 11 | 2500 | 0 | 142.8571 | 0 | 53.9359 | 2696.793 | 4210.0092 | -1513.2162 | 1732 | 2500 | 3857.1429 | 238.0952 | 0 | 134.5967 | 6729.8348
3646 | 2696.793 | 1679 | 70 | 3 | 12 | 2500 | 0 | 142.8571 | 0 | 53.9359 | 2696.793 | 4210.0092 | -1513.2162 | 1732 | 2500 | 0 | 238.0952 | 2000 | 96.6958 | 4834.7911
3647 | 2696.793 | 1680 | 71 | 3 | 12 | 2500 | 0 | 142.8571 | 0 | 53.9359 | 2696.793 | 2677.7923 | 19.0007 | 1732 | 959.7796 | 4.9873 | 0 | 0 | 0 | 0
3648 | 2696.793 | 1681 | 71 | 3 | 12 | 2500 | 0 | 142.8571 | 0 | 53.9359 | 2696.793 | 2677.7923 | 19.0007 | 1732 | 959.7796 | 4.9873 | 0 | 0 | 0 | 0
3649 | 2696.793 | 1682 | 71 | 3 | 12 | 2500 | 0 | 142.8571 | 0 | 53.9359 | 2696.793 | 2677.7923 | 19.0007 | 1732 | 959.7796 | 4.9873 | 0 | 0 | 0 | 0
3650 | 2696.793 | 1683 | 71 | 3 | 12 | 2500 | 0 | 142.8571 | 0 | 53.9359 | 2696.793 | 2677.7923 | 19.0007 | 1732 | 959.7796 | 4.9873 | 0 | 0 | 0 | 0
3651 | 2696.793 | 1684 | 71 | 3 | 12 | 2500 | 0 | 142.8571 | 0 | 53.9359 | 2696.793 | 2677.7923 | 19.0007 | 1732 | 959.7796 | 4.9873 | 0 | 0 | 0 | 0
3652 | 2696.793 | 1697 | 71 | 3 | 12 | 2500 | 0 | 142.8571 | 0 | 53.9359 | 2696.793 | 4210.0092 | -1513.2162 | 1732 | 2500 | 3857.1429 | 238.0952 | 0 | 134.5967 | 6729.8348
3653 | 2696.793 | 1703 | 71 | 3 | 13 | 2500 | 0 | 142.8571 | 0 | 53.9359 | 2696.793 | 4210.0092 | -1513.2162 | 1732 | 2500 | 0 | 238.0952 | 2000 | 96.6958 | 4834.7911
3654 | 2696.793 | 1704 | 72 | 3 | 13 | 2500 | 0 | 142.8571 | 0 | 53.9359 | 2696.793 | 2677.7923 | 19.0007 | 1732 | 959.7796 | 4.9873 | 0 | 0 | 0 | 0
3655 | 2696.793 | 1705 | 72 | 3 | 13 | 2500 | 0 | 142.8571 | 0 | 53.9359 | 2696.793 | 2677.7923 | 19.0007 | 1732 | 959.7796 | 4.9873 | 0 | 0 | 0 | 0
3656 | 2696.793 | 1706 | 72 | 3 | 13 | 2500 | 0 | 142.8571 | 0 | 53.9359 | 2696.793 | 2677.7923 | 19.0007 | 1732 | 959.7796 | 4.9873 | 0 | 0 | 0 | 0
3657 | 2696.793 | 1707 | 72 | 3 | 13 | 2500 | 0 | 142.8571 | 0 | 53.9359 | 2696.793 | 2677.7923 | 19.0007 | 1732 | 959.7796 | 4.9873 | 0 | 0 | 0 | 0
3658 | 2696.793 | 1708 | 72 | 3 | 13 | 2500 | 0 | 142.8571 | 0 | 53.9359 | 2696.793 | 2677.7923 | 19.0007 | 1732 | 959.7796 | 4.9873 | 0 | 0 | 0 | 0
3659 | 2696.793 | 1721 | 72 | 3 | 13 | 2500 | 0 | 142.8571 | 0 | 53.9359 | 2696.793 | 4210.0092 | -1513.2162 | 1732 | 2500 | 3857.1429 | 238.0952 | 0 | 134.5967 | 6729.8348
3660 | 2696.793 | 1727 | 72 | 3 | 14 | 2500 | 0 | 142.8571 | 0 | 53.9359 | 2696.793 | 4210.0092 | -1513.2162 | 1732 | 2500 | 0 | 238.0952 | 2000 | 96.6958 | 4834.7911
3661 | 2696.793 | 1728 | 73 | 3 | 14 | 2500 | 0 | 142.8571 | 0 | 53.9359 | 2696.793 | 2677.7923 | 19.0007 | 1732 | 959.7796 | 4.9873 | 0 | 0 | 0 | 0
3662 | 2696.793 | 1729 | 73 | 3 | 14 | 2500 | 0 | 142.8571 | 0 | 53.9359 | 2696.793 | 2677.7923 | 19.0007 | 1732 | 959.7796 | 4.9873 | 0 | 0 | 0 | 0
3663 | 2696.793 | 1730 | 73 | 3 | 14 | 2500 | 0 | 142.8571 | 0 | 53.9359 | 2696.793 | 2677.7923 | 19.0007 | 1732 | 959.7796 | 4.9873 | 0 | 0 | 0 | 0
3664 | 2696.793 | 1731 | 73 | 3 | 14 | 2500 | 0 | 142.8571 | 0 | 53.9359 | 2696.793 | 2677.7923 | 19.0007 | 1732 | 959.7796 | 4.9873 | 0 | 0 | 0 | 0
3665 | 2696.793 | 1732 | 73 | 3 | 14 | 2500 | 0 | 142.8571 | 0 | 53.9359 | 2696.793 | 2677.7923 | 19.0007 | 1732 | 959.7796 | 4.9873 | 0 | 0 | 0 | 0
3666 | 2696.793 | 1745 | 73 | 3 | 14 | 2500 | 0 | 142.8571 | 0 | 53.9359 | 2696.793 | 4210.0092 | -1513.2162 | 1732 | 2500 | 3857.1429 | 238.0952 | 0 | 134.5967 | 6729.8348
3667 | 2696.793 | 1751 | 73 | 3 | 15 | 2500 | 0 | 142.8571 | 0 | 53.9359 | 2696.793 | 4210.0092 | -1513.2162 | 1732 | 2500 | 0 | 238.0952 | 2000 | 96.6958 | 4834.7911
3668 | 2696.793 | 1752 | 74 | 3 | 15 | 2500 | 0 | 142.8571 | 0 | 53.9359 | 2696.793 | 2677.7923 | 19.0007 | 1732 | 959.7796 | 4.9873 | 0 | 0 | 0 | 0
3669 | 2696.793 | 1753 | 74 | 3 | 15 | 2500 | 0 | 142.8571 | 0 | 53.9359 | 2696.793 | 2677.7923 | 19.0007 | 1732 | 959.7796 | 4.9873 | 0 | 0 | 0 | 0
3670 | 2696.793 | 1754 | 74 | 3 | 15 | 2500 | 0 | 142.8571 | 0 | 53.9359 | 2696.793 | 2677.7923 | 19.0007 | 1732 | 959.7796 | 4.9873 | 0 | 0 | 0 | 0
3671 | 2696.793 | 1755 | 74 | 3 | 15 | 2500 | 0 | 142.8571 | 0 | 53.9359 | 2696.793 | 2677.7923 | 19.0007 | 1732 | 959.7796 | 4.9873 | 0 | 0 | 0 | 0
3672 | 2696.793 | 1756 | 74 | 3 | 15 | 2500 | 0 | 142.8571 | 0 | 53.9359 | 2696.793 | 2677.7923 | 19.0007 | 1732 | 959.7796 | 4.9873 | 0 | 0 | 0 | 0
3673 | 2696.793 | 1769 | 74 | 3 | 15 | 2500 | 0 | 142.8571 | 0 | 53.9359 | 2696.793 | 4210.0092 | -1513.2162 | 1732 | 2500 | 3857.1429 | 238.0952 | 0 | 134.5967 | 6729.8348
3674 | 2696.793 | 1775 | 74 | 3 | 16 | 2500 | 0 | 142.8571 | 0 | 53.9359 | 2696.793 | 4210.0092 | -1513.2162 | 1732 | 2500 | 0 | 238.0952 | 2000 | 96.6958 | 4834.7911
3675 | 2696.793 | 1776 | 75 | 3 | 16 | 2500 | 0 | 142.8571 | 0 | 53.9359 | 2696.793 | 2677.7923 | 19.0007 | 1732 | 959.7796 | 4.9873 | 0 | 0 | 0 | 0
3676 | 2696.793 | 1777 | 75 | 3 | 16 | 2500 | 0 | 142.8571 | 0 | 53.9359 | 2696.793 | 2677.7923 | 19.0007 | 1732 | 959.7796 | 4.9873 | 0 | 0 | 0 | 0
3677 | 2696.793 | 1778 | 75 | 3 | 16 | 2500 | 0 | 142.8571 | 0 | 53.9359 | 2696.793 | 2677.7923 | 19.0007 | 1732 | 959.7796 | 4.9873 | 0 | 0 | 0 | 0
3678 | 2696.793 | 1779 | 75 | 3 | 16 | 2500 | 0 | 142.8571 | 0 | 53.9359 | 2696.793 | 2677.7923 | 19.0007 | 1732 | 959.7796 | 4.9873 | 0 | 0 | 0 | 0
3679 | 2696.793 | 1780 | 75 | 3 | 16 | 2500 | 0 | 142.8571 | 0 | 53.9359 | 2696.793 | 2677.7923 | 19.0007 | 1732 | 959.7796 | 4.9873 | 0 | 0 | 0 | 0
3680 | 2696.793 | 1793 | 75 | 3 | 16 | 2500 | 0 | 142.8571 | 0 | 53.9359 | 2696.793 | 4210.0092 | -1513.2162 | 1732 | 2500 | 3857.1429 | 238.0952 | 0 | 134.5967 | 6729.8348
3681 | 2696.793 | 1799 | 75 | 3 | 17 | 2500 | 0 | 142.8571 | 0 | 53.9359 | 2696.793 | 4210.0092 | -1513.2162 | 1732 | 2500 | 0 | 238.0952 | 2000 | 96.6958 | 4834.7911
3682 | 2696.793 | 1800 | 76 | 3 | 17 | 2500 | 0 | 142.8571 | 0 | 53.9359 | 2696.793 | 2677.7923 | 19.0007 | 1732 | 959.7796 | 4.9873 | 0 | 0 | 0 | 0
3683 | 2696.793 | 1801 | 76 | 3 | 17 | 2500 | 0 | 142.8571 | 0 | 53.9359 | 2696.793 | 2677.7923 | 19.0007 | 1732 | 959.7796 | 4.9873 | 0 | 0 | 0 | 0
3684 | 2696.793 | 1802 | 76 | 3 | 17 | 2500 | 0 | 142.8571 | 0 | 53.9359 | 2696.793 | 2677.7923 | 19.0007 | 1732 | 959.7796 | 4.9873 | 0 | 0 | 0 | 0
3685 | 2696.793 | 1803 | 76 | 3 | 17 | 2500 | 0 | 142.8571 | 0 | 53.9359 | 2696.793 | 2677.7923 | 19.0007 | 1732 | 959.7796 | 4.9873 | 0 | 0 | 0 | 0
3686 | 2696.793 | 1804 | 76 | 3 | 17 | 2500 | 0 | 142.8571 | 0 | 53.9359 | 2696.793 | 2677.7923 | 19.0007 | 1732 | 959.7796 | 4.9873 | 0 | 0 | 0 | 0
3687 | 2696.793 | 1817 | 76 | 3 | 17 | 2500 | 0 | 142.8571 | 0 | 53.9359 | 2696.793 | 4210.0092 | -1513.2162 | 1732 | 2500 | 3857.1429 | 238.0952 | 0 | 134.5967 | 6729.8348
3688 | 2696.793 | 1823 | 76 | 3 | 18 | 2500 | 0 | 142.8571 | 0 | 53.9359 | 2696.793 | 4210.0092 | -1513.2162 | 1732 | 2500 | 0 | 238.0952 | 2000 | 96.6958 | 4834.7911
3689 | 2696.793 | 1824 | 77 | 3 | 18 | 2500 | 0 | 142.8571 | 0 | 53.9359 | 2696.793 | 2677.7923 | 19.0007 | 1732 | 959.7796 | 4.9873 | 0 | 0 | 0 | 0
3690 | 2696.793 | 1825 | 77 | 3 | 18 | 2500 | 0 | 142.8571 | 0 | 53.9359 | 2696.793 | 2677.7923 | 19.0007 | 1732 | 959.7796 | 4.9873 | 0 | 0 | 0 | 0
3691 | 2696.793 | 1826 | 77 | 3 | 18 | 2500 | 0 | 142.8571 | 0 | 53.9359 | 2696.793 | 2677.7923 | 19.0007 | 1732 | 959.7796 | 4.9873 | 0 | 0 | 0 | 0
3692 | 2696.793 | 1827 | 77 | 3 | 18 | 2500 | 0 | 142.8571 | 0 | 53.9359 | 2696.793 | 2677.7923 | 19.0007 | 1732 | 959.7796 | 4.9873 | 0 | 0 | 0 | 0
3693 | 2696.793 | 1828 | 77 | 3 | 18 | 2500 | 0 | 142.8571 | 0 | 53.9359 | 2696.793 | 2677.7923 | 19.0007 | 1732 | 959.7796 | 4.9873 | 0 | 0 | 0 | 0
3694 | 2696.793 | 1841 | 77 | 3 | 18 | 2500 | 0 | 142.8571 | 0 | 53.9359 | 2696.793 | 4210.0092 | -1513.2162 | 1732 | 2500 | 3857.1429 | 238.0952 | 0 | 134.5967 | 6729.8348
3695 | 2696.793 | 1847 | 77 | 3 | 19 | 2500 | 0 | 142.8571 | 0 | 53.9359 | 2696.793 | 4210.0092 | -1513.2162 | 1732 | 2500 | 0 | 238.0952 | 2000 | 96.6958 | 4834.7911
3696 | 2696.793 | 1848 | 78 | 3 | 19 | 2500 | 0 | 142.8571 | 0 | 53.9359 | 2696.793 | 2677.7923 | 19.0007 | 1732 | 959.7796 | 4.9873 | 0 | 0 | 0 | 0
3697 | 2696.793 | 1849 | 78 | 3 | 19 | 2500 | 0 | 142.8571 | 0 | 53.9359 | 2696.793 | 2677.7923 | 19.0007 | 1732 | 959.7796 | 4.9873 | 0 | 0 | 0 | 0
3698 | 2696.793 | 1850 | 78 | 3 | 19 | 2500 | 0 | 142.8571 | 0 | 53.9359 | 2696.793 | 2677.7923 | 19.0007 | 1732 | 959.7796 | 4.9873 | 0 | 0 | 0 | 0
3699 | 2696.793 | 1851 | 78 | 3 | 19 | 2500 | 0 | 142.8571 | 0 | 53.9359 | 2696.793 | 2677.7923 | 19.0007 | 1732 | 959.7796 | 4.9873 | 0 | 0 | 0 | 0
3700 | 2696.793 | 1852 | 78 | 3 | 19 | 2500 | 0 | 142.8571 | 0 | 53.9359 | 2696.793 | 2677.7923 | 19.0007 | 1732 | 959.7796 | 4.9873 | 0 | 0 | 0 | 0
3701 | 2696.793 | 1865 | 78 | 3 | 19 | 2500 | 0 | 142.8571 | 0 | 53.9359 | 2696.793 | 4210.0092 | -1513.2162 | 1732 | 2500 | 3857.1429 | 238.0952 | 0 | 134.5967 | 6729.8348
3702 | 2696.793 | 1871 | 78 | 3 | 20 | 2500 | 0 | 142.8571 | 0 | 53.9359 | 2696.793 | 4210.0092 | -1513.2162 | 1732 | 2500 | 0 | 238.0952 | 2000 | 96.6958 | 4834.7911
3703 | 2696.793 | 1872 | 79 | 3 | 20 | 2500 | 0 | 142.8571 | 0 | 53.9359 | 2696.793 | 2677.7923 | 19.0007 | 1732 | 959.7796 | 4.9873 | 0 | 0 | 0 | 0
3704 | 2696.793 | 1873 | 79 | 3 | 20 | 2500 | 0 | 142.8571 | 0 | 53.9359 | 2696.793 | 2677.7923 | 19.0007 | 1732 | 959.7796 | 4.9873 | 0 | 0 | 0 | 0
3705 | 2696.793 | 1874 | 79 | 3 | 20 | 2500 | 0 | 142.8571 | 0 | 53.9359 | 2696.793 | 2677.7923 | 19.0007 | 1732 | 959.7796 | 4.9873 | 0 | 0 | 0 | 0
3706 | 2696.793 | 1875 | 79 | 3 | 20 | 2500 | 0 | 142.8571 | 0 | 53.9359 | 2696.793 | 2677.7923 | 19.0007 | 1732 | 959.7796 | 4.9873 | 0 | 0 | 0 | 0
3707 | 2696.793 | 1876 | 79 | 3 | 20 | 2500 | 0 | 142.8571 | 0 | 53.9359 | 2696.793 | 2677.7923 | 19.0007 | 1732 | 959.7796 | 4.9873 | 0 | 0 | 0 | 0
3708 | 2696.793 | 1889 | 79 | 3 | 20 | 2500 | 0 | 142.8571 | 0 | 53.9359 | 2696.793 | 4210.0092 | -1513.2162 | 1732 | 2500 | 3857.1429 | 238.0952 | 0 | 134.5967 | 6729.8348
3709 | 2696.793 | 1895 | 79 | 3 | 21 | 2500 | 0 | 142.8571 | 0 | 53.9359 | 2696.793 | 4210.0092 | -1513.2162 | 1732 | 2500 | 0 | 238.0952 | 2000 | 96.6958 | 4834.7911
3710 | 2696.793 | 1896 | 80 | 3 | 21 | 2500 | 0 | 142.8571 | 0 | 53.9359 | 2696.793 | 2677.7923 | 19.0007 | 1732 | 959.7796 | 4.9873 | 0 | 0 | 0 | 0
3711 | 2696.793 | 1897 | 80 | 3 | 21 | 2500 | 0 | 142.8571 | 0 | 53.9359 | 2696.793 | 2677.7923 | 19.0007 | 1732 | 959.7796 | 4.9873 | 0 | 0 | 0 | 0
3712 | 2696.793 | 1898 | 80 | 3 | 21 | 2500 | 0 | 142.8571 | 0 | 53.9359 | 2696.793 | 2677.7923 | 19.0007 | 1732 | 959.7796 | 4.9873 | 0 | 0 | 0 | 0
3713 | 2696.793 | 1899 | 80 | 3 | 21 | 2500 | 0 | 142.8571 | 0 | 53.9359 | 2696.793 | 2677.7923 | 19.0007 | 1732 | 959.7796 | 4.9873 | 0 | 0 | 0 | 0
3714 | 2696.793 | 1900 | 80 | 3 | 21 | 2500 | 0 | 142.8571 | 0 | 53.9359 | 2696.793 | 2677.7923 | 19.0007 | 1732 | 959.7796 | 4.9873 | 0 | 0 | 0 | 0
3715 | 2696.793 | 1913 | 80 | 3 | 21 | 2500 | 0 | 142.8571 | 0 | 53.9359 | 2696.793 | 4210.0092 | -1513.2162 | 1732 | 2500 | 3857.1429 | 238.0952 | 0 | 134.5967 | 6729.8348
3716 | 2696.793 | 1919 | 80 | 3 | 22 | 2500 | 0 | 142.8571 | 0 | 53.9359 | 2696.793 | 4210.0092 | -1513.2162 | 1732 | 2500 | 0 | 238.0952 | 2000 | 96.6958 | 4834.7911
3717 | 2696.793 | 1920 | 81 | 3 | 22 | 2500 | 0 | 142.8571 | 0 | 53.9359 | 2696.793 | 2677.7923 | 19.0007 | 1732 | 959.7796 | 4.9873 | 0 | 0 | 0 | 0
3718 | 2696.793 | 1921 | 81 | 3 | 22 | 2500 | 0 | 142.8571 | 0 | 53.9359 | 2696.793 | 2677.7923 | 19.0007 | 1732 | 959.7796 | 4.9873 | 0 | 0 | 0 | 0
3719 | 2696.793 | 1922 | 81 | 3 | 22 | 2500 | 0 | 142.8571 | 0 | 53.9359 | 2696.793 | 2677.7923 | 19.0007 | 1732 | 959.7796 | 4.9873 | 0 | 0 | 0 | 0
3720 | 2696.793 | 1923 | 81 | 3 | 22 | 2500 | 0 | 142.8571 | 0 | 53.9359 | 2696.793 | 2677.7923 | 19.0007 | 1732 | 959.7796 | 4.9873 | 0 | 0 | 0 | 0
3721 | 2696.793 | 1924 | 81 | 3 | 22 | 2500 | 0 | 142.8571 | 0 | 53.9359 | 2696.793 | 2677.7923 | 19.0007 | 1732 | 959.7796 | 4.9873 | 0 | 0 | 0 | 0
3722 | 2696.793 | 1937 | 81 | 3 | 22 | 2500 | 0 | 142.8571 | 0 | 53.9359 | 2696.793 | 4210.0092 | -1513.2162 | 1732 | 2500 | 3857.1429 | 238.0952 | 0 | 134.5967 | 6729.8348
3723 | 2696.793 | 1943 | 81 | 3 | 23 | 2500 | 0 | 142.8571 | 0 | 53.9359 | 2696.793 | 4210.0092 | -1513.2162 | 1732 | 2500 | 0 | 238.0952 | 2000 | 96.6958 | 4834.7911
3724 | 2696.793 | 1944 | 82 | 3 | 23 | 2500 | 0 | 142.8571 | 0 | 53.9359 | 2696.793 | 2677.7923 | 19.0007 | 1732 | 959.7796 | 4.9873 | 0 | 0 | 0 | 0
3725 | 2696.793 | 1945 | 82 | 3 | 23 | 2500 | 0 | 142.8571 | 0 | 53.9359 | 2696.793 | 2677.7923 | 19.0007 | 1732 | 959.7796 | 4.9873 | 0 | 0 | 0 | 0
3726 | 2696.793 | 1946 | 82 | 3 | 23 | 2500 | 0 | 142.8571 | 0 | 53.9359 | 2696.793 | 2677.7923 | 19.0007 | 1732 | 959.7796 | 4.9873 | 0 | 0 | 0 | 0
3727 | 2696.793 | 1947 | 82 | 3 | 23 | 2500 | 0 | 142.8571 | 0 | 53.9359 | 2696.793 | 2677.7923 | 19.0007 | 1732 | 959.7796 | 4.9873 | 0 | 0 | 0 | 0
3728 | 2696.793 | 1948 | 82 | 3 | 23 | 2500 | 0 | 142.8571 | 0 | 53.9359 | 2696.793 | 2677.7923 | 19.0007 | 1732 | 959.7796 | 4.9873 | 0 | 0 | 0 | 0
3729 | 2696.793 | 1961 | 82 | 3 | 23 | 2500 | 0 | 142.8571 | 0 | 53.9359 | 2696.793 | 4210.0092 | -1513.2162 | 1732 | 2500 | 3857.1429 | 238.0952 | 0 | 134.5967 | 6729.8348
3730 | 2696.793 | 1967 | 82 | 3 | 24 | 2500 | 0 | 142.8571 | 0 | 53.9359 | 2696.793 | 4210.0092 | -1513.2162 | 1732 | 2500 | 0 | 238.0952 | 2000 | 96.6958 | 4834.7911
3731 | 2696.793 | 1968 | 83 | 3 | 24 | 2500 | 0 | 142.8571 | 0 | 53.9359 | 2696.793 | 2677.7923 | 19.0007 | 1732 | 959.7796 | 4.9873 | 0 | 0 | 0 | 0
3732 | 2696.793 | 1969 | 83 | 3 | 24 | 2500 | 0 | 142.8571 | 0 | 53.9359 | 2696.793 | 2677.7923 | 19.0007 | 1732 | 959.7796 | 4.9873 | 0 | 0 | 0 | 0
3733 | 2696.793 | 1970 | 83 | 3 | 24 | 2500 | 0 | 142.8571 | 0 | 53.9359 | 2696.793 | 2677.7923 | 19.0007 | 1732 | 959.7796 | 4.9873 | 0 | 0 | 0 | 0
3734 | 2696.793 | 1971 | 83 | 3 | 24 | 2500 | 0 | 142.8571 | 0 | 53.9359 | 2696.793 | 2677.7923 | 19.0007 | 1732 | 959.7796 | 4.9873 | 0 | 0 | 0 | 0
3735 | 2696.793 | 1972 | 83 | 3 | 24 | 2500 | 0 | 142.8571 | 0 | 53.9359 | 2696.793 | 2677.7923 | 19.0007 | 1732 | 959.7796 | 4.9873 | 0 | 0 | 0 | 0
3736 | 2696.793 | 1985 | 83 | 3 | 24 | 2500 | 0 | 142.8571 | 0 | 53.9359 | 2696.793 | 4210.0092 | -1513.2162 | 1732 | 2500 | 3857.1429 | 238.0952 | 0 | 134.5967 | 6729.8348
3737 | 2696.793 | 1991 | 83 | 3 | 25 | 2500 | 0 | 142.8571 | 0 | 53.9359 | 2696.793 | 4210.0092 | -1513.2162 | 1732 | 2500 | 0 | 238.0952 | 2000 | 96.6958 | 4834.7911
3738 | 2696.793 | 1992 | 84 | 3 | 25 | 2500 | 0 | 142.8571 | 0 | 53.9359 | 2696.793 | 2677.7923 | 19.0007 | 1732 | 959.7796 | 4.9873 | 0 | 0 | 0 | 0
3739 | 2696.793 | 1993 | 84 | 3 | 25 | 2500 | 0 | 142.8571 | 0 | 53.9359 | 2696.793 | 2677.7923 | 19.0007 | 1732 | 959.7796 | 4.9873 | 0 | 0 | 0 | 0
3740 | 2696.793 | 1994 | 84 | 3 | 25 | 2500 | 0 | 142.8571 | 0 | 53.9359 | 2696.793 | 2677.7923 | 19.0007 | 1732 | 959.7796 | 4.9873 | 0 | 0 | 0 | 0
3741 | 2696.793 | 1995 | 84 | 3 | 25 | 2500 | 0 | 142.8571 | 0 | 53.9359 | 2696.793 | 2677.7923 | 19.0007 | 1732 | 959.7796 | 4.9873 | 0 | 0 | 0 | 0
3742 | 2696.793 | 1996 | 84 | 3 | 25 | 2500 | 0 | 142.8571 | 0 | 53.9359 | 2696.793 | 2677.7923 | 19.0007 | 1732 | 959.7796 | 4.9873 | 0 | 0 | 0 | 0
3743 | 2696.793 | 2009 | 84 | 3 | 25 | 2500 | 0 | 142.8571 | 0 | 53.9359 | 2696.793 | 4210.0092 | -1513.2162 | 1732 | 2500 | 3857.1429 | 238.0952 | 0 | 134.5967 | 6729.8348
3744 | 2696.793 | 2015 | 84 | 3 | 26 | 2500 | 0 | 142.8571 | 0 | 53.9359 | 2696.793 | 4210.0092 | -1513.2162 | 1732 | 2500 | 0 | 238.0952 | 2000 | 96.6958 | 4834.7911
3745 | 2696.793 | 2016 | 85 | 3 | 26 | 2500 | 0 | 142.8571 | 0 | 53.9359 | 2696.793 | 2677.7923 | 19.0007 | 1732 | 959.7796 | 4.9873 | 0 | 0 | 0 | 0
3746 | 2696.793 | 2017 | 85 | 3 | 26 | 2500 | 0 | 142.8571 | 0 | 53.9359 | 2696.793 | 2677.7923 | 19.0007 | 1732 | 959.7796 | 4.9873 | 0 | 0 | 0 | 0
3747 | 2696.793 | 2018 | 85 | 3 | 26 | 2500 | 0 | 142.8571 | 0 | 53.9359 | 2696.793 | 2677.7923 | 19.0007 | 1732 | 959.7796 | 4.9873 | 0 | 0 | 0 | 0
3748 | 2696.793 | 2019 | 85 | 3 | 26 | 2500 | 0 | 142.8571 | 0 | 53.9359 | 2696.793 | 2677.7923 | 19.0007 | 1732 | 959.7796 | 4.9873 | 0 | 0 | 0 | 0
3749 | 2696.793 | 2020 | 85 | 3 | 26 | 2500 | 0 | 142.8571 | 0 | 53.9359 | 2696.793 | 2677.7923 | 19.0007 | 1732 | 959.7796 | 4.9873 | 0 | 0 | 0 | 0
3750 | 2696.793 | 2033 | 85 | 3 | 26 | 2500 | 0 | 142.8571 | 0 | 53.9359 | 2696.793 | 4210.0092 | -1513.2162 | 1732 | 2500 | 3857.1429 | 238.0952 | 0 | 134.5967 | 6729.8348
3751 | 2696.793 | 2039 | 85 | 3 | 27 | 2500 | 0 | 142.8571 | 0 | 53.9359 | 2696.793 | 4210.0092 | -1513.2162 | 1732 | 2500 | 0 | 238.0952 | 2000 | 96.6958 | 4834.7911
3752 | 2696.793 | 2040 | 86 | 3 | 27 | 2500 | 0 | 142.8571 | 0 | 53.9359 | 2696.793 | 2677.7923 | 19.0007 | 1732 | 959.7796 | 4.9873 | 0 | 0 | 0 | 0
3753 | 2696.793 | 2041 | 86 | 3 | 27 | 2500 | 0 | 142.8571 | 0 | 53.9359 | 2696.793 | 2677.7923 | 19.0007 | 1732 | 959.7796 | 4.9873 | 0 | 0 | 0 | 0
3754 | 2696.793 | 2042 | 86 | 3 | 27 | 2500 | 0 | 142.8571 | 0 | 53.9359 | 2696.793 | 2677.7923 | 19.0007 | 1732 | 959.7796 | 4.9873 | 0 | 0 | 0 | 0
3755 | 2696.793 | 2043 | 86 | 3 | 27 | 2500 | 0 | 142.8571 | 0 | 53.9359 | 2696.793 | 2677.7923 | 19.0007 | 1732 | 959.7796 | 4.9873 | 0 | 0 | 0 | 0
3756 | 2696.793 | 2044 | 86 | 3 | 27 | 2500 | 0 | 142.8571 | 0 | 53.9359 | 2696.793 | 2677.7923 | 19.0007 | 1732 | 959.7796 | 4.9873 | 0 | 0 | 0 | 0
3757 | 2696.793 | 2057 | 86 | 3 | 27 | 2500 | 0 | 142.8571 | 0 | 53.9359 | 2696.793 | 4210.0092 | -1513.2162 | 1732 | 2500 | 3857.1429 | 238.0952 | 0 | 134.5967 | 6729.8348
3758 | 2696.793 | 2063 | 86 | 3 | 28 | 2500 | 0 | 142.8571 | 0 | 53.9359 | 2696.793 | 4210.0092 | -1513.2162 | 1732 | 2500 | 0 | 238.0952 | 2000 | 96.6958 | 4834.7911
3759 | 2696.793 | 2064 | 87 | 3 | 28 | 2500 | 0 | 142.8571 | 0 | 53.9359 | 2696.793 | 2677.7923 | 19.0007 | 1732 | 959.7796 | 4.9873 | 0 | 0 | 0 | 0
3760 | 2696.793 | 2065 | 87 | 3 | 28 | 2500 | 0 | 142.8571 | 0 | 53.9359 | 2696.793 | 2677.7923 | 19.0007 | 1732 | 959.7796 | 4.9873 | 0 | 0 | 0 | 0
3761 | 2696.793 | 2066 | 87 | 3 | 28 | 2500 | 0 | 142.8571 | 0 | 53.9359 | 2696.793 | 2677.7923 | 19.0007 | 1732 | 959.7796 | 4.9873 | 0 | 0 | 0 | 0
3762 | 2696.793 | 2067 | 87 | 3 | 28 | 2500 | 0 | 142.8571 | 0 | 53.9359 | 2696.793 | 2677.7923 | 19.0007 | 1732 | 959.7796 | 4.9873 | 0 | 0 | 0 | 0
3763 | 2696.793 | 2068 | 87 | 3 | 28 | 2500 | 0 | 142.8571 | 0 | 53.9359 | 2696.793 | 2677.7923 | 19.0007 | 1732 | 959.7796 | 4.9873 | 0 | 0 | 0 | 0
3764 | 2696.793 | 2081 | 87 | 3 | 28 | 2500 | 0 | 142.8571 | 0 | 53.9359 | 2696.793 | 4210.0092 | -1513.2162 | 1732 | 2500 | 3857.1429 | 238.0952 | 0 | 134.5967 | 6729.8348
3765 | 2696.793 | 2087 | 87 | 3 | 29 | 2500 | 0 | 142.8571 | 0 | 53.9359 | 2696.793 | 4210.0092 | -1513.2162 | 1732 | 2500 | 0 | 238.0952 | 2000 | 96.6958 | 4834.7911
3766 | 2696.793 | 2088 | 88 | 3 | 29 | 2500 | 0 | 142.8571 | 0 | 53.9359 | 2696.793 | 2677.7923 | 19.0007 | 1732 | 959.7796 | 4.9873 | 0 | 0 | 0 | 0
3767 | 2696.793 | 2089 | 88 | 3 | 29 | 2500 | 0 | 142.8571 | 0 | 53.9359 | 2696.793 | 2677.7923 | 19.0007 | 1732 | 959.7796 | 4.9873 | 0 | 0 | 0 | 0
3768 | 2696.793 | 2090 | 88 | 3 | 29 | 2500 | 0 | 142.8571 | 0 | 53.9359 | 2696.793 | 2677.7923 | 19.0007 | 1732 | 959.7796 | 4.9873 | 0 | 0 | 0 | 0
3769 | 2696.793 | 2091 | 88 | 3 | 29 | 2500 | 0 | 142.8571 | 0 | 53.9359 | 2696.793 | 2677.7923 | 19.0007 | 1732 | 959.7796 | 4.9873 | 0 | 0 | 0 | 0
3770 | 2696.793 | 2092 | 88 | 3 | 29 | 2500 | 0 | 142.8571 | 0 | 53.9359 | 2696.793 | 2677.7923 | 19.0007 | 1732 | 959.7796 | 4.9873 | 0 | 0 | 0 | 0
3771 | 2696.793 | 2105 | 88 | 3 | 29 | 2500 | 0 | 142.8571 | 0 | 53.9359 | 2696.793 | 4210.0092 | -1513.2162 | 1732 | 2500 | 3857.1429 | 238.0952 | 0 | 134.5967 | 6729.8348
3772 | 2696.793 | 2111 | 88 | 3 | 30 | 2500 | 0 | 142.8571 | 0 | 53.9359 | 2696.793 | 4210.0092 | -1513.2162 | 1732 | 2500 | 0 | 238.0952 | 2000 | 96.6958 | 4834.7911
3773 | 2696.793 | 2112 | 89 | 3 | 30 | 2500 | 0 | 142.8571 | 0 | 53.9359 | 2696.793 | 2677.7923 | 19.0007 | 1732 | 959.7796 | 4.9873 | 0 | 0 | 0 | 0
3774 | 2696.793 | 2113 | 89 | 3 | 30 | 2500 | 0 | 142.8571 | 0 | 53.9359 | 2696.793 | 2677.7923 | 19.0007 | 1732 | 959.7796 | 4.9873 | 0 | 0 | 0 | 0
3775 | 2696.793 | 2114 | 89 | 3 | 30 | 2500 | 0 | 142.8571 | 0 | 53.9359 | 2696.793 | 2677.7923 | 19.0007 | 1732 | 959.7796 | 4.9873 | 0 | 0 | 0 | 0
3776 | 2696.793 | 2115 | 89 | 3 | 30 | 2500 | 0 | 142.8571 | 0 | 53.9359 | 2696.793 | 2677.7923 | 19.0007 | 1732 | 959.7796 | 4.9873 | 0 | 0 | 0 | 0
3777 | 2696.793 | 2116 | 89 | 3 | 30 | 2500 | 0 | 142.8571 | 0 | 53.9359 | 2696.793 | 2677.7923 | 19.0007 | 1732 | 959.7796 | 4.9873 | 0 | 0 | 0 | 0
3778 | 2696.793 | 2129 | 89 | 3 | 30 | 2500 | 0 | 142.8571 | 0 | 53.9359 | 2696.793 | 4210.0092 | -1513.2162 | 1732 | 2500 | 3857.1429 | 238.0952 | 0 | 134.5967 | 6729.8348
3779 | 2696.793 | 2135 | 89 | 3 | 31 | 2500 | 0 | 142.8571 | 0 | 53.9359 | 2696.793 | 4210.0092 | -1513.2162 | 1732 | 2500 | 0 | 238.0952 | 2000 | 96.6958 | 4834.7911
3780 | 2696.793 | 2136 | 90 | 3 | 31 | 2500 | 0 | 142.8571 | 0 | 53.9359 | 2696.793 | 2677.7923 | 19.0007 | 1732 | 959.7796 | 4.9873 | 0 | 0 | 0 | 0
3781 | 2696.793 | 2137 | 90 | 3 | 31 | 2500 | 0 | 142.8571 | 0 | 53.9359 | 2696.793 | 2677.7923 | 19.0007 | 1732 | 959.7796 | 4.9873 | 0 | 0 | 0 | 0
3782 | 2696.793 | 2138 | 90 | 3 | 31 | 2500 | 0 | 142.8571 | 0 | 53.9359 | 2696.793 | 2677.7923 | 19.0007 | 1732 | 959.7796 | 4.9873 | 0 | 0 | 0 | 0
3783 | 2696.793 | 2139 | 90 | 3 | 31 | 2500 | 0 | 142.8571 | 0 | 53.9359 | 2696.793 | 2677.7923 | 19.0007 | 1732 | 959.7796 | 4.9873 | 0 | 0 | 0 | 0
3784 | 2696.793 | 2140 | 90 | 3 | 31 | 2500 | 0 | 142.8571 | 0 | 53.9359 | 2696.793 | 2677.7923 | 19.0007 | 1732 | 959.7796 | 4.9873 | 0 | 0 | 0 | 0
3785 | 2696.793 | 2153 | 90 | 3 | 31 | 2500 | 0 | 142.8571 | 0 | 53.9359 | 2696.793 | 4210.0092 | -1513.2162 | 1732 | 2500 | 3857.1429 | 238.0952 | 0 | 134.5967 | 6729.8348
3786 | 2696.793 | 2159 | 90 | 3 | 32 | 2500 | 0 | 142.8571 | 0 | 53.9359 | 2696.793 | 4210.0092 | -1513.2162 | 1732 | 2500 | 0 | 238.0952 | 2000 | 96.6958 | 4834.7911
3787 | 2633.6249 | 2887 | 121 | 5 | 1 | 952.381 | 1250 | 35.7143 | 342.8571 | 52.6725 | 2633.6249 | 2615.279 | 18.3459 | 1732 | 896.9398 | 4.6608 | 0 | 0 | 0 | 0
3788 | 2633.6249 | 2888 | 121 | 5 | 1 | 952.381 | 1250 | 35.7143 | 342.8571 | 52.6725 | 2633.6249 | 2615.279 | 18.3459 | 1732 | 896.9398 | 4.6608 | 0 | 0 | 0 | 0
3789 | 2633.6249 | 2911 | 122 | 5 | 2 | 952.381 | 1250 | 35.7143 | 342.8571 | 52.6725 | 2633.6249 | 2615.279 | 18.3459 | 1732 | 896.9398 | 4.6608 | 0 | 0 | 0 | 0
3790 | 2633.6249 | 2912 | 122 | 5 | 2 | 952.381 | 1250 | 35.7143 | 342.8571 | 52.6725 | 2633.6249 | 2615.279 | 18.3459 | 1732 | 896.9398 | 4.6608 | 0 | 0 | 0 | 0
3791 | 2633.6249 | 2935 | 123 | 5 | 3 | 952.381 | 1250 | 35.7143 | 342.8571 | 52.6725 | 2633.6249 | 2615.279 | 18.3459 | 1732 | 896.9398 | 4.6608 | 0 | 0 | 0 | 0
3792 | 2633.6249 | 2936 | 123 | 5 | 3 | 952.381 | 1250 | 35.7143 | 342.8571 | 52.6725 | 2633.6249 | 2615.279 | 18.3459 | 1732 | 896.9398 | 4.6608 | 0 | 0 | 0 | 0
3793 | 2633.6249 | 2959 | 124 | 5 | 4 | 952.381 | 1250 | 35.7143 | 342.8571 | 52.6725 | 2633.6249 | 2615.279 | 18.3459 | 1732 | 896.9398 | 4.6608 | 0 | 0 | 0 | 0
3794 | 2633.6249 | 2960 | 124 | 5 | 4 | 952.381 | 1250 | 35.7143 | 342.8571 | 52.6725 | 2633.6249 | 2615.279 | 18.3459 | 1732 | 896.9398 | 4.6608 | 0 | 0 | 0 | 0
3795 | 2633.6249 | 2983 | 125 | 5 | 5 | 952.381 | 1250 | 35.7143 | 342.8571 | 52.6725 | 2633.6249 | 2615.279 | 18.3459 | 1732 | 896.9398 | 4.6608 | 0 | 0 | 0 | 0
3796 | 2633.6249 | 2984 | 125 | 5 | 5 | 952.381 | 1250 | 35.7143 | 342.8571 | 52.6725 | 2633.6249 | 2615.279 | 18.3459 | 1732 | 896.9398 | 4.6608 | 0 | 0 | 0 | 0
3797 | 2633.6249 | 3007 | 126 | 5 | 6 | 952.381 | 1250 | 35.7143 | 342.8571 | 52.6725 | 2633.6249 | 2615.279 | 18.3459 | 1732 | 896.9398 | 4.6608 | 0 | 0 | 0 | 0
3798 | 2633.6249 | 3008 | 126 | 5 | 6 | 952.381 | 1250 | 35.7143 | 342.8571 | 52.6725 | 2633.6249 | 2615.279 | 18.3459 | 1732 | 896.9398 | 4.6608 | 0 | 0 | 0 | 0
3799 | 2633.6249 | 3031 | 127 | 5 | 7 | 952.381 | 1250 | 35.7143 | 342.8571 | 52.6725 | 2633.6249 | 2615.279 | 18.3459 | 1732 | 896.9398 | 4.6608 | 0 | 0 | 0 | 0
3800 | 2633.6249 | 3032 | 127 | 5 | 7 | 952.381 | 1250 | 35.7143 | 342.8571 | 52.6725 | 2633.6249 | 2615.279 | 18.3459 | 1732 | 896.9398 | 4.6608 | 0 | 0 | 0 | 0
3801 | 2633.6249 | 3055 | 128 | 5 | 8 | 952.381 | 1250 | 35.7143 | 342.8571 | 52.6725 | 2633.6249 | 2615.279 | 18.3459 | 1732 | 896.9398 | 4.6608 | 0 | 0 | 0 | 0
3802 | 2633.6249 | 3056 | 128 | 5 | 8 | 952.381 | 1250 | 35.7143 | 342.8571 | 52.6725 | 2633.6249 | 2615.279 | 18.3459 | 1732 | 896.9398 | 4.6608 | 0 | 0 | 0 | 0
3803 | 2633.6249 | 3079 | 129 | 5 | 9 | 952.381 | 1250 | 35.7143 | 342.8571 | 52.6725 | 2633.6249 | 2615.279 | 18.3459 | 1732 | 896.9398 | 4.6608 | 0 | 0 | 0 | 0
3804 | 2633.6249 | 3080 | 129 | 5 | 9 | 952.381 | 1250 | 35.7143 | 342.8571 | 52.6725 | 2633.6249 | 2615.279 | 18.3459 | 1732 | 896.9398 | 4.6608 | 0 | 0 | 0 | 0
3805 | 2633.6249 | 3103 | 130 | 5 | 10 | 952.381 | 1250 | 35.7143 | 342.8571 | 52.6725 | 2633.6249 | 2615.279 | 18.3459 | 1732 | 896.9398 | 4.6608 | 0 | 0 | 0 | 0
3806 | 2633.6249 | 3104 | 130 | 5 | 10 | 952.381 | 1250 | 35.7143 | 342.8571 | 52.6725 | 2633.6249 | 2615.279 | 18.3459 | 1732 | 896.9398 | 4.6608 | 0 | 0 | 0 | 0
3807 | 2633.6249 | 3127 | 131 | 5 | 11 | 952.381 | 1250 | 35.7143 | 342.8571 | 52.6725 | 2633.6249 | 2615.279 | 18.3459 | 1732 | 896.9398 | 4.6608 | 0 | 0 | 0 | 0
3808 | 2633.6249 | 3128 | 131 | 5 | 11 | 952.381 | 1250 | 35.7143 | 342.8571 | 52.6725 | 2633.6249 | 2615.279 | 18.3459 | 1732 | 896.9398 | 4.6608 | 0 | 0 | 0 | 0
3809 | 2633.6249 | 3151 | 132 | 5 | 12 | 952.381 | 1250 | 35.7143 | 342.8571 | 52.6725 | 2633.6249 | 2615.279 | 18.3459 | 1732 | 896.9398 | 4.6608 | 0 | 0 | 0 | 0
3810 | 2633.6249 | 3152 | 132 | 5 | 12 | 952.381 | 1250 | 35.7143 | 342.8571 | 52.6725 | 2633.6249 | 2615.279 | 18.3459 | 1732 | 896.9398 | 4.6608 | 0 | 0 | 0 | 0
3811 | 2633.6249 | 3175 | 133 | 5 | 13 | 952.381 | 1250 | 35.7143 | 342.8571 | 52.6725 | 2633.6249 | 2615.279 | 18.3459 | 1732 | 896.9398 | 4.6608 | 0 | 0 | 0 | 0
3812 | 2633.6249 | 3176 | 133 | 5 | 13 | 952.381 | 1250 | 35.7143 | 342.8571 | 52.6725 | 2633.6249 | 2615.279 | 18.3459 | 1732 | 896.9398 | 4.6608 | 0 | 0 | 0 | 0
3813 | 2633.6249 | 3199 | 134 | 5 | 14 | 952.381 | 1250 | 35.7143 | 342.8571 | 52.6725 | 2633.6249 | 2615.279 | 18.3459 | 1732 | 896.9398 | 4.6608 | 0 | 0 | 0 | 0
3814 | 2633.6249 | 3200 | 134 | 5 | 14 | 952.381 | 1250 | 35.7143 | 342.8571 | 52.6725 | 2633.6249 | 2615.279 | 18.3459 | 1732 | 896.9398 | 4.6608 | 0 | 0 | 0 | 0
3815 | 2633.6249 | 3223 | 135 | 5 | 15 | 952.381 | 1250 | 35.7143 | 342.8571 | 52.6725 | 2633.6249 | 2615.279 | 18.3459 | 1732 | 896.9398 | 4.6608 | 0 | 0 | 0 | 0
3816 | 2633.6249 | 3224 | 135 | 5 | 15 | 952.381 | 1250 | 35.7143 | 342.8571 | 52.6725 | 2633.6249 | 2615.279 | 18.3459 | 1732 | 896.9398 | 4.6608 | 0 | 0 | 0 | 0
3817 | 2633.6249 | 3247 | 136 | 5 | 16 | 952.381 | 1250 | 35.7143 | 342.8571 | 52.6725 | 2633.6249 | 2615.279 | 18.3459 | 1732 | 896.9398 | 4.6608 | 0 | 0 | 0 | 0
3818 | 2633.6249 | 3248 | 136 | 5 | 16 | 952.381 | 1250 | 35.7143 | 342.8571 | 52.6725 | 2633.6249 | 2615.279 | 18.3459 | 1732 | 896.9398 | 4.6608 | 0 | 0 | 0 | 0
3819 | 2633.6249 | 3271 | 137 | 5 | 17 | 952.381 | 1250 | 35.7143 | 342.8571 | 52.6725 | 2633.6249 | 2615.279 | 18.3459 | 1732 | 896.9398 | 4.6608 | 0 | 0 | 0 | 0
3820 | 2633.6249 | 3272 | 137 | 5 | 17 | 952.381 | 1250 | 35.7143 | 342.8571 | 52.6725 | 2633.6249 | 2615.279 | 18.3459 | 1732 | 896.9398 | 4.6608 | 0 | 0 | 0 | 0
3821 | 2633.6249 | 3295 | 138 | 5 | 18 | 952.381 | 1250 | 35.7143 | 342.8571 | 52.6725 | 2633.6249 | 2615.279 | 18.3459 | 1732 | 896.9398 | 4.6608 | 0 | 0 | 0 | 0
3822 | 2633.6249 | 3296 | 138 | 5 | 18 | 952.381 | 1250 | 35.7143 | 342.8571 | 52.6725 | 2633.6249 | 2615.279 | 18.3459 | 1732 | 896.9398 | 4.6608 | 0 | 0 | 0 | 0
3823 | 2633.6249 | 3319 | 139 | 5 | 19 | 952.381 | 1250 | 35.7143 | 342.8571 | 52.6725 | 2633.6249 | 2615.279 | 18.3459 | 1732 | 896.9398 | 4.6608 | 0 | 0 | 0 | 0
3824 | 2633.6249 | 3320 | 139 | 5 | 19 | 952.381 | 1250 | 35.7143 | 342.8571 | 52.6725 | 2633.6249 | 2615.279 | 18.3459 | 1732 | 896.9398 | 4.6608 | 0 | 0 | 0 | 0
3825 | 2633.6249 | 3343 | 140 | 5 | 20 | 952.381 | 1250 | 35.7143 | 342.8571 | 52.6725 | 2633.6249 | 2615.279 | 18.3459 | 1732 | 896.9398 | 4.6608 | 0 | 0 | 0 | 0
3826 | 2633.6249 | 3344 | 140 | 5 | 20 | 952.381 | 1250 | 35.7143 | 342.8571 | 52.6725 | 2633.6249 | 2615.279 | 18.3459 | 1732 | 896.9398 | 4.6608 | 0 | 0 | 0 | 0
3827 | 2633.6249 | 3367 | 141 | 5 | 21 | 952.381 | 1250 | 35.7143 | 342.8571 | 52.6725 | 2633.6249 | 2615.279 | 18.3459 | 1732 | 896.9398 | 4.6608 | 0 | 0 | 0 | 0
3828 | 2633.6249 | 3368 | 141 | 5 | 21 | 952.381 | 1250 | 35.7143 | 342.8571 | 52.6725 | 2633.6249 | 2615.279 | 18.3459 | 1732 | 896.9398 | 4.6608 | 0 | 0 | 0 | 0
3829 | 2633.6249 | 3391 | 142 | 5 | 22 | 952.381 | 1250 | 35.7143 | 342.8571 | 52.6725 | 2633.6249 | 2615.279 | 18.3459 | 1732 | 896.9398 | 4.6608 | 0 | 0 | 0 | 0
3830 | 2633.6249 | 3392 | 142 | 5 | 22 | 952.381 | 1250 | 35.7143 | 342.8571 | 52.6725 | 2633.6249 | 2615.279 | 18.3459 | 1732 | 896.9398 | 4.6608 | 0 | 0 | 0 | 0
3831 | 2633.6249 | 3415 | 143 | 5 | 23 | 952.381 | 1250 | 35.7143 | 342.8571 | 52.6725 | 2633.6249 | 2615.279 | 18.3459 | 1732 | 896.9398 | 4.6608 | 0 | 0 | 0 | 0
3832 | 2633.6249 | 3416 | 143 | 5 | 23 | 952.381 | 1250 | 35.7143 | 342.8571 | 52.6725 | 2633.6249 | 2615.279 | 18.3459 | 1732 | 896.9398 | 4.6608 | 0 | 0 | 0 | 0
3833 | 2633.6249 | 3439 | 144 | 5 | 24 | 952.381 | 1250 | 35.7143 | 342.8571 | 52.6725 | 2633.6249 | 2615.279 | 18.3459 | 1732 | 896.9398 | 4.6608 | 0 | 0 | 0 | 0
3834 | 2633.6249 | 3440 | 144 | 5 | 24 | 952.381 | 1250 | 35.7143 | 342.8571 | 52.6725 | 2633.6249 | 2615.279 | 18.3459 | 1732 | 896.9398 | 4.6608 | 0 | 0 | 0 | 0
3835 | 2633.6249 | 3463 | 145 | 5 | 25 | 952.381 | 1250 | 35.7143 | 342.8571 | 52.6725 | 2633.6249 | 2615.279 | 18.3459 | 1732 | 896.9398 | 4.6608 | 0 | 0 | 0 | 0
3836 | 2633.6249 | 3464 | 145 | 5 | 25 | 952.381 | 1250 | 35.7143 | 342.8571 | 52.6725 | 2633.6249 | 2615.279 | 18.3459 | 1732 | 896.9398 | 4.6608 | 0 | 0 | 0 | 0
3837 | 2633.6249 | 3487 | 146 | 5 | 26 | 952.381 | 1250 | 35.7143 | 342.8571 | 52.6725 | 2633.6249 | 2615.279 | 18.3459 | 1732 | 896.9398 | 4.6608 | 0 | 0 | 0 | 0
3838 | 2633.6249 | 3488 | 146 | 5 | 26 | 952.381 | 1250 | 35.7143 | 342.8571 | 52.6725 | 2633.6249 | 2615.279 | 18.3459 | 1732 | 896.9398 | 4.6608 | 0 | 0 | 0 | 0
3839 | 2633.6249 | 3511 | 147 | 5 | 27 | 952.381 | 1250 | 35.7143 | 342.8571 | 52.6725 | 2633.6249 | 2615.279 | 18.3459 | 1732 | 896.9398 | 4.6608 | 0 | 0 | 0 | 0
3840 | 2633.6249 | 3512 | 147 | 5 | 27 | 952.381 | 1250 | 35.7143 | 342.8571 | 52.6725 | 2633.6249 | 2615.279 | 18.3459 | 1732 | 896.9398 | 4.6608 | 0 | 0 | 0 | 0
3841 | 2633.6249 | 3535 | 148 | 5 | 28 | 952.381 | 1250 | 35.7143 | 342.8571 | 52.6725 | 2633.6249 | 2615.279 | 18.3459 | 1732 | 896.9398 | 4.6608 | 0 | 0 | 0 | 0
3842 | 2633.6249 | 3536 | 148 | 5 | 28 | 952.381 | 1250 | 35.7143 | 342.8571 | 52.6725 | 2633.6249 | 2615.279 | 18.3459 | 1732 | 896.9398 | 4.6608 | 0 | 0 | 0 | 0
3843 | 2633.6249 | 3559 | 149 | 5 | 29 | 952.381 | 1250 | 35.7143 | 342.8571 | 52.6725 | 2633.6249 | 2615.279 | 18.3459 | 1732 | 896.9398 | 4.6608 | 0 | 0 | 0 | 0
3844 | 2633.6249 | 3560 | 149 | 5 | 29 | 952.381 | 1250 | 35.7143 | 342.8571 | 52.6725 | 2633.6249 | 2615.279 | 18.3459 | 1732 | 896.9398 | 4.6608 | 0 | 0 | 0 | 0
3845 | 2633.6249 | 3583 | 150 | 5 | 30 | 952.381 | 1250 | 35.7143 | 342.8571 | 52.6725 | 2633.6249 | 2615.279 | 18.3459 | 1732 | 896.9398 | 4.6608 | 0 | 0 | 0 | 0
3846 | 2633.6249 | 3584 | 150 | 5 | 30 | 952.381 | 1250 | 35.7143 | 342.8571 | 52.6725 | 2633.6249 | 2615.279 | 18.3459 | 1732 | 896.9398 | 4.6608 | 0 | 0 | 0 | 0
3847 | 2633.6249 | 3607 | 151 | 5 | 31 | 952.381 | 1250 | 35.7143 | 342.8571 | 52.6725 | 2633.6249 | 2615.279 | 18.3459 | 1732 | 896.9398 | 4.6608 | 0 | 0 | 0 | 0
3848 | 2633.6249 | 3608 | 151 | 5 | 31 | 952.381 | 1250 | 35.7143 | 342.8571 | 52.6725 | 2633.6249 | 2615.279 | 18.3459 | 1732 | 896.9398 | 4.6608 | 0 | 0 | 0 | 0
3849 | 2551.0204 | 2160 | 91 | 4 | 1 | 2380.9524 | 0 | 119.0476 | 0 | 51.0204 | 2551.0204 | 2533.5308 | 17.4896 | 1732 | 814.7645 | 4.2338 | 238.0952 | 2000 | 62.3897 | 3119.4832
3850 | 2551.0204 | 2161 | 91 | 4 | 1 | 2380.9524 | 0 | 119.0476 | 0 | 51.0204 | 2551.0204 | 2533.5308 | 17.4896 | 1732 | 814.7645 | 4.2338 | 238.0952 | 2000 | 62.3897 | 3119.4832
3851 | 2551.0204 | 2162 | 91 | 4 | 1 | 2380.9524 | 0 | 119.0476 | 0 | 51.0204 | 2551.0204 | 2533.5308 | 17.4896 | 1732 | 814.7645 | 4.2338 | 238.0952 | 2000 | 62.3897 | 3119.4832
3852 | 2551.0204 | 2163 | 91 | 4 | 1 | 2380.9524 | 0 | 119.0476 | 0 | 51.0204 | 2551.0204 | 2533.5308 | 17.4896 | 1732 | 814.7645 | 4.2338 | 238.0952 | 2000 | 62.3897 | 3119.4832
3853 | 2551.0204 | 2164 | 91 | 4 | 1 | 2380.9524 | 0 | 119.0476 | 0 | 51.0204 | 2551.0204 | 2533.5308 | 17.4896 | 1732 | 814.7645 | 4.2338 | 238.0952 | 0 | 21.5733 | 1078.6669
3854 | 2551.0204 | 2177 | 91 | 4 | 1 | 2380.9524 | 0 | 119.0476 | 0 | 51.0204 | 2551.0204 | 2533.5308 | 17.4896 | 1732 | 814.7645 | 4.2338 | 0 | 0 | 0 | 0
3855 | 2551.0204 | 2183 | 91 | 4 | 2 | 2380.9524 | 0 | 119.0476 | 0 | 51.0204 | 2551.0204 | 2533.5308 | 17.4896 | 1732 | 814.7645 | 4.2338 | 0 | 0 | 0 | 0
3856 | 2551.0204 | 2184 | 92 | 4 | 2 | 2380.9524 | 0 | 119.0476 | 0 | 51.0204 | 2551.0204 | 2533.5308 | 17.4896 | 1732 | 814.7645 | 4.2338 | 238.0952 | 2000 | 62.3897 | 3119.4832
3857 | 2551.0204 | 2185 | 92 | 4 | 2 | 2380.9524 | 0 | 119.0476 | 0 | 51.0204 | 2551.0204 | 2533.5308 | 17.4896 | 1732 | 814.7645 | 4.2338 | 238.0952 | 2000 | 62.3897 | 3119.4832
3858 | 2551.0204 | 2186 | 92 | 4 | 2 | 2380.9524 | 0 | 119.0476 | 0 | 51.0204 | 2551.0204 | 2533.5308 | 17.4896 | 1732 | 814.7645 | 4.2338 | 238.0952 | 2000 | 62.3897 | 3119.4832
3859 | 2551.0204 | 2187 | 92 | 4 | 2 | 2380.9524 | 0 | 119.0476 | 0 | 51.0204 | 2551.0204 | 2533.5308 | 17.4896 | 1732 | 814.7645 | 4.2338 | 238.0952 | 2000 | 62.3897 | 3119.4832
3860 | 2551.0204 | 2188 | 92 | 4 | 2 | 2380.9524 | 0 | 119.0476 | 0 | 51.0204 | 2551.0204 | 2533.5308 | 17.4896 | 1732 | 814.7645 | 4.2338 | 238.0952 | 0 | 21.5733 | 1078.6669
3861 | 2551.0204 | 2201 | 92 | 4 | 2 | 2380.9524 | 0 | 119.0476 | 0 | 51.0204 | 2551.0204 | 2533.5308 | 17.4896 | 1732 | 814.7645 | 4.2338 | 0 | 0 | 0 | 0
3862 | 2551.0204 | 2207 | 92 | 4 | 3 | 2380.9524 | 0 | 119.0476 | 0 | 51.0204 | 2551.0204 | 2533.5308 | 17.4896 | 1732 | 814.7645 | 4.2338 | 0 | 0 | 0 | 0
3863 | 2551.0204 | 2208 | 93 | 4 | 3 | 2380.9524 | 0 | 119.0476 | 0 | 51.0204 | 2551.0204 | 2533.5308 | 17.4896 | 1732 | 814.7645 | 4.2338 | 238.0952 | 2000 | 62.3897 | 3119.4832
3864 | 2551.0204 | 2209 | 93 | 4 | 3 | 2380.9524 | 0 | 119.0476 | 0 | 51.0204 | 2551.0204 | 2533.5308 | 17.4896 | 1732 | 814.7645 | 4.2338 | 238.0952 | 2000 | 62.3897 | 3119.4832
3865 | 2551.0204 | 2210 | 93 | 4 | 3 | 2380.9524 | 0 | 119.0476 | 0 | 51.0204 | 2551.0204 | 2533.5308 | 17.4896 | 1732 | 814.7645 | 4.2338 | 238.0952 | 2000 | 62.3897 | 3119.4832
3866 | 2551.0204 | 2211 | 93 | 4 | 3 | 2380.9524 | 0 | 119.0476 | 0 | 51.0204 | 2551.0204 | 2533.5308 | 17.4896 | 1732 | 814.7645 | 4.2338 | 238.0952 | 2000 | 62.3897 | 3119.4832
3867 | 2551.0204 | 2212 | 93 | 4 | 3 | 2380.9524 | 0 | 119.0476 | 0 | 51.0204 | 2551.0204 | 2533.5308 | 17.4896 | 1732 | 814.7645 | 4.2338 | 238.0952 | 0 | 21.5733 | 1078.6669
3868 | 2551.0204 | 2225 | 93 | 4 | 3 | 2380.9524 | 0 | 119.0476 | 0 | 51.0204 | 2551.0204 | 2533.5308 | 17.4896 | 1732 | 814.7645 | 4.2338 | 0 | 0 | 0 | 0
3869 | 2551.0204 | 2231 | 93 | 4 | 4 | 2380.9524 | 0 | 119.0476 | 0 | 51.0204 | 2551.0204 | 2533.5308 | 17.4896 | 1732 | 814.7645 | 4.2338 | 0 | 0 | 0 | 0
3870 | 2551.0204 | 2232 | 94 | 4 | 4 | 2380.9524 | 0 | 119.0476 | 0 | 51.0204 | 2551.0204 | 2533.5308 | 17.4896 | 1732 | 814.7645 | 4.2338 | 238.0952 | 2000 | 62.3897 | 3119.4832
3871 | 2551.0204 | 2233 | 94 | 4 | 4 | 2380.9524 | 0 | 119.0476 | 0 | 51.0204 | 2551.0204 | 2533.5308 | 17.4896 | 1732 | 814.7645 | 4.2338 | 238.0952 | 2000 | 62.3897 | 3119.4832
3872 | 2551.0204 | 2234 | 94 | 4 | 4 | 2380.9524 | 0 | 119.0476 | 0 | 51.0204 | 2551.0204 | 2533.5308 | 17.4896 | 1732 | 814.7645 | 4.2338 | 238.0952 | 2000 | 62.3897 | 3119.4832
3873 | 2551.0204 | 2235 | 94 | 4 | 4 | 2380.9524 | 0 | 119.0476 | 0 | 51.0204 | 2551.0204 | 2533.5308 | 17.4896 | 1732 | 814.7645 | 4.2338 | 238.0952 | 2000 | 62.3897 | 3119.4832
3874 | 2551.0204 | 2236 | 94 | 4 | 4 | 2380.9524 | 0 | 119.0476 | 0 | 51.0204 | 2551.0204 | 2533.5308 | 17.4896 | 1732 | 814.7645 | 4.2338 | 238.0952 | 0 | 21.5733 | 1078.6669
3875 | 2551.0204 | 2249 | 94 | 4 | 4 | 2380.9524 | 0 | 119.0476 | 0 | 51.0204 | 2551.0204 | 2533.5308 | 17.4896 | 1732 | 814.7645 | 4.2338 | 0 | 0 | 0 | 0
3876 | 2551.0204 | 2255 | 94 | 4 | 5 | 2380.9524 | 0 | 119.0476 | 0 | 51.0204 | 2551.0204 | 2533.5308 | 17.4896 | 1732 | 814.7645 | 4.2338 | 0 | 0 | 0 | 0
3877 | 2551.0204 | 2256 | 95 | 4 | 5 | 2380.9524 | 0 | 119.0476 | 0 | 51.0204 | 2551.0204 | 2533.5308 | 17.4896 | 1732 | 814.7645 | 4.2338 | 238.0952 | 2000 | 62.3897 | 3119.4832
3878 | 2551.0204 | 2257 | 95 | 4 | 5 | 2380.9524 | 0 | 119.0476 | 0 | 51.0204 | 2551.0204 | 2533.5308 | 17.4896 | 1732 | 814.7645 | 4.2338 | 238.0952 | 2000 | 62.3897 | 3119.4832
3879 | 2551.0204 | 2258 | 95 | 4 | 5 | 2380.9524 | 0 | 119.0476 | 0 | 51.0204 | 2551.0204 | 2533.5308 | 17.4896 | 1732 | 814.7645 | 4.2338 | 238.0952 | 2000 | 62.3897 | 3119.4832
3880 | 2551.0204 | 2259 | 95 | 4 | 5 | 2380.9524 | 0 | 119.0476 | 0 | 51.0204 | 2551.0204 | 2533.5308 | 17.4896 | 1732 | 814.7645 | 4.2338 | 238.0952 | 2000 | 62.3897 | 3119.4832
3881 | 2551.0204 | 2260 | 95 | 4 | 5 | 2380.9524 | 0 | 119.0476 | 0 | 51.0204 | 2551.0204 | 2533.5308 | 17.4896 | 1732 | 814.7645 | 4.2338 | 238.0952 | 0 | 21.5733 | 1078.6669
3882 | 2551.0204 | 2273 | 95 | 4 | 5 | 2380.9524 | 0 | 119.0476 | 0 | 51.0204 | 2551.0204 | 2533.5308 | 17.4896 | 1732 | 814.7645 | 4.2338 | 0 | 0 | 0 | 0
3883 | 2551.0204 | 2279 | 95 | 4 | 6 | 2380.9524 | 0 | 119.0476 | 0 | 51.0204 | 2551.0204 | 2533.5308 | 17.4896 | 1732 | 814.7645 | 4.2338 | 0 | 0 | 0 | 0
3884 | 2551.0204 | 2280 | 96 | 4 | 6 | 2380.9524 | 0 | 119.0476 | 0 | 51.0204 | 2551.0204 | 2533.5308 | 17.4896 | 1732 | 814.7645 | 4.2338 | 238.0952 | 2000 | 62.3897 | 3119.4832
3885 | 2551.0204 | 2281 | 96 | 4 | 6 | 2380.9524 | 0 | 119.0476 | 0 | 51.0204 | 2551.0204 | 2533.5308 | 17.4896 | 1732 | 814.7645 | 4.2338 | 238.0952 | 2000 | 62.3897 | 3119.4832
3886 | 2551.0204 | 2282 | 96 | 4 | 6 | 2380.9524 | 0 | 119.0476 | 0 | 51.0204 | 2551.0204 | 2533.5308 | 17.4896 | 1732 | 814.7645 | 4.2338 | 238.0952 | 2000 | 62.3897 | 3119.4832
3887 | 2551.0204 | 2283 | 96 | 4 | 6 | 2380.9524 | 0 | 119.0476 | 0 | 51.0204 | 2551.0204 | 2533.5308 | 17.4896 | 1732 | 814.7645 | 4.2338 | 238.0952 | 2000 | 62.3897 | 3119.4832
3888 | 2551.0204 | 2284 | 96 | 4 | 6 | 2380.9524 | 0 | 119.0476 | 0 | 51.0204 | 2551.0204 | 2533.5308 | 17.4896 | 1732 | 814.7645 | 4.2338 | 238.0952 | 0 | 21.5733 | 1078.6669
3889 | 2551.0204 | 2297 | 96 | 4 | 6 | 2380.9524 | 0 | 119.0476 | 0 | 51.0204 | 2551.0204 | 2533.5308 | 17.4896 | 1732 | 814.7645 | 4.2338 | 0 | 0 | 0 | 0
3890 | 2551.0204 | 2303 | 96 | 4 | 7 | 2380.9524 | 0 | 119.0476 | 0 | 51.0204 | 2551.0204 | 2533.5308 | 17.4896 | 1732 | 814.7645 | 4.2338 | 0 | 0 | 0 | 0
3891 | 2551.0204 | 2304 | 97 | 4 | 7 | 2380.9524 | 0 | 119.0476 | 0 | 51.0204 | 2551.0204 | 2533.5308 | 17.4896 | 1732 | 814.7645 | 4.2338 | 238.0952 | 2000 | 62.3897 | 3119.4832
3892 | 2551.0204 | 2305 | 97 | 4 | 7 | 2380.9524 | 0 | 119.0476 | 0 | 51.0204 | 2551.0204 | 2533.5308 | 17.4896 | 1732 | 814.7645 | 4.2338 | 238.0952 | 2000 | 62.3897 | 3119.4832
3893 | 2551.0204 | 2306 | 97 | 4 | 7 | 2380.9524 | 0 | 119.0476 | 0 | 51.0204 | 2551.0204 | 2533.5308 | 17.4896 | 1732 | 814.7645 | 4.2338 | 238.0952 | 2000 | 62.3897 | 3119.4832
3894 | 2551.0204 | 2307 | 97 | 4 | 7 | 2380.9524 | 0 | 119.0476 | 0 | 51.0204 | 2551.0204 | 2533.5308 | 17.4896 | 1732 | 814.7645 | 4.2338 | 238.0952 | 2000 | 62.3897 | 3119.4832
3895 | 2551.0204 | 2308 | 97 | 4 | 7 | 2380.9524 | 0 | 119.0476 | 0 | 51.0204 | 2551.0204 | 2533.5308 | 17.4896 | 1732 | 814.7645 | 4.2338 | 238.0952 | 0 | 21.5733 | 1078.6669
3896 | 2551.0204 | 2321 | 97 | 4 | 7 | 2380.9524 | 0 | 119.0476 | 0 | 51.0204 | 2551.0204 | 2533.5308 | 17.4896 | 1732 | 814.7645 | 4.2338 | 0 | 0 | 0 | 0
3897 | 2551.0204 | 2327 | 97 | 4 | 8 | 2380.9524 | 0 | 119.0476 | 0 | 51.0204 | 2551.0204 | 2533.5308 | 17.4896 | 1732 | 814.7645 | 4.2338 | 0 | 0 | 0 | 0
3898 | 2551.0204 | 2328 | 98 | 4 | 8 | 2380.9524 | 0 | 119.0476 | 0 | 51.0204 | 2551.0204 | 2533.5308 | 17.4896 | 1732 | 814.7645 | 4.2338 | 238.0952 | 2000 | 62.3897 | 3119.4832
3899 | 2551.0204 | 2329 | 98 | 4 | 8 | 2380.9524 | 0 | 119.0476 | 0 | 51.0204 | 2551.0204 | 2533.5308 | 17.4896 | 1732 | 814.7645 | 4.2338 | 238.0952 | 2000 | 62.3897 | 3119.4832
3900 | 2551.0204 | 2330 | 98 | 4 | 8 | 2380.9524 | 0 | 119.0476 | 0 | 51.0204 | 2551.0204 | 2533.5308 | 17.4896 | 1732 | 814.7645 | 4.2338 | 238.0952 | 2000 | 62.3897 | 3119.4832
3901 | 2551.0204 | 2331 | 98 | 4 | 8 | 2380.9524 | 0 | 119.0476 | 0 | 51.0204 | 2551.0204 | 2533.5308 | 17.4896 | 1732 | 814.7645 | 4.2338 | 238.0952 | 2000 | 62.3897 | 3119.4832
3902 | 2551.0204 | 2332 | 98 | 4 | 8 | 2380.9524 | 0 | 119.0476 | 0 | 51.0204 | 2551.0204 | 2533.5308 | 17.4896 | 1732 | 814.7645 | 4.2338 | 238.0952 | 0 | 21.5733 | 1078.6669
3903 | 2551.0204 | 2345 | 98 | 4 | 8 | 2380.9524 | 0 | 119.0476 | 0 | 51.0204 | 2551.0204 | 2533.5308 | 17.4896 | 1732 | 814.7645 | 4.2338 | 0 | 0 | 0 | 0
3904 | 2551.0204 | 2351 | 98 | 4 | 9 | 2380.9524 | 0 | 119.0476 | 0 | 51.0204 | 2551.0204 | 2533.5308 | 17.4896 | 1732 | 814.7645 | 4.2338 | 0 | 0 | 0 | 0
3905 | 2551.0204 | 2352 | 99 | 4 | 9 | 2380.9524 | 0 | 119.0476 | 0 | 51.0204 | 2551.0204 | 2533.5308 | 17.4896 | 1732 | 814.7645 | 4.2338 | 238.0952 | 2000 | 62.3897 | 3119.4832
3906 | 2551.0204 | 2353 | 99 | 4 | 9 | 2380.9524 | 0 | 119.0476 | 0 | 51.0204 | 2551.0204 | 2533.5308 | 17.4896 | 1732 | 814.7645 | 4.2338 | 238.0952 | 2000 | 62.3897 | 3119.4832
3907 | 2551.0204 | 2354 | 99 | 4 | 9 | 2380.9524 | 0 | 119.0476 | 0 | 51.0204 | 2551.0204 | 2533.5308 | 17.4896 | 1732 | 814.7645 | 4.2338 | 238.0952 | 2000 | 62.3897 | 3119.4832
3908 | 2551.0204 | 2355 | 99 | 4 | 9 | 2380.9524 | 0 | 119.0476 | 0 | 51.0204 | 2551.0204 | 2533.5308 | 17.4896 | 1732 | 814.7645 | 4.2338 | 238.0952 | 2000 | 62.3897 | 3119.4832
3909 | 2551.0204 | 2356 | 99 | 4 | 9 | 2380.9524 | 0 | 119.0476 | 0 | 51.0204 | 2551.0204 | 2533.5308 | 17.4896 | 1732 | 814.7645 | 4.2338 | 238.0952 | 0 | 21.5733 | 1078.6669
3910 | 2551.0204 | 2369 | 99 | 4 | 9 | 2380.9524 | 0 | 119.0476 | 0 | 51.0204 | 2551.0204 | 2533.5308 | 17.4896 | 1732 | 814.7645 | 4.2338 | 0 | 0 | 0 | 0
3911 | 2551.0204 | 2375 | 99 | 4 | 10 | 2380.9524 | 0 | 119.0476 | 0 | 51.0204 | 2551.0204 | 2533.5308 | 17.4896 | 1732 | 814.7645 | 4.2338 | 0 | 0 | 0 | 0
3912 | 2551.0204 | 2376 | 100 | 4 | 10 | 2380.9524 | 0 | 119.0476 | 0 | 51.0204 | 2551.0204 | 2533.5308 | 17.4896 | 1732 | 814.7645 | 4.2338 | 238.0952 | 2000 | 62.3897 | 3119.4832
3913 | 2551.0204 | 2377 | 100 | 4 | 10 | 2380.9524 | 0 | 119.0476 | 0 | 51.0204 | 2551.0204 | 2533.5308 | 17.4896 | 1732 | 814.7645 | 4.2338 | 238.0952 | 2000 | 62.3897 | 3119.4832
3914 | 2551.0204 | 2378 | 100 | 4 | 10 | 2380.9524 | 0 | 119.0476 | 0 | 51.0204 | 2551.0204 | 2533.5308 | 17.4896 | 1732 | 814.7645 | 4.2338 | 238.0952 | 2000 | 62.3897 | 3119.4832
3915 | 2551.0204 | 2379 | 100 | 4 | 10 | 2380.9524 | 0 | 119.0476 | 0 | 51.0204 | 2551.0204 | 2533.5308 | 17.4896 | 1732 | 814.7645 | 4.2338 | 238.0952 | 2000 | 62.3897 | 3119.4832
3916 | 2551.0204 | 2380 | 100 | 4 | 10 | 2380.9524 | 0 | 119.0476 | 0 | 51.0204 | 2551.0204 | 2533.5308 | 17.4896 | 1732 | 814.7645 | 4.2338 | 238.0952 | 0 | 21.5733 | 1078.6669
3917 | 2551.0204 | 2393 | 100 | 4 | 10 | 2380.9524 | 0 | 119.0476 | 0 | 51.0204 | 2551.0204 | 2533.5308 | 17.4896 | 1732 | 814.7645 | 4.2338 | 0 | 0 | 0 | 0
3918 | 2551.0204 | 2399 | 100 | 4 | 11 | 2380.9524 | 0 | 119.0476 | 0 | 51.0204 | 2551.0204 | 2533.5308 | 17.4896 | 1732 | 814.7645 | 4.2338 | 0 | 0 | 0 | 0
3919 | 2551.0204 | 2400 | 101 | 4 | 11 | 2380.9524 | 0 | 119.0476 | 0 | 51.0204 | 2551.0204 | 2533.5308 | 17.4896 | 1732 | 814.7645 | 4.2338 | 238.0952 | 2000 | 62.3897 | 3119.4832
3920 | 2551.0204 | 2401 | 101 | 4 | 11 | 2380.9524 | 0 | 119.0476 | 0 | 51.0204 | 2551.0204 | 2533.5308 | 17.4896 | 1732 | 814.7645 | 4.2338 | 238.0952 | 2000 | 62.3897 | 3119.4832
3921 | 2551.0204 | 2402 | 101 | 4 | 11 | 2380.9524 | 0 | 119.0476 | 0 | 51.0204 | 2551.0204 | 2533.5308 | 17.4896 | 1732 | 814.7645 | 4.2338 | 238.0952 | 2000 | 62.3897 | 3119.4832
3922 | 2551.0204 | 2403 | 101 | 4 | 11 | 2380.9524 | 0 | 119.0476 | 0 | 51.0204 | 2551.0204 | 2533.5308 | 17.4896 | 1732 | 814.7645 | 4.2338 | 238.0952 | 2000 | 62.3897 | 3119.4832
3923 | 2551.0204 | 2404 | 101 | 4 | 11 | 2380.9524 | 0 | 119.0476 | 0 | 51.0204 | 2551.0204 | 2533.5308 | 17.4896 | 1732 | 814.7645 | 4.2338 | 238.0952 | 0 | 21.5733 | 1078.6669
3924 | 2551.0204 | 2417 | 101 | 4 | 11 | 2380.9524 | 0 | 119.0476 | 0 | 51.0204 | 2551.0204 | 2533.5308 | 17.4896 | 1732 | 814.7645 | 4.2338 | 0 | 0 | 0 | 0
3925 | 2551.0204 | 2423 | 101 | 4 | 12 | 2380.9524 | 0 | 119.0476 | 0 | 51.0204 | 2551.0204 | 2533.5308 | 17.4896 | 1732 | 814.7645 | 4.2338 | 0 | 0 | 0 | 0
3926 | 2551.0204 | 2424 | 102 | 4 | 12 | 2380.9524 | 0 | 119.0476 | 0 | 51.0204 | 2551.0204 | 2533.5308 | 17.4896 | 1732 | 814.7645 | 4.2338 | 238.0952 | 2000 | 62.3897 | 3119.4832
3927 | 2551.0204 | 2425 | 102 | 4 | 12 | 2380.9524 | 0 | 119.0476 | 0 | 51.0204 | 2551.0204 | 2533.5308 | 17.4896 | 1732 | 814.7645 | 4.2338 | 238.0952 | 2000 | 62.3897 | 3119.4832
3928 | 2551.0204 | 2426 | 102 | 4 | 12 | 2380.9524 | 0 | 119.0476 | 0 | 51.0204 | 2551.0204 | 2533.5308 | 17.4896 | 1732 | 814.7645 | 4.2338 | 238.0952 | 2000 | 62.3897 | 3119.4832
3929 | 2551.0204 | 2427 | 102 | 4 | 12 | 2380.9524 | 0 | 119.0476 | 0 | 51.0204 | 2551.0204 | 2533.5308 | 17.4896 | 1732 | 814.7645 | 4.2338 | 238.0952 | 2000 | 62.3897 | 3119.4832
3930 | 2551.0204 | 2428 | 102 | 4 | 12 | 2380.9524 | 0 | 119.0476 | 0 | 51.0204 | 2551.0204 | 2533.5308 | 17.4896 | 1732 | 814.7645 | 4.2338 | 238.0952 | 0 | 21.5733 | 1078.6669
3931 | 2551.0204 | 2441 | 102 | 4 | 12 | 2380.9524 | 0 | 119.0476 | 0 | 51.0204 | 2551.0204 | 2533.5308 | 17.4896 | 1732 | 814.7645 | 4.2338 | 0 | 0 | 0 | 0
3932 | 2551.0204 | 2447 | 102 | 4 | 13 | 2380.9524 | 0 | 119.0476 | 0 | 51.0204 | 2551.0204 | 2533.5308 | 17.4896 | 1732 | 814.7645 | 4.2338 | 0 | 0 | 0 | 0
3933 | 2551.0204 | 2448 | 103 | 4 | 13 | 2380.9524 | 0 | 119.0476 | 0 | 51.0204 | 2551.0204 | 2533.5308 | 17.4896 | 1732 | 814.7645 | 4.2338 | 238.0952 | 2000 | 62.3897 | 3119.4832
3934 | 2551.0204 | 2449 | 103 | 4 | 13 | 2380.9524 | 0 | 119.0476 | 0 | 51.0204 | 2551.0204 | 2533.5308 | 17.4896 | 1732 | 814.7645 | 4.2338 | 238.0952 | 2000 | 62.3897 | 3119.4832
3935 | 2551.0204 | 2450 | 103 | 4 | 13 | 2380.9524 | 0 | 119.0476 | 0 | 51.0204 | 2551.0204 | 2533.5308 | 17.4896 | 1732 | 814.7645 | 4.2338 | 238.0952 | 2000 | 62.3897 | 3119.4832
3936 | 2551.0204 | 2451 | 103 | 4 | 13 | 2380.9524 | 0 | 119.0476 | 0 | 51.0204 | 2551.0204 | 2533.5308 | 17.4896 | 1732 | 814.7645 | 4.2338 | 238.0952 | 2000 | 62.3897 | 3119.4832
3937 | 2551.0204 | 2452 | 103 | 4 | 13 | 2380.9524 | 0 | 119.0476 | 0 | 51.0204 | 2551.0204 | 2533.5308 | 17.4896 | 1732 | 814.7645 | 4.2338 | 238.0952 | 0 | 21.5733 | 1078.6669
3938 | 2551.0204 | 2465 | 103 | 4 | 13 | 2380.9524 | 0 | 119.0476 | 0 | 51.0204 | 2551.0204 | 2533.5308 | 17.4896 | 1732 | 814.7645 | 4.2338 | 0 | 0 | 0 | 0
3939 | 2551.0204 | 2471 | 103 | 4 | 14 | 2380.9524 | 0 | 119.0476 | 0 | 51.0204 | 2551.0204 | 2533.5308 | 17.4896 | 1732 | 814.7645 | 4.2338 | 0 | 0 | 0 | 0
3940 | 2551.0204 | 2472 | 104 | 4 | 14 | 2380.9524 | 0 | 119.0476 | 0 | 51.0204 | 2551.0204 | 2533.5308 | 17.4896 | 1732 | 814.7645 | 4.2338 | 238.0952 | 2000 | 62.3897 | 3119.4832
3941 | 2551.0204 | 2473 | 104 | 4 | 14 | 2380.9524 | 0 | 119.0476 | 0 | 51.0204 | 2551.0204 | 2533.5308 | 17.4896 | 1732 | 814.7645 | 4.2338 | 238.0952 | 2000 | 62.3897 | 3119.4832
3942 | 2551.0204 | 2474 | 104 | 4 | 14 | 2380.9524 | 0 | 119.0476 | 0 | 51.0204 | 2551.0204 | 2533.5308 | 17.4896 | 1732 | 814.7645 | 4.2338 | 238.0952 | 2000 | 62.3897 | 3119.4832
3943 | 2551.0204 | 2475 | 104 | 4 | 14 | 2380.9524 | 0 | 119.0476 | 0 | 51.0204 | 2551.0204 | 2533.5308 | 17.4896 | 1732 | 814.7645 | 4.2338 | 238.0952 | 2000 | 62.3897 | 3119.4832
3944 | 2551.0204 | 2476 | 104 | 4 | 14 | 2380.9524 | 0 | 119.0476 | 0 | 51.0204 | 2551.0204 | 2533.5308 | 17.4896 | 1732 | 814.7645 | 4.2338 | 238.0952 | 0 | 21.5733 | 1078.6669
3945 | 2551.0204 | 2489 | 104 | 4 | 14 | 2380.9524 | 0 | 119.0476 | 0 | 51.0204 | 2551.0204 | 2533.5308 | 17.4896 | 1732 | 814.7645 | 4.2338 | 0 | 0 | 0 | 0
3946 | 2551.0204 | 2495 | 104 | 4 | 15 | 2380.9524 | 0 | 119.0476 | 0 | 51.0204 | 2551.0204 | 2533.5308 | 17.4896 | 1732 | 814.7645 | 4.2338 | 0 | 0 | 0 | 0
3947 | 2551.0204 | 2496 | 105 | 4 | 15 | 2380.9524 | 0 | 119.0476 | 0 | 51.0204 | 2551.0204 | 2533.5308 | 17.4896 | 1732 | 814.7645 | 4.2338 | 238.0952 | 2000 | 62.3897 | 3119.4832
3948 | 2551.0204 | 2497 | 105 | 4 | 15 | 2380.9524 | 0 | 119.0476 | 0 | 51.0204 | 2551.0204 | 2533.5308 | 17.4896 | 1732 | 814.7645 | 4.2338 | 238.0952 | 2000 | 62.3897 | 3119.4832
3949 | 2551.0204 | 2498 | 105 | 4 | 15 | 2380.9524 | 0 | 119.0476 | 0 | 51.0204 | 2551.0204 | 2533.5308 | 17.4896 | 1732 | 814.7645 | 4.2338 | 238.0952 | 2000 | 62.3897 | 3119.4832
3950 | 2551.0204 | 2499 | 105 | 4 | 15 | 2380.9524 | 0 | 119.0476 | 0 | 51.0204 | 2551.0204 | 2533.5308 | 17.4896 | 1732 | 814.7645 | 4.2338 | 238.0952 | 2000 | 62.3897 | 3119.4832
3951 | 2551.0204 | 2500 | 105 | 4 | 15 | 2380.9524 | 0 | 119.0476 | 0 | 51.0204 | 2551.0204 | 2533.5308 | 17.4896 | 1732 | 814.7645 | 4.2338 | 238.0952 | 0 | 21.5733 | 1078.6669
3952 | 2551.0204 | 2513 | 105 | 4 | 15 | 2380.9524 | 0 | 119.0476 | 0 | 51.0204 | 2551.0204 | 2533.5308 | 17.4896 | 1732 | 814.7645 | 4.2338 | 0 | 0 | 0 | 0
3953 | 2551.0204 | 2519 | 105 | 4 | 16 | 2380.9524 | 0 | 119.0476 | 0 | 51.0204 | 2551.0204 | 2533.5308 | 17.4896 | 1732 | 814.7645 | 4.2338 | 0 | 0 | 0 | 0
3954 | 2551.0204 | 2520 | 106 | 4 | 16 | 2380.9524 | 0 | 119.0476 | 0 | 51.0204 | 2551.0204 | 2533.5308 | 17.4896 | 1732 | 814.7645 | 4.2338 | 238.0952 | 2000 | 62.3897 | 3119.4832
3955 | 2551.0204 | 2521 | 106 | 4 | 16 | 2380.9524 | 0 | 119.0476 | 0 | 51.0204 | 2551.0204 | 2533.5308 | 17.4896 | 1732 | 814.7645 | 4.2338 | 238.0952 | 2000 | 62.3897 | 3119.4832
3956 | 2551.0204 | 2522 | 106 | 4 | 16 | 2380.9524 | 0 | 119.0476 | 0 | 51.0204 | 2551.0204 | 2533.5308 | 17.4896 | 1732 | 814.7645 | 4.2338 | 238.0952 | 2000 | 62.3897 | 3119.4832
3957 | 2551.0204 | 2523 | 106 | 4 | 16 | 2380.9524 | 0 | 119.0476 | 0 | 51.0204 | 2551.0204 | 2533.5308 | 17.4896 | 1732 | 814.7645 | 4.2338 | 238.0952 | 2000 | 62.3897 | 3119.4832
3958 | 2551.0204 | 2524 | 106 | 4 | 16 | 2380.9524 | 0 | 119.0476 | 0 | 51.0204 | 2551.0204 | 2533.5308 | 17.4896 | 1732 | 814.7645 | 4.2338 | 238.0952 | 0 | 21.5733 | 1078.6669
3959 | 2551.0204 | 2537 | 106 | 4 | 16 | 2380.9524 | 0 | 119.0476 | 0 | 51.0204 | 2551.0204 | 2533.5308 | 17.4896 | 1732 | 814.7645 | 4.2338 | 0 | 0 | 0 | 0
3960 | 2551.0204 | 2543 | 106 | 4 | 17 | 2380.9524 | 0 | 119.0476 | 0 | 51.0204 | 2551.0204 | 2533.5308 | 17.4896 | 1732 | 814.7645 | 4.2338 | 0 | 0 | 0 | 0
3961 | 2551.0204 | 2544 | 107 | 4 | 17 | 2380.9524 | 0 | 119.0476 | 0 | 51.0204 | 2551.0204 | 2533.5308 | 17.4896 | 1732 | 814.7645 | 4.2338 | 238.0952 | 2000 | 62.3897 | 3119.4832
3962 | 2551.0204 | 2545 | 107 | 4 | 17 | 2380.9524 | 0 | 119.0476 | 0 | 51.0204 | 2551.0204 | 2533.5308 | 17.4896 | 1732 | 814.7645 | 4.2338 | 238.0952 | 2000 | 62.3897 | 3119.4832
3963 | 2551.0204 | 2546 | 107 | 4 | 17 | 2380.9524 | 0 | 119.0476 | 0 | 51.0204 | 2551.0204 | 2533.5308 | 17.4896 | 1732 | 814.7645 | 4.2338 | 238.0952 | 2000 | 62.3897 | 3119.4832
3964 | 2551.0204 | 2547 | 107 | 4 | 17 | 2380.9524 | 0 | 119.0476 | 0 | 51.0204 | 2551.0204 | 2533.5308 | 17.4896 | 1732 | 814.7645 | 4.2338 | 238.0952 | 2000 | 62.3897 | 3119.4832
3965 | 2551.0204 | 2548 | 107 | 4 | 17 | 2380.9524 | 0 | 119.0476 | 0 | 51.0204 | 2551.0204 | 2533.5308 | 17.4896 | 1732 | 814.7645 | 4.2338 | 238.0952 | 0 | 21.5733 | 1078.6669
3966 | 2551.0204 | 2561 | 107 | 4 | 17 | 2380.9524 | 0 | 119.0476 | 0 | 51.0204 | 2551.0204 | 2533.5308 | 17.4896 | 1732 | 814.7645 | 4.2338 | 0 | 0 | 0 | 0
3967 | 2551.0204 | 2567 | 107 | 4 | 18 | 2380.9524 | 0 | 119.0476 | 0 | 51.0204 | 2551.0204 | 2533.5308 | 17.4896 | 1732 | 814.7645 | 4.2338 | 0 | 0 | 0 | 0
3968 | 2551.0204 | 2568 | 108 | 4 | 18 | 2380.9524 | 0 | 119.0476 | 0 | 51.0204 | 2551.0204 | 2533.5308 | 17.4896 | 1732 | 814.7645 | 4.2338 | 238.0952 | 2000 | 62.3897 | 3119.4832
3969 | 2551.0204 | 2569 | 108 | 4 | 18 | 2380.9524 | 0 | 119.0476 | 0 | 51.0204 | 2551.0204 | 2533.5308 | 17.4896 | 1732 | 814.7645 | 4.2338 | 238.0952 | 2000 | 62.3897 | 3119.4832
3970 | 2551.0204 | 2570 | 108 | 4 | 18 | 2380.9524 | 0 | 119.0476 | 0 | 51.0204 | 2551.0204 | 2533.5308 | 17.4896 | 1732 | 814.7645 | 4.2338 | 238.0952 | 2000 | 62.3897 | 3119.4832
3971 | 2551.0204 | 2571 | 108 | 4 | 18 | 2380.9524 | 0 | 119.0476 | 0 | 51.0204 | 2551.0204 | 2533.5308 | 17.4896 | 1732 | 814.7645 | 4.2338 | 238.0952 | 2000 | 62.3897 | 3119.4832
3972 | 2551.0204 | 2572 | 108 | 4 | 18 | 2380.9524 | 0 | 119.0476 | 0 | 51.0204 | 2551.0204 | 2533.5308 | 17.4896 | 1732 | 814.7645 | 4.2338 | 238.0952 | 0 | 21.5733 | 1078.6669
3973 | 2551.0204 | 2585 | 108 | 4 | 18 | 2380.9524 | 0 | 119.0476 | 0 | 51.0204 | 2551.0204 | 2533.5308 | 17.4896 | 1732 | 814.7645 | 4.2338 | 0 | 0 | 0 | 0
3974 | 2551.0204 | 2591 | 108 | 4 | 19 | 2380.9524 | 0 | 119.0476 | 0 | 51.0204 | 2551.0204 | 2533.5308 | 17.4896 | 1732 | 814.7645 | 4.2338 | 0 | 0 | 0 | 0
3975 | 2551.0204 | 2592 | 109 | 4 | 19 | 2380.9524 | 0 | 119.0476 | 0 | 51.0204 | 2551.0204 | 2533.5308 | 17.4896 | 1732 | 814.7645 | 4.2338 | 238.0952 | 2000 | 62.3897 | 3119.4832
3976 | 2551.0204 | 2593 | 109 | 4 | 19 | 2380.9524 | 0 | 119.0476 | 0 | 51.0204 | 2551.0204 | 2533.5308 | 17.4896 | 1732 | 814.7645 | 4.2338 | 238.0952 | 2000 | 62.3897 | 3119.4832
3977 | 2551.0204 | 2594 | 109 | 4 | 19 | 2380.9524 | 0 | 119.0476 | 0 | 51.0204 | 2551.0204 | 2533.5308 | 17.4896 | 1732 | 814.7645 | 4.2338 | 238.0952 | 2000 | 62.3897 | 3119.4832
3978 | 2551.0204 | 2595 | 109 | 4 | 19 | 2380.9524 | 0 | 119.0476 | 0 | 51.0204 | 2551.0204 | 2533.5308 | 17.4896 | 1732 | 814.7645 | 4.2338 | 238.0952 | 2000 | 62.3897 | 3119.4832
3979 | 2551.0204 | 2596 | 109 | 4 | 19 | 2380.9524 | 0 | 119.0476 | 0 | 51.0204 | 2551.0204 | 2533.5308 | 17.4896 | 1732 | 814.7645 | 4.2338 | 238.0952 | 0 | 21.5733 | 1078.6669
3980 | 2551.0204 | 2609 | 109 | 4 | 19 | 2380.9524 | 0 | 119.0476 | 0 | 51.0204 | 2551.0204 | 2533.5308 | 17.4896 | 1732 | 814.7645 | 4.2338 | 0 | 0 | 0 | 0
3981 | 2551.0204 | 2615 | 109 | 4 | 20 | 2380.9524 | 0 | 119.0476 | 0 | 51.0204 | 2551.0204 | 2533.5308 | 17.4896 | 1732 | 814.7645 | 4.2338 | 0 | 0 | 0 | 0
3982 | 2551.0204 | 2616 | 110 | 4 | 20 | 2380.9524 | 0 | 119.0476 | 0 | 51.0204 | 2551.0204 | 2533.5308 | 17.4896 | 1732 | 814.7645 | 4.2338 | 238.0952 | 2000 | 62.3897 | 3119.4832
3983 | 2551.0204 | 2617 | 110 | 4 | 20 | 2380.9524 | 0 | 119.0476 | 0 | 51.0204 | 2551.0204 | 2533.5308 | 17.4896 | 1732 | 814.7645 | 4.2338 | 238.0952 | 2000 | 62.3897 | 3119.4832
3984 | 2551.0204 | 2618 | 110 | 4 | 20 | 2380.9524 | 0 | 119.0476 | 0 | 51.0204 | 2551.0204 | 2533.5308 | 17.4896 | 1732 | 814.7645 | 4.2338 | 238.0952 | 2000 | 62.3897 | 3119.4832
3985 | 2551.0204 | 2619 | 110 | 4 | 20 | 2380.9524 | 0 | 119.0476 | 0 | 51.0204 | 2551.0204 | 2533.5308 | 17.4896 | 1732 | 814.7645 | 4.2338 | 238.0952 | 2000 | 62.3897 | 3119.4832
3986 | 2551.0204 | 2620 | 110 | 4 | 20 | 2380.9524 | 0 | 119.0476 | 0 | 51.0204 | 2551.0204 | 2533.5308 | 17.4896 | 1732 | 814.7645 | 4.2338 | 238.0952 | 0 | 21.5733 | 1078.6669
3987 | 2551.0204 | 2633 | 110 | 4 | 20 | 2380.9524 | 0 | 119.0476 | 0 | 51.0204 | 2551.0204 | 2533.5308 | 17.4896 | 1732 | 814.7645 | 4.2338 | 0 | 0 | 0 | 0
3988 | 2551.0204 | 2639 | 110 | 4 | 21 | 2380.9524 | 0 | 119.0476 | 0 | 51.0204 | 2551.0204 | 2533.5308 | 17.4896 | 1732 | 814.7645 | 4.2338 | 0 | 0 | 0 | 0
3989 | 2551.0204 | 2640 | 111 | 4 | 21 | 2380.9524 | 0 | 119.0476 | 0 | 51.0204 | 2551.0204 | 2533.5308 | 17.4896 | 1732 | 814.7645 | 4.2338 | 238.0952 | 2000 | 62.3897 | 3119.4832
3990 | 2551.0204 | 2641 | 111 | 4 | 21 | 2380.9524 | 0 | 119.0476 | 0 | 51.0204 | 2551.0204 | 2533.5308 | 17.4896 | 1732 | 814.7645 | 4.2338 | 238.0952 | 2000 | 62.3897 | 3119.4832
3991 | 2551.0204 | 2642 | 111 | 4 | 21 | 2380.9524 | 0 | 119.0476 | 0 | 51.0204 | 2551.0204 | 2533.5308 | 17.4896 | 1732 | 814.7645 | 4.2338 | 238.0952 | 2000 | 62.3897 | 3119.4832
3992 | 2551.0204 | 2643 | 111 | 4 | 21 | 2380.9524 | 0 | 119.0476 | 0 | 51.0204 | 2551.0204 | 2533.5308 | 17.4896 | 1732 | 814.7645 | 4.2338 | 238.0952 | 2000 | 62.3897 | 3119.4832
3993 | 2551.0204 | 2644 | 111 | 4 | 21 | 2380.9524 | 0 | 119.0476 | 0 | 51.0204 | 2551.0204 | 2533.5308 | 17.4896 | 1732 | 814.7645 | 4.2338 | 238.0952 | 0 | 21.5733 | 1078.6669
3994 | 2551.0204 | 2657 | 111 | 4 | 21 | 2380.9524 | 0 | 119.0476 | 0 | 51.0204 | 2551.0204 | 2533.5308 | 17.4896 | 1732 | 814.7645 | 4.2338 | 0 | 0 | 0 | 0
3995 | 2551.0204 | 2663 | 111 | 4 | 22 | 2380.9524 | 0 | 119.0476 | 0 | 51.0204 | 2551.0204 | 2533.5308 | 17.4896 | 1732 | 814.7645 | 4.2338 | 0 | 0 | 0 | 0
3996 | 2551.0204 | 2664 | 112 | 4 | 22 | 2380.9524 | 0 | 119.0476 | 0 | 51.0204 | 2551.0204 | 2533.5308 | 17.4896 | 1732 | 814.7645 | 4.2338 | 238.0952 | 2000 | 62.3897 | 3119.4832
3997 | 2551.0204 | 2665 | 112 | 4 | 22 | 2380.9524 | 0 | 119.0476 | 0 | 51.0204 | 2551.0204 | 2533.5308 | 17.4896 | 1732 | 814.7645 | 4.2338 | 238.0952 | 2000 | 62.3897 | 3119.4832
3998 | 2551.0204 | 2666 | 112 | 4 | 22 | 2380.9524 | 0 | 119.0476 | 0 | 51.0204 | 2551.0204 | 2533.5308 | 17.4896 | 1732 | 814.7645 | 4.2338 | 238.0952 | 2000 | 62.3897 | 3119.4832
3999 | 2551.0204 | 2667 | 112 | 4 | 22 | 2380.9524 | 0 | 119.0476 | 0 | 51.0204 | 2551.0204 | 2533.5308 | 17.4896 | 1732 | 814.7645 | 4.2338 | 238.0952 | 2000 | 62.3897 | 3119.4832
4000 | 2551.0204 | 2668 | 112 | 4 | 22 | 2380.9524 | 0 | 119.0476 | 0 | 51.0204 | 2551.0204 | 2533.5308 | 17.4896 | 1732 | 814.7645 | 4.2338 | 238.0952 | 0 | 21.5733 | 1078.6669
4001 | 2551.0204 | 2681 | 112 | 4 | 22 | 2380.9524 | 0 | 119.0476 | 0 | 51.0204 | 2551.0204 | 2533.5308 | 17.4896 | 1732 | 814.7645 | 4.2338 | 0 | 0 | 0 | 0
4002 | 2551.0204 | 2687 | 112 | 4 | 23 | 2380.9524 | 0 | 119.0476 | 0 | 51.0204 | 2551.0204 | 2533.5308 | 17.4896 | 1732 | 814.7645 | 4.2338 | 0 | 0 | 0 | 0
4003 | 2551.0204 | 2688 | 113 | 4 | 23 | 2380.9524 | 0 | 119.0476 | 0 | 51.0204 | 2551.0204 | 2533.5308 | 17.4896 | 1732 | 814.7645 | 4.2338 | 238.0952 | 2000 | 62.3897 | 3119.4832
4004 | 2551.0204 | 2689 | 113 | 4 | 23 | 2380.9524 | 0 | 119.0476 | 0 | 51.0204 | 2551.0204 | 2533.5308 | 17.4896 | 1732 | 814.7645 | 4.2338 | 238.0952 | 2000 | 62.3897 | 3119.4832
4005 | 2551.0204 | 2690 | 113 | 4 | 23 | 2380.9524 | 0 | 119.0476 | 0 | 51.0204 | 2551.0204 | 2533.5308 | 17.4896 | 1732 | 814.7645 | 4.2338 | 238.0952 | 2000 | 62.3897 | 3119.4832
4006 | 2551.0204 | 2691 | 113 | 4 | 23 | 2380.9524 | 0 | 119.0476 | 0 | 51.0204 | 2551.0204 | 2533.5308 | 17.4896 | 1732 | 814.7645 | 4.2338 | 238.0952 | 2000 | 62.3897 | 3119.4832
4007 | 2551.0204 | 2692 | 113 | 4 | 23 | 2380.9524 | 0 | 119.0476 | 0 | 51.0204 | 2551.0204 | 2533.5308 | 17.4896 | 1732 | 814.7645 | 4.2338 | 238.0952 | 0 | 21.5733 | 1078.6669
4008 | 2551.0204 | 2705 | 113 | 4 | 23 | 2380.9524 | 0 | 119.0476 | 0 | 51.0204 | 2551.0204 | 2533.5308 | 17.4896 | 1732 | 814.7645 | 4.2338 | 0 | 0 | 0 | 0
4009 | 2551.0204 | 2711 | 113 | 4 | 24 | 2380.9524 | 0 | 119.0476 | 0 | 51.0204 | 2551.0204 | 2533.5308 | 17.4896 | 1732 | 814.7645 | 4.2338 | 0 | 0 | 0 | 0
4010 | 2551.0204 | 2712 | 114 | 4 | 24 | 2380.9524 | 0 | 119.0476 | 0 | 51.0204 | 2551.0204 | 2533.5308 | 17.4896 | 1732 | 814.7645 | 4.2338 | 238.0952 | 2000 | 62.3897 | 3119.4832
4011 | 2551.0204 | 2713 | 114 | 4 | 24 | 2380.9524 | 0 | 119.0476 | 0 | 51.0204 | 2551.0204 | 2533.5308 | 17.4896 | 1732 | 814.7645 | 4.2338 | 238.0952 | 2000 | 62.3897 | 3119.4832
4012 | 2551.0204 | 2714 | 114 | 4 | 24 | 2380.9524 | 0 | 119.0476 | 0 | 51.0204 | 2551.0204 | 2533.5308 | 17.4896 | 1732 | 814.7645 | 4.2338 | 238.0952 | 2000 | 62.3897 | 3119.4832
4013 | 2551.0204 | 2715 | 114 | 4 | 24 | 2380.9524 | 0 | 119.0476 | 0 | 51.0204 | 2551.0204 | 2533.5308 | 17.4896 | 1732 | 814.7645 | 4.2338 | 238.0952 | 2000 | 62.3897 | 3119.4832
4014 | 2551.0204 | 2716 | 114 | 4 | 24 | 2380.9524 | 0 | 119.0476 | 0 | 51.0204 | 2551.0204 | 2533.5308 | 17.4896 | 1732 | 814.7645 | 4.2338 | 238.0952 | 0 | 21.5733 | 1078.6669
4015 | 2551.0204 | 2729 | 114 | 4 | 24 | 2380.9524 | 0 | 119.0476 | 0 | 51.0204 | 2551.0204 | 2533.5308 | 17.4896 | 1732 | 814.7645 | 4.2338 | 0 | 0 | 0 | 0
4016 | 2551.0204 | 2735 | 114 | 4 | 25 | 2380.9524 | 0 | 119.0476 | 0 | 51.0204 | 2551.0204 | 2533.5308 | 17.4896 | 1732 | 814.7645 | 4.2338 | 0 | 0 | 0 | 0
4017 | 2551.0204 | 2736 | 115 | 4 | 25 | 2380.9524 | 0 | 119.0476 | 0 | 51.0204 | 2551.0204 | 2533.5308 | 17.4896 | 1732 | 814.7645 | 4.2338 | 238.0952 | 2000 | 62.3897 | 3119.4832
4018 | 2551.0204 | 2737 | 115 | 4 | 25 | 2380.9524 | 0 | 119.0476 | 0 | 51.0204 | 2551.0204 | 2533.5308 | 17.4896 | 1732 | 814.7645 | 4.2338 | 238.0952 | 2000 | 62.3897 | 3119.4832
4019 | 2551.0204 | 2738 | 115 | 4 | 25 | 2380.9524 | 0 | 119.0476 | 0 | 51.0204 | 2551.0204 | 2533.5308 | 17.4896 | 1732 | 814.7645 | 4.2338 | 238.0952 | 2000 | 62.3897 | 3119.4832
4020 | 2551.0204 | 2739 | 115 | 4 | 25 | 2380.9524 | 0 | 119.0476 | 0 | 51.0204 | 2551.0204 | 2533.5308 | 17.4896 | 1732 | 814.7645 | 4.2338 | 238.0952 | 2000 | 62.3897 | 3119.4832
4021 | 2551.0204 | 2740 | 115 | 4 | 25 | 2380.9524 | 0 | 119.0476 | 0 | 51.0204 | 2551.0204 | 2533.5308 | 17.4896 | 1732 | 814.7645 | 4.2338 | 238.0952 | 0 | 21.5733 | 1078.6669
4022 | 2551.0204 | 2753 | 115 | 4 | 25 | 2380.9524 | 0 | 119.0476 | 0 | 51.0204 | 2551.0204 | 2533.5308 | 17.4896 | 1732 | 814.7645 | 4.2338 | 0 | 0 | 0 | 0
4023 | 2551.0204 | 2759 | 115 | 4 | 26 | 2380.9524 | 0 | 119.0476 | 0 | 51.0204 | 2551.0204 | 2533.5308 | 17.4896 | 1732 | 814.7645 | 4.2338 | 0 | 0 | 0 | 0
4024 | 2551.0204 | 2760 | 116 | 4 | 26 | 2380.9524 | 0 | 119.0476 | 0 | 51.0204 | 2551.0204 | 2533.5308 | 17.4896 | 1732 | 814.7645 | 4.2338 | 238.0952 | 2000 | 62.3897 | 3119.4832
4025 | 2551.0204 | 2761 | 116 | 4 | 26 | 2380.9524 | 0 | 119.0476 | 0 | 51.0204 | 2551.0204 | 2533.5308 | 17.4896 | 1732 | 814.7645 | 4.2338 | 238.0952 | 2000 | 62.3897 | 3119.4832
4026 | 2551.0204 | 2762 | 116 | 4 | 26 | 2380.9524 | 0 | 119.0476 | 0 | 51.0204 | 2551.0204 | 2533.5308 | 17.4896 | 1732 | 814.7645 | 4.2338 | 238.0952 | 2000 | 62.3897 | 3119.4832
4027 | 2551.0204 | 2763 | 116 | 4 | 26 | 2380.9524 | 0 | 119.0476 | 0 | 51.0204 | 2551.0204 | 2533.5308 | 17.4896 | 1732 | 814.7645 | 4.2338 | 238.0952 | 2000 | 62.3897 | 3119.4832
4028 | 2551.0204 | 2764 | 116 | 4 | 26 | 2380.9524 | 0 | 119.0476 | 0 | 51.0204 | 2551.0204 | 2533.5308 | 17.4896 | 1732 | 814.7645 | 4.2338 | 238.0952 | 0 | 21.5733 | 1078.6669
4029 | 2551.0204 | 2777 | 116 | 4 | 26 | 2380.9524 | 0 | 119.0476 | 0 | 51.0204 | 2551.0204 | 2533.5308 | 17.4896 | 1732 | 814.7645 | 4.2338 | 0 | 0 | 0 | 0
4030 | 2551.0204 | 2783 | 116 | 4 | 27 | 2380.9524 | 0 | 119.0476 | 0 | 51.0204 | 2551.0204 | 2533.5308 | 17.4896 | 1732 | 814.7645 | 4.2338 | 0 | 0 | 0 | 0
4031 | 2551.0204 | 2784 | 117 | 4 | 27 | 2380.9524 | 0 | 119.0476 | 0 | 51.0204 | 2551.0204 | 2533.5308 | 17.4896 | 1732 | 814.7645 | 4.2338 | 238.0952 | 2000 | 62.3897 | 3119.4832
4032 | 2551.0204 | 2785 | 117 | 4 | 27 | 2380.9524 | 0 | 119.0476 | 0 | 51.0204 | 2551.0204 | 2533.5308 | 17.4896 | 1732 | 814.7645 | 4.2338 | 238.0952 | 2000 | 62.3897 | 3119.4832
4033 | 2551.0204 | 2786 | 117 | 4 | 27 | 2380.9524 | 0 | 119.0476 | 0 | 51.0204 | 2551.0204 | 2533.5308 | 17.4896 | 1732 | 814.7645 | 4.2338 | 238.0952 | 2000 | 62.3897 | 3119.4832
4034 | 2551.0204 | 2787 | 117 | 4 | 27 | 2380.9524 | 0 | 119.0476 | 0 | 51.0204 | 2551.0204 | 2533.5308 | 17.4896 | 1732 | 814.7645 | 4.2338 | 238.0952 | 2000 | 62.3897 | 3119.4832
4035 | 2551.0204 | 2788 | 117 | 4 | 27 | 2380.9524 | 0 | 119.0476 | 0 | 51.0204 | 2551.0204 | 2533.5308 | 17.4896 | 1732 | 814.7645 | 4.2338 | 238.0952 | 0 | 21.5733 | 1078.6669
4036 | 2551.0204 | 2801 | 117 | 4 | 27 | 2380.9524 | 0 | 119.0476 | 0 | 51.0204 | 2551.0204 | 2533.5308 | 17.4896 | 1732 | 814.7645 | 4.2338 | 0 | 0 | 0 | 0
4037 | 2551.0204 | 2807 | 117 | 4 | 28 | 2380.9524 | 0 | 119.0476 | 0 | 51.0204 | 2551.0204 | 2533.5308 | 17.4896 | 1732 | 814.7645 | 4.2338 | 0 | 0 | 0 | 0
4038 | 2551.0204 | 2808 | 118 | 4 | 28 | 2380.9524 | 0 | 119.0476 | 0 | 51.0204 | 2551.0204 | 2533.5308 | 17.4896 | 1732 | 814.7645 | 4.2338 | 238.0952 | 2000 | 62.3897 | 3119.4832
4039 | 2551.0204 | 2809 | 118 | 4 | 28 | 2380.9524 | 0 | 119.0476 | 0 | 51.0204 | 2551.0204 | 2533.5308 | 17.4896 | 1732 | 814.7645 | 4.2338 | 238.0952 | 2000 | 62.3897 | 3119.4832
4040 | 2551.0204 | 2810 | 118 | 4 | 28 | 2380.9524 | 0 | 119.0476 | 0 | 51.0204 | 2551.0204 | 2533.5308 | 17.4896 | 1732 | 814.7645 | 4.2338 | 238.0952 | 2000 | 62.3897 | 3119.4832
4041 | 2551.0204 | 2811 | 118 | 4 | 28 | 2380.9524 | 0 | 119.0476 | 0 | 51.0204 | 2551.0204 | 2533.5308 | 17.4896 | 1732 | 814.7645 | 4.2338 | 238.0952 | 2000 | 62.3897 | 3119.4832
4042 | 2551.0204 | 2812 | 118 | 4 | 28 | 2380.9524 | 0 | 119.0476 | 0 | 51.0204 | 2551.0204 | 2533.5308 | 17.4896 | 1732 | 814.7645 | 4.2338 | 238.0952 | 0 | 21.5733 | 1078.6669
4043 | 2551.0204 | 2825 | 118 | 4 | 28 | 2380.9524 | 0 | 119.0476 | 0 | 51.0204 | 2551.0204 | 2533.5308 | 17.4896 | 1732 | 814.7645 | 4.2338 | 0 | 0 | 0 | 0
4044 | 2551.0204 | 2831 | 118 | 4 | 29 | 2380.9524 | 0 | 119.0476 | 0 | 51.0204 | 2551.0204 | 2533.5308 | 17.4896 | 1732 | 814.7645 | 4.2338 | 0 | 0 | 0 | 0
4045 | 2551.0204 | 2832 | 119 | 4 | 29 | 2380.9524 | 0 | 119.0476 | 0 | 51.0204 | 2551.0204 | 2533.5308 | 17.4896 | 1732 | 814.7645 | 4.2338 | 238.0952 | 2000 | 62.3897 | 3119.4832
4046 | 2551.0204 | 2833 | 119 | 4 | 29 | 2380.9524 | 0 | 119.0476 | 0 | 51.0204 | 2551.0204 | 2533.5308 | 17.4896 | 1732 | 814.7645 | 4.2338 | 238.0952 | 2000 | 62.3897 | 3119.4832
4047 | 2551.0204 | 2834 | 119 | 4 | 29 | 2380.9524 | 0 | 119.0476 | 0 | 51.0204 | 2551.0204 | 2533.5308 | 17.4896 | 1732 | 814.7645 | 4.2338 | 238.0952 | 2000 | 62.3897 | 3119.4832
4048 | 2551.0204 | 2835 | 119 | 4 | 29 | 2380.9524 | 0 | 119.0476 | 0 | 51.0204 | 2551.0204 | 2533.5308 | 17.4896 | 1732 | 814.7645 | 4.2338 | 238.0952 | 2000 | 62.3897 | 3119.4832
4049 | 2551.0204 | 2836 | 119 | 4 | 29 | 2380.9524 | 0 | 119.0476 | 0 | 51.0204 | 2551.0204 | 2533.5308 | 17.4896 | 1732 | 814.7645 | 4.2338 | 238.0952 | 0 | 21.5733 | 1078.6669
4050 | 2551.0204 | 2849 | 119 | 4 | 29 | 2380.9524 | 0 | 119.0476 | 0 | 51.0204 | 2551.0204 | 2533.5308 | 17.4896 | 1732 | 814.7645 | 4.2338 | 0 | 0 | 0 | 0
4051 | 2551.0204 | 2855 | 119 | 4 | 30 | 2380.9524 | 0 | 119.0476 | 0 | 51.0204 | 2551.0204 | 2533.5308 | 17.4896 | 1732 | 814.7645 | 4.2338 | 0 | 0 | 0 | 0
4052 | 2551.0204 | 2856 | 120 | 4 | 30 | 2380.9524 | 0 | 119.0476 | 0 | 51.0204 | 2551.0204 | 2533.5308 | 17.4896 | 1732 | 814.7645 | 4.2338 | 238.0952 | 2000 | 62.3897 | 3119.4832
4053 | 2551.0204 | 2857 | 120 | 4 | 30 | 2380.9524 | 0 | 119.0476 | 0 | 51.0204 | 2551.0204 | 2533.5308 | 17.4896 | 1732 | 814.7645 | 4.2338 | 238.0952 | 2000 | 62.3897 | 3119.4832
4054 | 2551.0204 | 2858 | 120 | 4 | 30 | 2380.9524 | 0 | 119.0476 | 0 | 51.0204 | 2551.0204 | 2533.5308 | 17.4896 | 1732 | 814.7645 | 4.2338 | 238.0952 | 2000 | 62.3897 | 3119.4832
4055 | 2551.0204 | 2859 | 120 | 4 | 30 | 2380.9524 | 0 | 119.0476 | 0 | 51.0204 | 2551.0204 | 2533.5308 | 17.4896 | 1732 | 814.7645 | 4.2338 | 238.0952 | 2000 | 62.3897 | 3119.4832
4056 | 2551.0204 | 2860 | 120 | 4 | 30 | 2380.9524 | 0 | 119.0476 | 0 | 51.0204 | 2551.0204 | 2533.5308 | 17.4896 | 1732 | 814.7645 | 4.2338 | 238.0952 | 0 | 21.5733 | 1078.6669
4057 | 2551.0204 | 2873 | 120 | 4 | 30 | 2380.9524 | 0 | 119.0476 | 0 | 51.0204 | 2551.0204 | 2533.5308 | 17.4896 | 1732 | 814.7645 | 4.2338 | 0 | 0 | 0 | 0
4058 | 2551.0204 | 2879 | 120 | 4 | 31 | 2380.9524 | 0 | 119.0476 | 0 | 51.0204 | 2551.0204 | 2533.5308 | 17.4896 | 1732 | 814.7645 | 4.2338 | 0 | 0 | 0 | 0
4059 | 2283.7707 | 2886 | 121 | 5 | 1 | 952.381 | 1250 | 35.7143 | 0 | 45.6754 | 2283.7707 | 2269.0512 | 14.7194 | 1732 | 548.9035 | 2.8523 | 0 | 0 | 0 | 0
4060 | 2283.7707 | 2899 | 121 | 5 | 1 | 952.381 | 1250 | 35.7143 | 0 | 45.6754 | 2283.7707 | 2269.0512 | 14.7194 | 1732 | 548.9035 | 2.8523 | 0 | 0 | 0 | 0
4061 | 2283.7707 | 2900 | 121 | 5 | 1 | 952.381 | 1250 | 35.7143 | 0 | 45.6754 | 2283.7707 | 2269.0512 | 14.7194 | 1732 | 548.9035 | 2.8523 | 0 | 0 | 0 | 0
4062 | 2283.7707 | 2901 | 121 | 5 | 1 | 952.381 | 1250 | 35.7143 | 0 | 45.6754 | 2283.7707 | 2269.0512 | 14.7194 | 1732 | 548.9035 | 2.8523 | 0 | 0 | 0 | 0
4063 | 2283.7707 | 2910 | 122 | 5 | 2 | 952.381 | 1250 | 35.7143 | 0 | 45.6754 | 2283.7707 | 2269.0512 | 14.7194 | 1732 | 548.9035 | 2.8523 | 0 | 0 | 0 | 0
4064 | 2283.7707 | 2923 | 122 | 5 | 2 | 952.381 | 1250 | 35.7143 | 0 | 45.6754 | 2283.7707 | 2269.0512 | 14.7194 | 1732 | 548.9035 | 2.8523 | 0 | 0 | 0 | 0
4065 | 2283.7707 | 2924 | 122 | 5 | 2 | 952.381 | 1250 | 35.7143 | 0 | 45.6754 | 2283.7707 | 2269.0512 | 14.7194 | 1732 | 548.9035 | 2.8523 | 0 | 0 | 0 | 0
4066 | 2283.7707 | 2925 | 122 | 5 | 2 | 952.381 | 1250 | 35.7143 | 0 | 45.6754 | 2283.7707 | 2269.0512 | 14.7194 | 1732 | 548.9035 | 2.8523 | 0 | 0 | 0 | 0
4067 | 2283.7707 | 2934 | 123 | 5 | 3 | 952.381 | 1250 | 35.7143 | 0 | 45.6754 | 2283.7707 | 2269.0512 | 14.7194 | 1732 | 548.9035 | 2.8523 | 0 | 0 | 0 | 0
4068 | 2283.7707 | 2947 | 123 | 5 | 3 | 952.381 | 1250 | 35.7143 | 0 | 45.6754 | 2283.7707 | 2269.0512 | 14.7194 | 1732 | 548.9035 | 2.8523 | 0 | 0 | 0 | 0
4069 | 2283.7707 | 2948 | 123 | 5 | 3 | 952.381 | 1250 | 35.7143 | 0 | 45.6754 | 2283.7707 | 2269.0512 | 14.7194 | 1732 | 548.9035 | 2.8523 | 0 | 0 | 0 | 0
4070 | 2283.7707 | 2949 | 123 | 5 | 3 | 952.381 | 1250 | 35.7143 | 0 | 45.6754 | 2283.7707 | 2269.0512 | 14.7194 | 1732 | 548.9035 | 2.8523 | 0 | 0 | 0 | 0
4071 | 2283.7707 | 2958 | 124 | 5 | 4 | 952.381 | 1250 | 35.7143 | 0 | 45.6754 | 2283.7707 | 2269.0512 | 14.7194 | 1732 | 548.9035 | 2.8523 | 0 | 0 | 0 | 0
4072 | 2283.7707 | 2971 | 124 | 5 | 4 | 952.381 | 1250 | 35.7143 | 0 | 45.6754 | 2283.7707 | 2269.0512 | 14.7194 | 1732 | 548.9035 | 2.8523 | 0 | 0 | 0 | 0
4073 | 2283.7707 | 2972 | 124 | 5 | 4 | 952.381 | 1250 | 35.7143 | 0 | 45.6754 | 2283.7707 | 2269.0512 | 14.7194 | 1732 | 548.9035 | 2.8523 | 0 | 0 | 0 | 0
4074 | 2283.7707 | 2973 | 124 | 5 | 4 | 952.381 | 1250 | 35.7143 | 0 | 45.6754 | 2283.7707 | 2269.0512 | 14.7194 | 1732 | 548.9035 | 2.8523 | 0 | 0 | 0 | 0
4075 | 2283.7707 | 2982 | 125 | 5 | 5 | 952.381 | 1250 | 35.7143 | 0 | 45.6754 | 2283.7707 | 2269.0512 | 14.7194 | 1732 | 548.9035 | 2.8523 | 0 | 0 | 0 | 0
4076 | 2283.7707 | 2995 | 125 | 5 | 5 | 952.381 | 1250 | 35.7143 | 0 | 45.6754 | 2283.7707 | 2269.0512 | 14.7194 | 1732 | 548.9035 | 2.8523 | 0 | 0 | 0 | 0
4077 | 2283.7707 | 2996 | 125 | 5 | 5 | 952.381 | 1250 | 35.7143 | 0 | 45.6754 | 2283.7707 | 2269.0512 | 14.7194 | 1732 | 548.9035 | 2.8523 | 0 | 0 | 0 | 0
4078 | 2283.7707 | 2997 | 125 | 5 | 5 | 952.381 | 1250 | 35.7143 | 0 | 45.6754 | 2283.7707 | 2269.0512 | 14.7194 | 1732 | 548.9035 | 2.8523 | 0 | 0 | 0 | 0
4079 | 2283.7707 | 3006 | 126 | 5 | 6 | 952.381 | 1250 | 35.7143 | 0 | 45.6754 | 2283.7707 | 2269.0512 | 14.7194 | 1732 | 548.9035 | 2.8523 | 0 | 0 | 0 | 0
4080 | 2283.7707 | 3019 | 126 | 5 | 6 | 952.381 | 1250 | 35.7143 | 0 | 45.6754 | 2283.7707 | 2269.0512 | 14.7194 | 1732 | 548.9035 | 2.8523 | 0 | 0 | 0 | 0
4081 | 2283.7707 | 3020 | 126 | 5 | 6 | 952.381 | 1250 | 35.7143 | 0 | 45.6754 | 2283.7707 | 2269.0512 | 14.7194 | 1732 | 548.9035 | 2.8523 | 0 | 0 | 0 | 0
4082 | 2283.7707 | 3021 | 126 | 5 | 6 | 952.381 | 1250 | 35.7143 | 0 | 45.6754 | 2283.7707 | 2269.0512 | 14.7194 | 1732 | 548.9035 | 2.8523 | 0 | 0 | 0 | 0
4083 | 2283.7707 | 3030 | 127 | 5 | 7 | 952.381 | 1250 | 35.7143 | 0 | 45.6754 | 2283.7707 | 2269.0512 | 14.7194 | 1732 | 548.9035 | 2.8523 | 0 | 0 | 0 | 0
4084 | 2283.7707 | 3043 | 127 | 5 | 7 | 952.381 | 1250 | 35.7143 | 0 | 45.6754 | 2283.7707 | 2269.0512 | 14.7194 | 1732 | 548.9035 | 2.8523 | 0 | 0 | 0 | 0
4085 | 2283.7707 | 3044 | 127 | 5 | 7 | 952.381 | 1250 | 35.7143 | 0 | 45.6754 | 2283.7707 | 2269.0512 | 14.7194 | 1732 | 548.9035 | 2.8523 | 0 | 0 | 0 | 0
4086 | 2283.7707 | 3045 | 127 | 5 | 7 | 952.381 | 1250 | 35.7143 | 0 | 45.6754 | 2283.7707 | 2269.0512 | 14.7194 | 1732 | 548.9035 | 2.8523 | 0 | 0 | 0 | 0
4087 | 2283.7707 | 3054 | 128 | 5 | 8 | 952.381 | 1250 | 35.7143 | 0 | 45.6754 | 2283.7707 | 2269.0512 | 14.7194 | 1732 | 548.9035 | 2.8523 | 0 | 0 | 0 | 0
4088 | 2283.7707 | 3067 | 128 | 5 | 8 | 952.381 | 1250 | 35.7143 | 0 | 45.6754 | 2283.7707 | 2269.0512 | 14.7194 | 1732 | 548.9035 | 2.8523 | 0 | 0 | 0 | 0
4089 | 2283.7707 | 3068 | 128 | 5 | 8 | 952.381 | 1250 | 35.7143 | 0 | 45.6754 | 2283.7707 | 2269.0512 | 14.7194 | 1732 | 548.9035 | 2.8523 | 0 | 0 | 0 | 0
4090 | 2283.7707 | 3069 | 128 | 5 | 8 | 952.381 | 1250 | 35.7143 | 0 | 45.6754 | 2283.7707 | 2269.0512 | 14.7194 | 1732 | 548.9035 | 2.8523 | 0 | 0 | 0 | 0
4091 | 2283.7707 | 3078 | 129 | 5 | 9 | 952.381 | 1250 | 35.7143 | 0 | 45.6754 | 2283.7707 | 2269.0512 | 14.7194 | 1732 | 548.9035 | 2.8523 | 0 | 0 | 0 | 0
4092 | 2283.7707 | 3091 | 129 | 5 | 9 | 952.381 | 1250 | 35.7143 | 0 | 45.6754 | 2283.7707 | 2269.0512 | 14.7194 | 1732 | 548.9035 | 2.8523 | 0 | 0 | 0 | 0
4093 | 2283.7707 | 3092 | 129 | 5 | 9 | 952.381 | 1250 | 35.7143 | 0 | 45.6754 | 2283.7707 | 2269.0512 | 14.7194 | 1732 | 548.9035 | 2.8523 | 0 | 0 | 0 | 0
4094 | 2283.7707 | 3093 | 129 | 5 | 9 | 952.381 | 1250 | 35.7143 | 0 | 45.6754 | 2283.7707 | 2269.0512 | 14.7194 | 1732 | 548.9035 | 2.8523 | 0 | 0 | 0 | 0
4095 | 2283.7707 | 3102 | 130 | 5 | 10 | 952.381 | 1250 | 35.7143 | 0 | 45.6754 | 2283.7707 | 2269.0512 | 14.7194 | 1732 | 548.9035 | 2.8523 | 0 | 0 | 0 | 0
4096 | 2283.7707 | 3115 | 130 | 5 | 10 | 952.381 | 1250 | 35.7143 | 0 | 45.6754 | 2283.7707 | 2269.0512 | 14.7194 | 1732 | 548.9035 | 2.8523 | 0 | 0 | 0 | 0
4097 | 2283.7707 | 3116 | 130 | 5 | 10 | 952.381 | 1250 | 35.7143 | 0 | 45.6754 | 2283.7707 | 2269.0512 | 14.7194 | 1732 | 548.9035 | 2.8523 | 0 | 0 | 0 | 0
4098 | 2283.7707 | 3117 | 130 | 5 | 10 | 952.381 | 1250 | 35.7143 | 0 | 45.6754 | 2283.7707 | 2269.0512 | 14.7194 | 1732 | 548.9035 | 2.8523 | 0 | 0 | 0 | 0
4099 | 2283.7707 | 3126 | 131 | 5 | 11 | 952.381 | 1250 | 35.7143 | 0 | 45.6754 | 2283.7707 | 2269.0512 | 14.7194 | 1732 | 548.9035 | 2.8523 | 0 | 0 | 0 | 0
4100 | 2283.7707 | 3139 | 131 | 5 | 11 | 952.381 | 1250 | 35.7143 | 0 | 45.6754 | 2283.7707 | 2269.0512 | 14.7194 | 1732 | 548.9035 | 2.8523 | 0 | 0 | 0 | 0
4101 | 2283.7707 | 3140 | 131 | 5 | 11 | 952.381 | 1250 | 35.7143 | 0 | 45.6754 | 2283.7707 | 2269.0512 | 14.7194 | 1732 | 548.9035 | 2.8523 | 0 | 0 | 0 | 0
4102 | 2283.7707 | 3141 | 131 | 5 | 11 | 952.381 | 1250 | 35.7143 | 0 | 45.6754 | 2283.7707 | 2269.0512 | 14.7194 | 1732 | 548.9035 | 2.8523 | 0 | 0 | 0 | 0
4103 | 2283.7707 | 3150 | 132 | 5 | 12 | 952.381 | 1250 | 35.7143 | 0 | 45.6754 | 2283.7707 | 2269.0512 | 14.7194 | 1732 | 548.9035 | 2.8523 | 0 | 0 | 0 | 0
4104 | 2283.7707 | 3163 | 132 | 5 | 12 | 952.381 | 1250 | 35.7143 | 0 | 45.6754 | 2283.7707 | 2269.0512 | 14.7194 | 1732 | 548.9035 | 2.8523 | 0 | 0 | 0 | 0
4105 | 2283.7707 | 3164 | 132 | 5 | 12 | 952.381 | 1250 | 35.7143 | 0 | 45.6754 | 2283.7707 | 2269.0512 | 14.7194 | 1732 | 548.9035 | 2.8523 | 0 | 0 | 0 | 0
4106 | 2283.7707 | 3165 | 132 | 5 | 12 | 952.381 | 1250 | 35.7143 | 0 | 45.6754 | 2283.7707 | 2269.0512 | 14.7194 | 1732 | 548.9035 | 2.8523 | 0 | 0 | 0 | 0
4107 | 2283.7707 | 3174 | 133 | 5 | 13 | 952.381 | 1250 | 35.7143 | 0 | 45.6754 | 2283.7707 | 2269.0512 | 14.7194 | 1732 | 548.9035 | 2.8523 | 0 | 0 | 0 | 0
4108 | 2283.7707 | 3187 | 133 | 5 | 13 | 952.381 | 1250 | 35.7143 | 0 | 45.6754 | 2283.7707 | 2269.0512 | 14.7194 | 1732 | 548.9035 | 2.8523 | 0 | 0 | 0 | 0
4109 | 2283.7707 | 3188 | 133 | 5 | 13 | 952.381 | 1250 | 35.7143 | 0 | 45.6754 | 2283.7707 | 2269.0512 | 14.7194 | 1732 | 548.9035 | 2.8523 | 0 | 0 | 0 | 0
4110 | 2283.7707 | 3189 | 133 | 5 | 13 | 952.381 | 1250 | 35.7143 | 0 | 45.6754 | 2283.7707 | 2269.0512 | 14.7194 | 1732 | 548.9035 | 2.8523 | 0 | 0 | 0 | 0
4111 | 2283.7707 | 3198 | 134 | 5 | 14 | 952.381 | 1250 | 35.7143 | 0 | 45.6754 | 2283.7707 | 2269.0512 | 14.7194 | 1732 | 548.9035 | 2.8523 | 0 | 0 | 0 | 0
4112 | 2283.7707 | 3211 | 134 | 5 | 14 | 952.381 | 1250 | 35.7143 | 0 | 45.6754 | 2283.7707 | 2269.0512 | 14.7194 | 1732 | 548.9035 | 2.8523 | 0 | 0 | 0 | 0
4113 | 2283.7707 | 3212 | 134 | 5 | 14 | 952.381 | 1250 | 35.7143 | 0 | 45.6754 | 2283.7707 | 2269.0512 | 14.7194 | 1732 | 548.9035 | 2.8523 | 0 | 0 | 0 | 0
4114 | 2283.7707 | 3213 | 134 | 5 | 14 | 952.381 | 1250 | 35.7143 | 0 | 45.6754 | 2283.7707 | 2269.0512 | 14.7194 | 1732 | 548.9035 | 2.8523 | 0 | 0 | 0 | 0
4115 | 2283.7707 | 3222 | 135 | 5 | 15 | 952.381 | 1250 | 35.7143 | 0 | 45.6754 | 2283.7707 | 2269.0512 | 14.7194 | 1732 | 548.9035 | 2.8523 | 0 | 0 | 0 | 0
4116 | 2283.7707 | 3235 | 135 | 5 | 15 | 952.381 | 1250 | 35.7143 | 0 | 45.6754 | 2283.7707 | 2269.0512 | 14.7194 | 1732 | 548.9035 | 2.8523 | 0 | 0 | 0 | 0
4117 | 2283.7707 | 3236 | 135 | 5 | 15 | 952.381 | 1250 | 35.7143 | 0 | 45.6754 | 2283.7707 | 2269.0512 | 14.7194 | 1732 | 548.9035 | 2.8523 | 0 | 0 | 0 | 0
4118 | 2283.7707 | 3237 | 135 | 5 | 15 | 952.381 | 1250 | 35.7143 | 0 | 45.6754 | 2283.7707 | 2269.0512 | 14.7194 | 1732 | 548.9035 | 2.8523 | 0 | 0 | 0 | 0
4119 | 2283.7707 | 3246 | 136 | 5 | 16 | 952.381 | 1250 | 35.7143 | 0 | 45.6754 | 2283.7707 | 2269.0512 | 14.7194 | 1732 | 548.9035 | 2.8523 | 0 | 0 | 0 | 0
4120 | 2283.7707 | 3259 | 136 | 5 | 16 | 952.381 | 1250 | 35.7143 | 0 | 45.6754 | 2283.7707 | 2269.0512 | 14.7194 | 1732 | 548.9035 | 2.8523 | 0 | 0 | 0 | 0
4121 | 2283.7707 | 3260 | 136 | 5 | 16 | 952.381 | 1250 | 35.7143 | 0 | 45.6754 | 2283.7707 | 2269.0512 | 14.7194 | 1732 | 548.9035 | 2.8523 | 0 | 0 | 0 | 0
4122 | 2283.7707 | 3261 | 136 | 5 | 16 | 952.381 | 1250 | 35.7143 | 0 | 45.6754 | 2283.7707 | 2269.0512 | 14.7194 | 1732 | 548.9035 | 2.8523 | 0 | 0 | 0 | 0
4123 | 2283.7707 | 3270 | 137 | 5 | 17 | 952.381 | 1250 | 35.7143 | 0 | 45.6754 | 2283.7707 | 2269.0512 | 14.7194 | 1732 | 548.9035 | 2.8523 | 0 | 0 | 0 | 0
4124 | 2283.7707 | 3283 | 137 | 5 | 17 | 952.381 | 1250 | 35.7143 | 0 | 45.6754 | 2283.7707 | 2269.0512 | 14.7194 | 1732 | 548.9035 | 2.8523 | 0 | 0 | 0 | 0
4125 | 2283.7707 | 3284 | 137 | 5 | 17 | 952.381 | 1250 | 35.7143 | 0 | 45.6754 | 2283.7707 | 2269.0512 | 14.7194 | 1732 | 548.9035 | 2.8523 | 0 | 0 | 0 | 0
4126 | 2283.7707 | 3285 | 137 | 5 | 17 | 952.381 | 1250 | 35.7143 | 0 | 45.6754 | 2283.7707 | 2269.0512 | 14.7194 | 1732 | 548.9035 | 2.8523 | 0 | 0 | 0 | 0
4127 | 2283.7707 | 3294 | 138 | 5 | 18 | 952.381 | 1250 | 35.7143 | 0 | 45.6754 | 2283.7707 | 2269.0512 | 14.7194 | 1732 | 548.9035 | 2.8523 | 0 | 0 | 0 | 0
4128 | 2283.7707 | 3307 | 138 | 5 | 18 | 952.381 | 1250 | 35.7143 | 0 | 45.6754 | 2283.7707 | 2269.0512 | 14.7194 | 1732 | 548.9035 | 2.8523 | 0 | 0 | 0 | 0
4129 | 2283.7707 | 3308 | 138 | 5 | 18 | 952.381 | 1250 | 35.7143 | 0 | 45.6754 | 2283.7707 | 2269.0512 | 14.7194 | 1732 | 548.9035 | 2.8523 | 0 | 0 | 0 | 0
4130 | 2283.7707 | 3309 | 138 | 5 | 18 | 952.381 | 1250 | 35.7143 | 0 | 45.6754 | 2283.7707 | 2269.0512 | 14.7194 | 1732 | 548.9035 | 2.8523 | 0 | 0 | 0 | 0
4131 | 2283.7707 | 3318 | 139 | 5 | 19 | 952.381 | 1250 | 35.7143 | 0 | 45.6754 | 2283.7707 | 2269.0512 | 14.7194 | 1732 | 548.9035 | 2.8523 | 0 | 0 | 0 | 0
4132 | 2283.7707 | 3331 | 139 | 5 | 19 | 952.381 | 1250 | 35.7143 | 0 | 45.6754 | 2283.7707 | 2269.0512 | 14.7194 | 1732 | 548.9035 | 2.8523 | 0 | 0 | 0 | 0
4133 | 2283.7707 | 3332 | 139 | 5 | 19 | 952.381 | 1250 | 35.7143 | 0 | 45.6754 | 2283.7707 | 2269.0512 | 14.7194 | 1732 | 548.9035 | 2.8523 | 0 | 0 | 0 | 0
4134 | 2283.7707 | 3333 | 139 | 5 | 19 | 952.381 | 1250 | 35.7143 | 0 | 45.6754 | 2283.7707 | 2269.0512 | 14.7194 | 1732 | 548.9035 | 2.8523 | 0 | 0 | 0 | 0
4135 | 2283.7707 | 3342 | 140 | 5 | 20 | 952.381 | 1250 | 35.7143 | 0 | 45.6754 | 2283.7707 | 2269.0512 | 14.7194 | 1732 | 548.9035 | 2.8523 | 0 | 0 | 0 | 0
4136 | 2283.7707 | 3355 | 140 | 5 | 20 | 952.381 | 1250 | 35.7143 | 0 | 45.6754 | 2283.7707 | 2269.0512 | 14.7194 | 1732 | 548.9035 | 2.8523 | 0 | 0 | 0 | 0
4137 | 2283.7707 | 3356 | 140 | 5 | 20 | 952.381 | 1250 | 35.7143 | 0 | 45.6754 | 2283.7707 | 2269.0512 | 14.7194 | 1732 | 548.9035 | 2.8523 | 0 | 0 | 0 | 0
4138 | 2283.7707 | 3357 | 140 | 5 | 20 | 952.381 | 1250 | 35.7143 | 0 | 45.6754 | 2283.7707 | 2269.0512 | 14.7194 | 1732 | 548.9035 | 2.8523 | 0 | 0 | 0 | 0
4139 | 2283.7707 | 3366 | 141 | 5 | 21 | 952.381 | 1250 | 35.7143 | 0 | 45.6754 | 2283.7707 | 2269.0512 | 14.7194 | 1732 | 548.9035 | 2.8523 | 0 | 0 | 0 | 0
4140 | 2283.7707 | 3379 | 141 | 5 | 21 | 952.381 | 1250 | 35.7143 | 0 | 45.6754 | 2283.7707 | 2269.0512 | 14.7194 | 1732 | 548.9035 | 2.8523 | 0 | 0 | 0 | 0
4141 | 2283.7707 | 3380 | 141 | 5 | 21 | 952.381 | 1250 | 35.7143 | 0 | 45.6754 | 2283.7707 | 2269.0512 | 14.7194 | 1732 | 548.9035 | 2.8523 | 0 | 0 | 0 | 0
4142 | 2283.7707 | 3381 | 141 | 5 | 21 | 952.381 | 1250 | 35.7143 | 0 | 45.6754 | 2283.7707 | 2269.0512 | 14.7194 | 1732 | 548.9035 | 2.8523 | 0 | 0 | 0 | 0
4143 | 2283.7707 | 3390 | 142 | 5 | 22 | 952.381 | 1250 | 35.7143 | 0 | 45.6754 | 2283.7707 | 2269.0512 | 14.7194 | 1732 | 548.9035 | 2.8523 | 0 | 0 | 0 | 0
4144 | 2283.7707 | 3403 | 142 | 5 | 22 | 952.381 | 1250 | 35.7143 | 0 | 45.6754 | 2283.7707 | 2269.0512 | 14.7194 | 1732 | 548.9035 | 2.8523 | 0 | 0 | 0 | 0
4145 | 2283.7707 | 3404 | 142 | 5 | 22 | 952.381 | 1250 | 35.7143 | 0 | 45.6754 | 2283.7707 | 2269.0512 | 14.7194 | 1732 | 548.9035 | 2.8523 | 0 | 0 | 0 | 0
4146 | 2283.7707 | 3405 | 142 | 5 | 22 | 952.381 | 1250 | 35.7143 | 0 | 45.6754 | 2283.7707 | 2269.0512 | 14.7194 | 1732 | 548.9035 | 2.8523 | 0 | 0 | 0 | 0
4147 | 2283.7707 | 3414 | 143 | 5 | 23 | 952.381 | 1250 | 35.7143 | 0 | 45.6754 | 2283.7707 | 2269.0512 | 14.7194 | 1732 | 548.9035 | 2.8523 | 0 | 0 | 0 | 0
4148 | 2283.7707 | 3427 | 143 | 5 | 23 | 952.381 | 1250 | 35.7143 | 0 | 45.6754 | 2283.7707 | 2269.0512 | 14.7194 | 1732 | 548.9035 | 2.8523 | 0 | 0 | 0 | 0
4149 | 2283.7707 | 3428 | 143 | 5 | 23 | 952.381 | 1250 | 35.7143 | 0 | 45.6754 | 2283.7707 | 2269.0512 | 14.7194 | 1732 | 548.9035 | 2.8523 | 0 | 0 | 0 | 0
4150 | 2283.7707 | 3429 | 143 | 5 | 23 | 952.381 | 1250 | 35.7143 | 0 | 45.6754 | 2283.7707 | 2269.0512 | 14.7194 | 1732 | 548.9035 | 2.8523 | 0 | 0 | 0 | 0
4151 | 2283.7707 | 3438 | 144 | 5 | 24 | 952.381 | 1250 | 35.7143 | 0 | 45.6754 | 2283.7707 | 2269.0512 | 14.7194 | 1732 | 548.9035 | 2.8523 | 0 | 0 | 0 | 0
4152 | 2283.7707 | 3451 | 144 | 5 | 24 | 952.381 | 1250 | 35.7143 | 0 | 45.6754 | 2283.7707 | 2269.0512 | 14.7194 | 1732 | 548.9035 | 2.8523 | 0 | 0 | 0 | 0
4153 | 2283.7707 | 3452 | 144 | 5 | 24 | 952.381 | 1250 | 35.7143 | 0 | 45.6754 | 2283.7707 | 2269.0512 | 14.7194 | 1732 | 548.9035 | 2.8523 | 0 | 0 | 0 | 0
4154 | 2283.7707 | 3453 | 144 | 5 | 24 | 952.381 | 1250 | 35.7143 | 0 | 45.6754 | 2283.7707 | 2269.0512 | 14.7194 | 1732 | 548.9035 | 2.8523 | 0 | 0 | 0 | 0
4155 | 2283.7707 | 3462 | 145 | 5 | 25 | 952.381 | 1250 | 35.7143 | 0 | 45.6754 | 2283.7707 | 2269.0512 | 14.7194 | 1732 | 548.9035 | 2.8523 | 0 | 0 | 0 | 0
4156 | 2283.7707 | 3475 | 145 | 5 | 25 | 952.381 | 1250 | 35.7143 | 0 | 45.6754 | 2283.7707 | 2269.0512 | 14.7194 | 1732 | 548.9035 | 2.8523 | 0 | 0 | 0 | 0
4157 | 2283.7707 | 3476 | 145 | 5 | 25 | 952.381 | 1250 | 35.7143 | 0 | 45.6754 | 2283.7707 | 2269.0512 | 14.7194 | 1732 | 548.9035 | 2.8523 | 0 | 0 | 0 | 0
4158 | 2283.7707 | 3477 | 145 | 5 | 25 | 952.381 | 1250 | 35.7143 | 0 | 45.6754 | 2283.7707 | 2269.0512 | 14.7194 | 1732 | 548.9035 | 2.8523 | 0 | 0 | 0 | 0
4159 | 2283.7707 | 3486 | 146 | 5 | 26 | 952.381 | 1250 | 35.7143 | 0 | 45.6754 | 2283.7707 | 2269.0512 | 14.7194 | 1732 | 548.9035 | 2.8523 | 0 | 0 | 0 | 0
4160 | 2283.7707 | 3499 | 146 | 5 | 26 | 952.381 | 1250 | 35.7143 | 0 | 45.6754 | 2283.7707 | 2269.0512 | 14.7194 | 1732 | 548.9035 | 2.8523 | 0 | 0 | 0 | 0
4161 | 2283.7707 | 3500 | 146 | 5 | 26 | 952.381 | 1250 | 35.7143 | 0 | 45.6754 | 2283.7707 | 2269.0512 | 14.7194 | 1732 | 548.9035 | 2.8523 | 0 | 0 | 0 | 0
4162 | 2283.7707 | 3501 | 146 | 5 | 26 | 952.381 | 1250 | 35.7143 | 0 | 45.6754 | 2283.7707 | 2269.0512 | 14.7194 | 1732 | 548.9035 | 2.8523 | 0 | 0 | 0 | 0
4163 | 2283.7707 | 3510 | 147 | 5 | 27 | 952.381 | 1250 | 35.7143 | 0 | 45.6754 | 2283.7707 | 2269.0512 | 14.7194 | 1732 | 548.9035 | 2.8523 | 0 | 0 | 0 | 0
4164 | 2283.7707 | 3523 | 147 | 5 | 27 | 952.381 | 1250 | 35.7143 | 0 | 45.6754 | 2283.7707 | 2269.0512 | 14.7194 | 1732 | 548.9035 | 2.8523 | 0 | 0 | 0 | 0
4165 | 2283.7707 | 3524 | 147 | 5 | 27 | 952.381 | 1250 | 35.7143 | 0 | 45.6754 | 2283.7707 | 2269.0512 | 14.7194 | 1732 | 548.9035 | 2.8523 | 0 | 0 | 0 | 0
4166 | 2283.7707 | 3525 | 147 | 5 | 27 | 952.381 | 1250 | 35.7143 | 0 | 45.6754 | 2283.7707 | 2269.0512 | 14.7194 | 1732 | 548.9035 | 2.8523 | 0 | 0 | 0 | 0
4167 | 2283.7707 | 3534 | 148 | 5 | 28 | 952.381 | 1250 | 35.7143 | 0 | 45.6754 | 2283.7707 | 2269.0512 | 14.7194 | 1732 | 548.9035 | 2.8523 | 0 | 0 | 0 | 0
4168 | 2283.7707 | 3547 | 148 | 5 | 28 | 952.381 | 1250 | 35.7143 | 0 | 45.6754 | 2283.7707 | 2269.0512 | 14.7194 | 1732 | 548.9035 | 2.8523 | 0 | 0 | 0 | 0
4169 | 2283.7707 | 3548 | 148 | 5 | 28 | 952.381 | 1250 | 35.7143 | 0 | 45.6754 | 2283.7707 | 2269.0512 | 14.7194 | 1732 | 548.9035 | 2.8523 | 0 | 0 | 0 | 0
4170 | 2283.7707 | 3549 | 148 | 5 | 28 | 952.381 | 1250 | 35.7143 | 0 | 45.6754 | 2283.7707 | 2269.0512 | 14.7194 | 1732 | 548.9035 | 2.8523 | 0 | 0 | 0 | 0
4171 | 2283.7707 | 3558 | 149 | 5 | 29 | 952.381 | 1250 | 35.7143 | 0 | 45.6754 | 2283.7707 | 2269.0512 | 14.7194 | 1732 | 548.9035 | 2.8523 | 0 | 0 | 0 | 0
4172 | 2283.7707 | 3571 | 149 | 5 | 29 | 952.381 | 1250 | 35.7143 | 0 | 45.6754 | 2283.7707 | 2269.0512 | 14.7194 | 1732 | 548.9035 | 2.8523 | 0 | 0 | 0 | 0
4173 | 2283.7707 | 3572 | 149 | 5 | 29 | 952.381 | 1250 | 35.7143 | 0 | 45.6754 | 2283.7707 | 2269.0512 | 14.7194 | 1732 | 548.9035 | 2.8523 | 0 | 0 | 0 | 0
4174 | 2283.7707 | 3573 | 149 | 5 | 29 | 952.381 | 1250 | 35.7143 | 0 | 45.6754 | 2283.7707 | 2269.0512 | 14.7194 | 1732 | 548.9035 | 2.8523 | 0 | 0 | 0 | 0
4175 | 2283.7707 | 3582 | 150 | 5 | 30 | 952.381 | 1250 | 35.7143 | 0 | 45.6754 | 2283.7707 | 2269.0512 | 14.7194 | 1732 | 548.9035 | 2.8523 | 0 | 0 | 0 | 0
4176 | 2283.7707 | 3595 | 150 | 5 | 30 | 952.381 | 1250 | 35.7143 | 0 | 45.6754 | 2283.7707 | 2269.0512 | 14.7194 | 1732 | 548.9035 | 2.8523 | 0 | 0 | 0 | 0
4177 | 2283.7707 | 3596 | 150 | 5 | 30 | 952.381 | 1250 | 35.7143 | 0 | 45.6754 | 2283.7707 | 2269.0512 | 14.7194 | 1732 | 548.9035 | 2.8523 | 0 | 0 | 0 | 0
4178 | 2283.7707 | 3597 | 150 | 5 | 30 | 952.381 | 1250 | 35.7143 | 0 | 45.6754 | 2283.7707 | 2269.0512 | 14.7194 | 1732 | 548.9035 | 2.8523 | 0 | 0 | 0 | 0
4179 | 2283.7707 | 3606 | 151 | 5 | 31 | 952.381 | 1250 | 35.7143 | 0 | 45.6754 | 2283.7707 | 2269.0512 | 14.7194 | 1732 | 548.9035 | 2.8523 | 0 | 0 | 0 | 0
4180 | 2283.7707 | 3619 | 151 | 5 | 31 | 952.381 | 1250 | 35.7143 | 0 | 45.6754 | 2283.7707 | 2269.0512 | 14.7194 | 1732 | 548.9035 | 2.8523 | 0 | 0 | 0 | 0
4181 | 2283.7707 | 3620 | 151 | 5 | 31 | 952.381 | 1250 | 35.7143 | 0 | 45.6754 | 2283.7707 | 2269.0512 | 14.7194 | 1732 | 548.9035 | 2.8523 | 0 | 0 | 0 | 0
4182 | 2283.7707 | 3621 | 151 | 5 | 31 | 952.381 | 1250 | 35.7143 | 0 | 45.6754 | 2283.7707 | 2269.0512 | 14.7194 | 1732 | 548.9035 | 2.8523 | 0 | 0 | 0 | 0
4183 | 2271.6229 | 7303 | 305 | 11 | 1 | 1369.0476 | 714.2857 | 0 | 142.8571 | 45.4325 | 2271.6229 | 2257.0294 | 14.5935 | 1732 | 536.8189 | 2.7895 | 0 | 0 | 0 | 0
4184 | 2271.6229 | 7304 | 305 | 11 | 1 | 1369.0476 | 714.2857 | 0 | 142.8571 | 45.4325 | 2271.6229 | 2257.0294 | 14.5935 | 1732 | 536.8189 | 2.7895 | 0 | 0 | 0 | 0
4185 | 2271.6229 | 7327 | 306 | 11 | 2 | 1369.0476 | 714.2857 | 0 | 142.8571 | 45.4325 | 2271.6229 | 2257.0294 | 14.5935 | 1732 | 536.8189 | 2.7895 | 0 | 0 | 0 | 0
4186 | 2271.6229 | 7328 | 306 | 11 | 2 | 1369.0476 | 714.2857 | 0 | 142.8571 | 45.4325 | 2271.6229 | 2257.0294 | 14.5935 | 1732 | 536.8189 | 2.7895 | 0 | 0 | 0 | 0
4187 | 2271.6229 | 7351 | 307 | 11 | 3 | 1369.0476 | 714.2857 | 0 | 142.8571 | 45.4325 | 2271.6229 | 2257.0294 | 14.5935 | 1732 | 536.8189 | 2.7895 | 0 | 0 | 0 | 0
4188 | 2271.6229 | 7352 | 307 | 11 | 3 | 1369.0476 | 714.2857 | 0 | 142.8571 | 45.4325 | 2271.6229 | 2257.0294 | 14.5935 | 1732 | 536.8189 | 2.7895 | 0 | 0 | 0 | 0
4189 | 2271.6229 | 7375 | 308 | 11 | 4 | 1369.0476 | 714.2857 | 0 | 142.8571 | 45.4325 | 2271.6229 | 2257.0294 | 14.5935 | 1732 | 536.8189 | 2.7895 | 0 | 0 | 0 | 0
4190 | 2271.6229 | 7376 | 308 | 11 | 4 | 1369.0476 | 714.2857 | 0 | 142.8571 | 45.4325 | 2271.6229 | 2257.0294 | 14.5935 | 1732 | 536.8189 | 2.7895 | 0 | 0 | 0 | 0
4191 | 2271.6229 | 7399 | 309 | 11 | 5 | 1369.0476 | 714.2857 | 0 | 142.8571 | 45.4325 | 2271.6229 | 2257.0294 | 14.5935 | 1732 | 536.8189 | 2.7895 | 0 | 0 | 0 | 0
4192 | 2271.6229 | 7400 | 309 | 11 | 5 | 1369.0476 | 714.2857 | 0 | 142.8571 | 45.4325 | 2271.6229 | 2257.0294 | 14.5935 | 1732 | 536.8189 | 2.7895 | 0 | 0 | 0 | 0
4193 | 2271.6229 | 7423 | 310 | 11 | 6 | 1369.0476 | 714.2857 | 0 | 142.8571 | 45.4325 | 2271.6229 | 2257.0294 | 14.5935 | 1732 | 536.8189 | 2.7895 | 0 | 0 | 0 | 0
4194 | 2271.6229 | 7424 | 310 | 11 | 6 | 1369.0476 | 714.2857 | 0 | 142.8571 | 45.4325 | 2271.6229 | 2257.0294 | 14.5935 | 1732 | 536.8189 | 2.7895 | 0 | 0 | 0 | 0
4195 | 2271.6229 | 7447 | 311 | 11 | 7 | 1369.0476 | 714.2857 | 0 | 142.8571 | 45.4325 | 2271.6229 | 2257.0294 | 14.5935 | 1732 | 536.8189 | 2.7895 | 0 | 0 | 0 | 0
4196 | 2271.6229 | 7448 | 311 | 11 | 7 | 1369.0476 | 714.2857 | 0 | 142.8571 | 45.4325 | 2271.6229 | 2257.0294 | 14.5935 | 1732 | 536.8189 | 2.7895 | 0 | 0 | 0 | 0
4197 | 2271.6229 | 7471 | 312 | 11 | 8 | 1369.0476 | 714.2857 | 0 | 142.8571 | 45.4325 | 2271.6229 | 2257.0294 | 14.5935 | 1732 | 536.8189 | 2.7895 | 0 | 0 | 0 | 0
4198 | 2271.6229 | 7472 | 312 | 11 | 8 | 1369.0476 | 714.2857 | 0 | 142.8571 | 45.4325 | 2271.6229 | 2257.0294 | 14.5935 | 1732 | 536.8189 | 2.7895 | 0 | 0 | 0 | 0
4199 | 2271.6229 | 7495 | 313 | 11 | 9 | 1369.0476 | 714.2857 | 0 | 142.8571 | 45.4325 | 2271.6229 | 2257.0294 | 14.5935 | 1732 | 536.8189 | 2.7895 | 0 | 0 | 0 | 0
4200 | 2271.6229 | 7496 | 313 | 11 | 9 | 1369.0476 | 714.2857 | 0 | 142.8571 | 45.4325 | 2271.6229 | 2257.0294 | 14.5935 | 1732 | 536.8189 | 2.7895 | 0 | 0 | 0 | 0
4201 | 2271.6229 | 7519 | 314 | 11 | 10 | 1369.0476 | 714.2857 | 0 | 142.8571 | 45.4325 | 2271.6229 | 2257.0294 | 14.5935 | 1732 | 536.8189 | 2.7895 | 0 | 0 | 0 | 0
4202 | 2271.6229 | 7520 | 314 | 11 | 10 | 1369.0476 | 714.2857 | 0 | 142.8571 | 45.4325 | 2271.6229 | 2257.0294 | 14.5935 | 1732 | 536.8189 | 2.7895 | 0 | 0 | 0 | 0
4203 | 2271.6229 | 7543 | 315 | 11 | 11 | 1369.0476 | 714.2857 | 0 | 142.8571 | 45.4325 | 2271.6229 | 2257.0294 | 14.5935 | 1732 | 536.8189 | 2.7895 | 0 | 0 | 0 | 0
4204 | 2271.6229 | 7544 | 315 | 11 | 11 | 1369.0476 | 714.2857 | 0 | 142.8571 | 45.4325 | 2271.6229 | 2257.0294 | 14.5935 | 1732 | 536.8189 | 2.7895 | 0 | 0 | 0 | 0
4205 | 2271.6229 | 7567 | 316 | 11 | 12 | 1369.0476 | 714.2857 | 0 | 142.8571 | 45.4325 | 2271.6229 | 2257.0294 | 14.5935 | 1732 | 536.8189 | 2.7895 | 0 | 0 | 0 | 0
4206 | 2271.6229 | 7568 | 316 | 11 | 12 | 1369.0476 | 714.2857 | 0 | 142.8571 | 45.4325 | 2271.6229 | 2257.0294 | 14.5935 | 1732 | 536.8189 | 2.7895 | 0 | 0 | 0 | 0
4207 | 2271.6229 | 7591 | 317 | 11 | 13 | 1369.0476 | 714.2857 | 0 | 142.8571 | 45.4325 | 2271.6229 | 2257.0294 | 14.5935 | 1732 | 536.8189 | 2.7895 | 0 | 0 | 0 | 0
4208 | 2271.6229 | 7592 | 317 | 11 | 13 | 1369.0476 | 714.2857 | 0 | 142.8571 | 45.4325 | 2271.6229 | 2257.0294 | 14.5935 | 1732 | 536.8189 | 2.7895 | 0 | 0 | 0 | 0
4209 | 2271.6229 | 7615 | 318 | 11 | 14 | 1369.0476 | 714.2857 | 0 | 142.8571 | 45.4325 | 2271.6229 | 2257.0294 | 14.5935 | 1732 | 536.8189 | 2.7895 | 0 | 0 | 0 | 0
4210 | 2271.6229 | 7616 | 318 | 11 | 14 | 1369.0476 | 714.2857 | 0 | 142.8571 | 45.4325 | 2271.6229 | 2257.0294 | 14.5935 | 1732 | 536.8189 | 2.7895 | 0 | 0 | 0 | 0
4211 | 2271.6229 | 7639 | 319 | 11 | 15 | 1369.0476 | 714.2857 | 0 | 142.8571 | 45.4325 | 2271.6229 | 2257.0294 | 14.5935 | 1732 | 536.8189 | 2.7895 | 0 | 0 | 0 | 0
4212 | 2271.6229 | 7640 | 319 | 11 | 15 | 1369.0476 | 714.2857 | 0 | 142.8571 | 45.4325 | 2271.6229 | 2257.0294 | 14.5935 | 1732 | 536.8189 | 2.7895 | 0 | 0 | 0 | 0
4213 | 2271.6229 | 7663 | 320 | 11 | 16 | 1369.0476 | 714.2857 | 0 | 142.8571 | 45.4325 | 2271.6229 | 2257.0294 | 14.5935 | 1732 | 536.8189 | 2.7895 | 0 | 0 | 0 | 0
4214 | 2271.6229 | 7664 | 320 | 11 | 16 | 1369.0476 | 714.2857 | 0 | 142.8571 | 45.4325 | 2271.6229 | 2257.0294 | 14.5935 | 1732 | 536.8189 | 2.7895 | 0 | 0 | 0 | 0
4215 | 2271.6229 | 7687 | 321 | 11 | 17 | 1369.0476 | 714.2857 | 0 | 142.8571 | 45.4325 | 2271.6229 | 2257.0294 | 14.5935 | 1732 | 536.8189 | 2.7895 | 0 | 0 | 0 | 0
4216 | 2271.6229 | 7688 | 321 | 11 | 17 | 1369.0476 | 714.2857 | 0 | 142.8571 | 45.4325 | 2271.6229 | 2257.0294 | 14.5935 | 1732 | 536.8189 | 2.7895 | 0 | 0 | 0 | 0
4217 | 2271.6229 | 7711 | 322 | 11 | 18 | 1369.0476 | 714.2857 | 0 | 142.8571 | 45.4325 | 2271.6229 | 2257.0294 | 14.5935 | 1732 | 536.8189 | 2.7895 | 0 | 0 | 0 | 0
4218 | 2271.6229 | 7712 | 322 | 11 | 18 | 1369.0476 | 714.2857 | 0 | 142.8571 | 45.4325 | 2271.6229 | 2257.0294 | 14.5935 | 1732 | 536.8189 | 2.7895 | 0 | 0 | 0 | 0
4219 | 2271.6229 | 7735 | 323 | 11 | 19 | 1369.0476 | 714.2857 | 0 | 142.8571 | 45.4325 | 2271.6229 | 2257.0294 | 14.5935 | 1732 | 536.8189 | 2.7895 | 0 | 0 | 0 | 0
4220 | 2271.6229 | 7736 | 323 | 11 | 19 | 1369.0476 | 714.2857 | 0 | 142.8571 | 45.4325 | 2271.6229 | 2257.0294 | 14.5935 | 1732 | 536.8189 | 2.7895 | 0 | 0 | 0 | 0
4221 | 2271.6229 | 7759 | 324 | 11 | 20 | 1369.0476 | 714.2857 | 0 | 142.8571 | 45.4325 | 2271.6229 | 2257.0294 | 14.5935 | 1732 | 536.8189 | 2.7895 | 0 | 0 | 0 | 0
4222 | 2271.6229 | 7760 | 324 | 11 | 20 | 1369.0476 | 714.2857 | 0 | 142.8571 | 45.4325 | 2271.6229 | 2257.0294 | 14.5935 | 1732 | 536.8189 | 2.7895 | 0 | 0 | 0 | 0
4223 | 2271.6229 | 7783 | 325 | 11 | 21 | 1369.0476 | 714.2857 | 0 | 142.8571 | 45.4325 | 2271.6229 | 2257.0294 | 14.5935 | 1732 | 536.8189 | 2.7895 | 0 | 0 | 0 | 0
4224 | 2271.6229 | 7784 | 325 | 11 | 21 | 1369.0476 | 714.2857 | 0 | 142.8571 | 45.4325 | 2271.6229 | 2257.0294 | 14.5935 | 1732 | 536.8189 | 2.7895 | 0 | 0 | 0 | 0
4225 | 2271.6229 | 7807 | 326 | 11 | 22 | 1369.0476 | 714.2857 | 0 | 142.8571 | 45.4325 | 2271.6229 | 2257.0294 | 14.5935 | 1732 | 536.8189 | 2.7895 | 0 | 0 | 0 | 0
4226 | 2271.6229 | 7808 | 326 | 11 | 22 | 1369.0476 | 714.2857 | 0 | 142.8571 | 45.4325 | 2271.6229 | 2257.0294 | 14.5935 | 1732 | 536.8189 | 2.7895 | 0 | 0 | 0 | 0
4227 | 2271.6229 | 7831 | 327 | 11 | 23 | 1369.0476 | 714.2857 | 0 | 142.8571 | 45.4325 | 2271.6229 | 2257.0294 | 14.5935 | 1732 | 536.8189 | 2.7895 | 0 | 0 | 0 | 0
4228 | 2271.6229 | 7832 | 327 | 11 | 23 | 1369.0476 | 714.2857 | 0 | 142.8571 | 45.4325 | 2271.6229 | 2257.0294 | 14.5935 | 1732 | 536.8189 | 2.7895 | 0 | 0 | 0 | 0
4229 | 2271.6229 | 7855 | 328 | 11 | 24 | 1369.0476 | 714.2857 | 0 | 142.8571 | 45.4325 | 2271.6229 | 2257.0294 | 14.5935 | 1732 | 536.8189 | 2.7895 | 0 | 0 | 0 | 0
4230 | 2271.6229 | 7856 | 328 | 11 | 24 | 1369.0476 | 714.2857 | 0 | 142.8571 | 45.4325 | 2271.6229 | 2257.0294 | 14.5935 | 1732 | 536.8189 | 2.7895 | 0 | 0 | 0 | 0
4231 | 2271.6229 | 7879 | 329 | 11 | 25 | 1369.0476 | 714.2857 | 0 | 142.8571 | 45.4325 | 2271.6229 | 2257.0294 | 14.5935 | 1732 | 536.8189 | 2.7895 | 0 | 0 | 0 | 0
4232 | 2271.6229 | 7880 | 329 | 11 | 25 | 1369.0476 | 714.2857 | 0 | 142.8571 | 45.4325 | 2271.6229 | 2257.0294 | 14.5935 | 1732 | 536.8189 | 2.7895 | 0 | 0 | 0 | 0
4233 | 2271.6229 | 7903 | 330 | 11 | 26 | 1369.0476 | 714.2857 | 0 | 142.8571 | 45.4325 | 2271.6229 | 2257.0294 | 14.5935 | 1732 | 536.8189 | 2.7895 | 0 | 0 | 0 | 0
4234 | 2271.6229 | 7904 | 330 | 11 | 26 | 1369.0476 | 714.2857 | 0 | 142.8571 | 45.4325 | 2271.6229 | 2257.0294 | 14.5935 | 1732 | 536.8189 | 2.7895 | 0 | 0 | 0 | 0
4235 | 2271.6229 | 7927 | 331 | 11 | 27 | 1369.0476 | 714.2857 | 0 | 142.8571 | 45.4325 | 2271.6229 | 2257.0294 | 14.5935 | 1732 | 536.8189 | 2.7895 | 0 | 0 | 0 | 0
4236 | 2271.6229 | 7928 | 331 | 11 | 27 | 1369.0476 | 714.2857 | 0 | 142.8571 | 45.4325 | 2271.6229 | 2257.0294 | 14.5935 | 1732 | 536.8189 | 2.7895 | 0 | 0 | 0 | 0
4237 | 2271.6229 | 7951 | 332 | 11 | 28 | 1369.0476 | 714.2857 | 0 | 142.8571 | 45.4325 | 2271.6229 | 2257.0294 | 14.5935 | 1732 | 536.8189 | 2.7895 | 0 | 0 | 0 | 0
4238 | 2271.6229 | 7952 | 332 | 11 | 28 | 1369.0476 | 714.2857 | 0 | 142.8571 | 45.4325 | 2271.6229 | 2257.0294 | 14.5935 | 1732 | 536.8189 | 2.7895 | 0 | 0 | 0 | 0
4239 | 2271.6229 | 7975 | 333 | 11 | 29 | 1369.0476 | 714.2857 | 0 | 142.8571 | 45.4325 | 2271.6229 | 2257.0294 | 14.5935 | 1732 | 536.8189 | 2.7895 | 0 | 0 | 0 | 0
4240 | 2271.6229 | 7976 | 333 | 11 | 29 | 1369.0476 | 714.2857 | 0 | 142.8571 | 45.4325 | 2271.6229 | 2257.0294 | 14.5935 | 1732 | 536.8189 | 2.7895 | 0 | 0 | 0 | 0
4241 | 2271.6229 | 7999 | 334 | 11 | 30 | 1369.0476 | 714.2857 | 0 | 142.8571 | 45.4325 | 2271.6229 | 2257.0294 | 14.5935 | 1732 | 536.8189 | 2.7895 | 0 | 0 | 0 | 0
4242 | 2271.6229 | 8000 | 334 | 11 | 30 | 1369.0476 | 714.2857 | 0 | 142.8571 | 45.4325 | 2271.6229 | 2257.0294 | 14.5935 | 1732 | 536.8189 | 2.7895 | 0 | 0 | 0 | 0
4243 | 2125.8503 | 7302 | 305 | 11 | 1 | 1369.0476 | 714.2857 | 0 | 0 | 42.517 | 2125.8503 | 2112.7678 | 13.0825 | 1732 | 391.8038 | 2.0359 | 0 | 0 | 0 | 0
4244 | 2125.8503 | 7315 | 305 | 11 | 1 | 1369.0476 | 714.2857 | 0 | 0 | 42.517 | 2125.8503 | 2112.7678 | 13.0825 | 1732 | 391.8038 | 2.0359 | 0 | 0 | 0 | 0
4245 | 2125.8503 | 7316 | 305 | 11 | 1 | 1369.0476 | 714.2857 | 0 | 0 | 42.517 | 2125.8503 | 2112.7678 | 13.0825 | 1732 | 391.8038 | 2.0359 | 0 | 0 | 0 | 0
4246 | 2125.8503 | 7317 | 305 | 11 | 1 | 1369.0476 | 714.2857 | 0 | 0 | 42.517 | 2125.8503 | 2112.7678 | 13.0825 | 1732 | 391.8038 | 2.0359 | 0 | 0 | 0 | 0
4247 | 2125.8503 | 7326 | 306 | 11 | 2 | 1369.0476 | 714.2857 | 0 | 0 | 42.517 | 2125.8503 | 2112.7678 | 13.0825 | 1732 | 391.8038 | 2.0359 | 0 | 0 | 0 | 0
4248 | 2125.8503 | 7339 | 306 | 11 | 2 | 1369.0476 | 714.2857 | 0 | 0 | 42.517 | 2125.8503 | 2112.7678 | 13.0825 | 1732 | 391.8038 | 2.0359 | 0 | 0 | 0 | 0
4249 | 2125.8503 | 7340 | 306 | 11 | 2 | 1369.0476 | 714.2857 | 0 | 0 | 42.517 | 2125.8503 | 2112.7678 | 13.0825 | 1732 | 391.8038 | 2.0359 | 0 | 0 | 0 | 0
4250 | 2125.8503 | 7341 | 306 | 11 | 2 | 1369.0476 | 714.2857 | 0 | 0 | 42.517 | 2125.8503 | 2112.7678 | 13.0825 | 1732 | 391.8038 | 2.0359 | 0 | 0 | 0 | 0
4251 | 2125.8503 | 7350 | 307 | 11 | 3 | 1369.0476 | 714.2857 | 0 | 0 | 42.517 | 2125.8503 | 2112.7678 | 13.0825 | 1732 | 391.8038 | 2.0359 | 0 | 0 | 0 | 0
4252 | 2125.8503 | 7363 | 307 | 11 | 3 | 1369.0476 | 714.2857 | 0 | 0 | 42.517 | 2125.8503 | 2112.7678 | 13.0825 | 1732 | 391.8038 | 2.0359 | 0 | 0 | 0 | 0
4253 | 2125.8503 | 7364 | 307 | 11 | 3 | 1369.0476 | 714.2857 | 0 | 0 | 42.517 | 2125.8503 | 2112.7678 | 13.0825 | 1732 | 391.8038 | 2.0359 | 0 | 0 | 0 | 0
4254 | 2125.8503 | 7365 | 307 | 11 | 3 | 1369.0476 | 714.2857 | 0 | 0 | 42.517 | 2125.8503 | 2112.7678 | 13.0825 | 1732 | 391.8038 | 2.0359 | 0 | 0 | 0 | 0
4255 | 2125.8503 | 7374 | 308 | 11 | 4 | 1369.0476 | 714.2857 | 0 | 0 | 42.517 | 2125.8503 | 2112.7678 | 13.0825 | 1732 | 391.8038 | 2.0359 | 0 | 0 | 0 | 0
4256 | 2125.8503 | 7387 | 308 | 11 | 4 | 1369.0476 | 714.2857 | 0 | 0 | 42.517 | 2125.8503 | 2112.7678 | 13.0825 | 1732 | 391.8038 | 2.0359 | 0 | 0 | 0 | 0
4257 | 2125.8503 | 7388 | 308 | 11 | 4 | 1369.0476 | 714.2857 | 0 | 0 | 42.517 | 2125.8503 | 2112.7678 | 13.0825 | 1732 | 391.8038 | 2.0359 | 0 | 0 | 0 | 0
4258 | 2125.8503 | 7389 | 308 | 11 | 4 | 1369.0476 | 714.2857 | 0 | 0 | 42.517 | 2125.8503 | 2112.7678 | 13.0825 | 1732 | 391.8038 | 2.0359 | 0 | 0 | 0 | 0
4259 | 2125.8503 | 7398 | 309 | 11 | 5 | 1369.0476 | 714.2857 | 0 | 0 | 42.517 | 2125.8503 | 2112.7678 | 13.0825 | 1732 | 391.8038 | 2.0359 | 0 | 0 | 0 | 0
4260 | 2125.8503 | 7411 | 309 | 11 | 5 | 1369.0476 | 714.2857 | 0 | 0 | 42.517 | 2125.8503 | 2112.7678 | 13.0825 | 1732 | 391.8038 | 2.0359 | 0 | 0 | 0 | 0
4261 | 2125.8503 | 7412 | 309 | 11 | 5 | 1369.0476 | 714.2857 | 0 | 0 | 42.517 | 2125.8503 | 2112.7678 | 13.0825 | 1732 | 391.8038 | 2.0359 | 0 | 0 | 0 | 0
4262 | 2125.8503 | 7413 | 309 | 11 | 5 | 1369.0476 | 714.2857 | 0 | 0 | 42.517 | 2125.8503 | 2112.7678 | 13.0825 | 1732 | 391.8038 | 2.0359 | 0 | 0 | 0 | 0
4263 | 2125.8503 | 7422 | 310 | 11 | 6 | 1369.0476 | 714.2857 | 0 | 0 | 42.517 | 2125.8503 | 2112.7678 | 13.0825 | 1732 | 391.8038 | 2.0359 | 0 | 0 | 0 | 0
4264 | 2125.8503 | 7435 | 310 | 11 | 6 | 1369.0476 | 714.2857 | 0 | 0 | 42.517 | 2125.8503 | 2112.7678 | 13.0825 | 1732 | 391.8038 | 2.0359 | 0 | 0 | 0 | 0
4265 | 2125.8503 | 7436 | 310 | 11 | 6 | 1369.0476 | 714.2857 | 0 | 0 | 42.517 | 2125.8503 | 2112.7678 | 13.0825 | 1732 | 391.8038 | 2.0359 | 0 | 0 | 0 | 0
4266 | 2125.8503 | 7437 | 310 | 11 | 6 | 1369.0476 | 714.2857 | 0 | 0 | 42.517 | 2125.8503 | 2112.7678 | 13.0825 | 1732 | 391.8038 | 2.0359 | 0 | 0 | 0 | 0
4267 | 2125.8503 | 7446 | 311 | 11 | 7 | 1369.0476 | 714.2857 | 0 | 0 | 42.517 | 2125.8503 | 2112.7678 | 13.0825 | 1732 | 391.8038 | 2.0359 | 0 | 0 | 0 | 0
4268 | 2125.8503 | 7459 | 311 | 11 | 7 | 1369.0476 | 714.2857 | 0 | 0 | 42.517 | 2125.8503 | 2112.7678 | 13.0825 | 1732 | 391.8038 | 2.0359 | 0 | 0 | 0 | 0
4269 | 2125.8503 | 7460 | 311 | 11 | 7 | 1369.0476 | 714.2857 | 0 | 0 | 42.517 | 2125.8503 | 2112.7678 | 13.0825 | 1732 | 391.8038 | 2.0359 | 0 | 0 | 0 | 0
4270 | 2125.8503 | 7461 | 311 | 11 | 7 | 1369.0476 | 714.2857 | 0 | 0 | 42.517 | 2125.8503 | 2112.7678 | 13.0825 | 1732 | 391.8038 | 2.0359 | 0 | 0 | 0 | 0
4271 | 2125.8503 | 7470 | 312 | 11 | 8 | 1369.0476 | 714.2857 | 0 | 0 | 42.517 | 2125.8503 | 2112.7678 | 13.0825 | 1732 | 391.8038 | 2.0359 | 0 | 0 | 0 | 0
4272 | 2125.8503 | 7483 | 312 | 11 | 8 | 1369.0476 | 714.2857 | 0 | 0 | 42.517 | 2125.8503 | 2112.7678 | 13.0825 | 1732 | 391.8038 | 2.0359 | 0 | 0 | 0 | 0
4273 | 2125.8503 | 7484 | 312 | 11 | 8 | 1369.0476 | 714.2857 | 0 | 0 | 42.517 | 2125.8503 | 2112.7678 | 13.0825 | 1732 | 391.8038 | 2.0359 | 0 | 0 | 0 | 0
4274 | 2125.8503 | 7485 | 312 | 11 | 8 | 1369.0476 | 714.2857 | 0 | 0 | 42.517 | 2125.8503 | 2112.7678 | 13.0825 | 1732 | 391.8038 | 2.0359 | 0 | 0 | 0 | 0
4275 | 2125.8503 | 7494 | 313 | 11 | 9 | 1369.0476 | 714.2857 | 0 | 0 | 42.517 | 2125.8503 | 2112.7678 | 13.0825 | 1732 | 391.8038 | 2.0359 | 0 | 0 | 0 | 0
4276 | 2125.8503 | 7507 | 313 | 11 | 9 | 1369.0476 | 714.2857 | 0 | 0 | 42.517 | 2125.8503 | 2112.7678 | 13.0825 | 1732 | 391.8038 | 2.0359 | 0 | 0 | 0 | 0
4277 | 2125.8503 | 7508 | 313 | 11 | 9 | 1369.0476 | 714.2857 | 0 | 0 | 42.517 | 2125.8503 | 2112.7678 | 13.0825 | 1732 | 391.8038 | 2.0359 | 0 | 0 | 0 | 0
4278 | 2125.8503 | 7509 | 313 | 11 | 9 | 1369.0476 | 714.2857 | 0 | 0 | 42.517 | 2125.8503 | 2112.7678 | 13.0825 | 1732 | 391.8038 | 2.0359 | 0 | 0 | 0 | 0
4279 | 2125.8503 | 7518 | 314 | 11 | 10 | 1369.0476 | 714.2857 | 0 | 0 | 42.517 | 2125.8503 | 2112.7678 | 13.0825 | 1732 | 391.8038 | 2.0359 | 0 | 0 | 0 | 0
4280 | 2125.8503 | 7531 | 314 | 11 | 10 | 1369.0476 | 714.2857 | 0 | 0 | 42.517 | 2125.8503 | 2112.7678 | 13.0825 | 1732 | 391.8038 | 2.0359 | 0 | 0 | 0 | 0
4281 | 2125.8503 | 7532 | 314 | 11 | 10 | 1369.0476 | 714.2857 | 0 | 0 | 42.517 | 2125.8503 | 2112.7678 | 13.0825 | 1732 | 391.8038 | 2.0359 | 0 | 0 | 0 | 0
4282 | 2125.8503 | 7533 | 314 | 11 | 10 | 1369.0476 | 714.2857 | 0 | 0 | 42.517 | 2125.8503 | 2112.7678 | 13.0825 | 1732 | 391.8038 | 2.0359 | 0 | 0 | 0 | 0
4283 | 2125.8503 | 7542 | 315 | 11 | 11 | 1369.0476 | 714.2857 | 0 | 0 | 42.517 | 2125.8503 | 2112.7678 | 13.0825 | 1732 | 391.8038 | 2.0359 | 0 | 0 | 0 | 0
4284 | 2125.8503 | 7555 | 315 | 11 | 11 | 1369.0476 | 714.2857 | 0 | 0 | 42.517 | 2125.8503 | 2112.7678 | 13.0825 | 1732 | 391.8038 | 2.0359 | 0 | 0 | 0 | 0
4285 | 2125.8503 | 7556 | 315 | 11 | 11 | 1369.0476 | 714.2857 | 0 | 0 | 42.517 | 2125.8503 | 2112.7678 | 13.0825 | 1732 | 391.8038 | 2.0359 | 0 | 0 | 0 | 0
4286 | 2125.8503 | 7557 | 315 | 11 | 11 | 1369.0476 | 714.2857 | 0 | 0 | 42.517 | 2125.8503 | 2112.7678 | 13.0825 | 1732 | 391.8038 | 2.0359 | 0 | 0 | 0 | 0
4287 | 2125.8503 | 7566 | 316 | 11 | 12 | 1369.0476 | 714.2857 | 0 | 0 | 42.517 | 2125.8503 | 2112.7678 | 13.0825 | 1732 | 391.8038 | 2.0359 | 0 | 0 | 0 | 0
4288 | 2125.8503 | 7579 | 316 | 11 | 12 | 1369.0476 | 714.2857 | 0 | 0 | 42.517 | 2125.8503 | 2112.7678 | 13.0825 | 1732 | 391.8038 | 2.0359 | 0 | 0 | 0 | 0
4289 | 2125.8503 | 7580 | 316 | 11 | 12 | 1369.0476 | 714.2857 | 0 | 0 | 42.517 | 2125.8503 | 2112.7678 | 13.0825 | 1732 | 391.8038 | 2.0359 | 0 | 0 | 0 | 0
4290 | 2125.8503 | 7581 | 316 | 11 | 12 | 1369.0476 | 714.2857 | 0 | 0 | 42.517 | 2125.8503 | 2112.7678 | 13.0825 | 1732 | 391.8038 | 2.0359 | 0 | 0 | 0 | 0
4291 | 2125.8503 | 7590 | 317 | 11 | 13 | 1369.0476 | 714.2857 | 0 | 0 | 42.517 | 2125.8503 | 2112.7678 | 13.0825 | 1732 | 391.8038 | 2.0359 | 0 | 0 | 0 | 0
4292 | 2125.8503 | 7603 | 317 | 11 | 13 | 1369.0476 | 714.2857 | 0 | 0 | 42.517 | 2125.8503 | 2112.7678 | 13.0825 | 1732 | 391.8038 | 2.0359 | 0 | 0 | 0 | 0
4293 | 2125.8503 | 7604 | 317 | 11 | 13 | 1369.0476 | 714.2857 | 0 | 0 | 42.517 | 2125.8503 | 2112.7678 | 13.0825 | 1732 | 391.8038 | 2.0359 | 0 | 0 | 0 | 0
4294 | 2125.8503 | 7605 | 317 | 11 | 13 | 1369.0476 | 714.2857 | 0 | 0 | 42.517 | 2125.8503 | 2112.7678 | 13.0825 | 1732 | 391.8038 | 2.0359 | 0 | 0 | 0 | 0
4295 | 2125.8503 | 7614 | 318 | 11 | 14 | 1369.0476 | 714.2857 | 0 | 0 | 42.517 | 2125.8503 | 2112.7678 | 13.0825 | 1732 | 391.8038 | 2.0359 | 0 | 0 | 0 | 0
4296 | 2125.8503 | 7627 | 318 | 11 | 14 | 1369.0476 | 714.2857 | 0 | 0 | 42.517 | 2125.8503 | 2112.7678 | 13.0825 | 1732 | 391.8038 | 2.0359 | 0 | 0 | 0 | 0
4297 | 2125.8503 | 7628 | 318 | 11 | 14 | 1369.0476 | 714.2857 | 0 | 0 | 42.517 | 2125.8503 | 2112.7678 | 13.0825 | 1732 | 391.8038 | 2.0359 | 0 | 0 | 0 | 0
4298 | 2125.8503 | 7629 | 318 | 11 | 14 | 1369.0476 | 714.2857 | 0 | 0 | 42.517 | 2125.8503 | 2112.7678 | 13.0825 | 1732 | 391.8038 | 2.0359 | 0 | 0 | 0 | 0
4299 | 2125.8503 | 7638 | 319 | 11 | 15 | 1369.0476 | 714.2857 | 0 | 0 | 42.517 | 2125.8503 | 2112.7678 | 13.0825 | 1732 | 391.8038 | 2.0359 | 0 | 0 | 0 | 0
4300 | 2125.8503 | 7651 | 319 | 11 | 15 | 1369.0476 | 714.2857 | 0 | 0 | 42.517 | 2125.8503 | 2112.7678 | 13.0825 | 1732 | 391.8038 | 2.0359 | 0 | 0 | 0 | 0
4301 | 2125.8503 | 7652 | 319 | 11 | 15 | 1369.0476 | 714.2857 | 0 | 0 | 42.517 | 2125.8503 | 2112.7678 | 13.0825 | 1732 | 391.8038 | 2.0359 | 0 | 0 | 0 | 0
4302 | 2125.8503 | 7653 | 319 | 11 | 15 | 1369.0476 | 714.2857 | 0 | 0 | 42.517 | 2125.8503 | 2112.7678 | 13.0825 | 1732 | 391.8038 | 2.0359 | 0 | 0 | 0 | 0
4303 | 2125.8503 | 7662 | 320 | 11 | 16 | 1369.0476 | 714.2857 | 0 | 0 | 42.517 | 2125.8503 | 2112.7678 | 13.0825 | 1732 | 391.8038 | 2.0359 | 0 | 0 | 0 | 0
4304 | 2125.8503 | 7675 | 320 | 11 | 16 | 1369.0476 | 714.2857 | 0 | 0 | 42.517 | 2125.8503 | 2112.7678 | 13.0825 | 1732 | 391.8038 | 2.0359 | 0 | 0 | 0 | 0
4305 | 2125.8503 | 7676 | 320 | 11 | 16 | 1369.0476 | 714.2857 | 0 | 0 | 42.517 | 2125.8503 | 2112.7678 | 13.0825 | 1732 | 391.8038 | 2.0359 | 0 | 0 | 0 | 0
4306 | 2125.8503 | 7677 | 320 | 11 | 16 | 1369.0476 | 714.2857 | 0 | 0 | 42.517 | 2125.8503 | 2112.7678 | 13.0825 | 1732 | 391.8038 | 2.0359 | 0 | 0 | 0 | 0
4307 | 2125.8503 | 7686 | 321 | 11 | 17 | 1369.0476 | 714.2857 | 0 | 0 | 42.517 | 2125.8503 | 2112.7678 | 13.0825 | 1732 | 391.8038 | 2.0359 | 0 | 0 | 0 | 0
4308 | 2125.8503 | 7699 | 321 | 11 | 17 | 1369.0476 | 714.2857 | 0 | 0 | 42.517 | 2125.8503 | 2112.7678 | 13.0825 | 1732 | 391.8038 | 2.0359 | 0 | 0 | 0 | 0
4309 | 2125.8503 | 7700 | 321 | 11 | 17 | 1369.0476 | 714.2857 | 0 | 0 | 42.517 | 2125.8503 | 2112.7678 | 13.0825 | 1732 | 391.8038 | 2.0359 | 0 | 0 | 0 | 0
4310 | 2125.8503 | 7701 | 321 | 11 | 17 | 1369.0476 | 714.2857 | 0 | 0 | 42.517 | 2125.8503 | 2112.7678 | 13.0825 | 1732 | 391.8038 | 2.0359 | 0 | 0 | 0 | 0
4311 | 2125.8503 | 7710 | 322 | 11 | 18 | 1369.0476 | 714.2857 | 0 | 0 | 42.517 | 2125.8503 | 2112.7678 | 13.0825 | 1732 | 391.8038 | 2.0359 | 0 | 0 | 0 | 0
4312 | 2125.8503 | 7723 | 322 | 11 | 18 | 1369.0476 | 714.2857 | 0 | 0 | 42.517 | 2125.8503 | 2112.7678 | 13.0825 | 1732 | 391.8038 | 2.0359 | 0 | 0 | 0 | 0
4313 | 2125.8503 | 7724 | 322 | 11 | 18 | 1369.0476 | 714.2857 | 0 | 0 | 42.517 | 2125.8503 | 2112.7678 | 13.0825 | 1732 | 391.8038 | 2.0359 | 0 | 0 | 0 | 0
4314 | 2125.8503 | 7725 | 322 | 11 | 18 | 1369.0476 | 714.2857 | 0 | 0 | 42.517 | 2125.8503 | 2112.7678 | 13.0825 | 1732 | 391.8038 | 2.0359 | 0 | 0 | 0 | 0
4315 | 2125.8503 | 7734 | 323 | 11 | 19 | 1369.0476 | 714.2857 | 0 | 0 | 42.517 | 2125.8503 | 2112.7678 | 13.0825 | 1732 | 391.8038 | 2.0359 | 0 | 0 | 0 | 0
4316 | 2125.8503 | 7747 | 323 | 11 | 19 | 1369.0476 | 714.2857 | 0 | 0 | 42.517 | 2125.8503 | 2112.7678 | 13.0825 | 1732 | 391.8038 | 2.0359 | 0 | 0 | 0 | 0
4317 | 2125.8503 | 7748 | 323 | 11 | 19 | 1369.0476 | 714.2857 | 0 | 0 | 42.517 | 2125.8503 | 2112.7678 | 13.0825 | 1732 | 391.8038 | 2.0359 | 0 | 0 | 0 | 0
4318 | 2125.8503 | 7749 | 323 | 11 | 19 | 1369.0476 | 714.2857 | 0 | 0 | 42.517 | 2125.8503 | 2112.7678 | 13.0825 | 1732 | 391.8038 | 2.0359 | 0 | 0 | 0 | 0
4319 | 2125.8503 | 7758 | 324 | 11 | 20 | 1369.0476 | 714.2857 | 0 | 0 | 42.517 | 2125.8503 | 2112.7678 | 13.0825 | 1732 | 391.8038 | 2.0359 | 0 | 0 | 0 | 0
4320 | 2125.8503 | 7771 | 324 | 11 | 20 | 1369.0476 | 714.2857 | 0 | 0 | 42.517 | 2125.8503 | 2112.7678 | 13.0825 | 1732 | 391.8038 | 2.0359 | 0 | 0 | 0 | 0
4321 | 2125.8503 | 7772 | 324 | 11 | 20 | 1369.0476 | 714.2857 | 0 | 0 | 42.517 | 2125.8503 | 2112.7678 | 13.0825 | 1732 | 391.8038 | 2.0359 | 0 | 0 | 0 | 0
4322 | 2125.8503 | 7773 | 324 | 11 | 20 | 1369.0476 | 714.2857 | 0 | 0 | 42.517 | 2125.8503 | 2112.7678 | 13.0825 | 1732 | 391.8038 | 2.0359 | 0 | 0 | 0 | 0
4323 | 2125.8503 | 7782 | 325 | 11 | 21 | 1369.0476 | 714.2857 | 0 | 0 | 42.517 | 2125.8503 | 2112.7678 | 13.0825 | 1732 | 391.8038 | 2.0359 | 0 | 0 | 0 | 0
4324 | 2125.8503 | 7795 | 325 | 11 | 21 | 1369.0476 | 714.2857 | 0 | 0 | 42.517 | 2125.8503 | 2112.7678 | 13.0825 | 1732 | 391.8038 | 2.0359 | 0 | 0 | 0 | 0
4325 | 2125.8503 | 7796 | 325 | 11 | 21 | 1369.0476 | 714.2857 | 0 | 0 | 42.517 | 2125.8503 | 2112.7678 | 13.0825 | 1732 | 391.8038 | 2.0359 | 0 | 0 | 0 | 0
4326 | 2125.8503 | 7797 | 325 | 11 | 21 | 1369.0476 | 714.2857 | 0 | 0 | 42.517 | 2125.8503 | 2112.7678 | 13.0825 | 1732 | 391.8038 | 2.0359 | 0 | 0 | 0 | 0
4327 | 2125.8503 | 7806 | 326 | 11 | 22 | 1369.0476 | 714.2857 | 0 | 0 | 42.517 | 2125.8503 | 2112.7678 | 13.0825 | 1732 | 391.8038 | 2.0359 | 0 | 0 | 0 | 0
4328 | 2125.8503 | 7819 | 326 | 11 | 22 | 1369.0476 | 714.2857 | 0 | 0 | 42.517 | 2125.8503 | 2112.7678 | 13.0825 | 1732 | 391.8038 | 2.0359 | 0 | 0 | 0 | 0
4329 | 2125.8503 | 7820 | 326 | 11 | 22 | 1369.0476 | 714.2857 | 0 | 0 | 42.517 | 2125.8503 | 2112.7678 | 13.0825 | 1732 | 391.8038 | 2.0359 | 0 | 0 | 0 | 0
4330 | 2125.8503 | 7821 | 326 | 11 | 22 | 1369.0476 | 714.2857 | 0 | 0 | 42.517 | 2125.8503 | 2112.7678 | 13.0825 | 1732 | 391.8038 | 2.0359 | 0 | 0 | 0 | 0
4331 | 2125.8503 | 7830 | 327 | 11 | 23 | 1369.0476 | 714.2857 | 0 | 0 | 42.517 | 2125.8503 | 2112.7678 | 13.0825 | 1732 | 391.8038 | 2.0359 | 0 | 0 | 0 | 0
4332 | 2125.8503 | 7843 | 327 | 11 | 23 | 1369.0476 | 714.2857 | 0 | 0 | 42.517 | 2125.8503 | 2112.7678 | 13.0825 | 1732 | 391.8038 | 2.0359 | 0 | 0 | 0 | 0
4333 | 2125.8503 | 7844 | 327 | 11 | 23 | 1369.0476 | 714.2857 | 0 | 0 | 42.517 | 2125.8503 | 2112.7678 | 13.0825 | 1732 | 391.8038 | 2.0359 | 0 | 0 | 0 | 0
4334 | 2125.8503 | 7845 | 327 | 11 | 23 | 1369.0476 | 714.2857 | 0 | 0 | 42.517 | 2125.8503 | 2112.7678 | 13.0825 | 1732 | 391.8038 | 2.0359 | 0 | 0 | 0 | 0
4335 | 2125.8503 | 7854 | 328 | 11 | 24 | 1369.0476 | 714.2857 | 0 | 0 | 42.517 | 2125.8503 | 2112.7678 | 13.0825 | 1732 | 391.8038 | 2.0359 | 0 | 0 | 0 | 0
4336 | 2125.8503 | 7867 | 328 | 11 | 24 | 1369.0476 | 714.2857 | 0 | 0 | 42.517 | 2125.8503 | 2112.7678 | 13.0825 | 1732 | 391.8038 | 2.0359 | 0 | 0 | 0 | 0
4337 | 2125.8503 | 7868 | 328 | 11 | 24 | 1369.0476 | 714.2857 | 0 | 0 | 42.517 | 2125.8503 | 2112.7678 | 13.0825 | 1732 | 391.8038 | 2.0359 | 0 | 0 | 0 | 0
4338 | 2125.8503 | 7869 | 328 | 11 | 24 | 1369.0476 | 714.2857 | 0 | 0 | 42.517 | 2125.8503 | 2112.7678 | 13.0825 | 1732 | 391.8038 | 2.0359 | 0 | 0 | 0 | 0
4339 | 2125.8503 | 7878 | 329 | 11 | 25 | 1369.0476 | 714.2857 | 0 | 0 | 42.517 | 2125.8503 | 2112.7678 | 13.0825 | 1732 | 391.8038 | 2.0359 | 0 | 0 | 0 | 0
4340 | 2125.8503 | 7891 | 329 | 11 | 25 | 1369.0476 | 714.2857 | 0 | 0 | 42.517 | 2125.8503 | 2112.7678 | 13.0825 | 1732 | 391.8038 | 2.0359 | 0 | 0 | 0 | 0
4341 | 2125.8503 | 7892 | 329 | 11 | 25 | 1369.0476 | 714.2857 | 0 | 0 | 42.517 | 2125.8503 | 2112.7678 | 13.0825 | 1732 | 391.8038 | 2.0359 | 0 | 0 | 0 | 0
4342 | 2125.8503 | 7893 | 329 | 11 | 25 | 1369.0476 | 714.2857 | 0 | 0 | 42.517 | 2125.8503 | 2112.7678 | 13.0825 | 1732 | 391.8038 | 2.0359 | 0 | 0 | 0 | 0
4343 | 2125.8503 | 7902 | 330 | 11 | 26 | 1369.0476 | 714.2857 | 0 | 0 | 42.517 | 2125.8503 | 2112.7678 | 13.0825 | 1732 | 391.8038 | 2.0359 | 0 | 0 | 0 | 0
4344 | 2125.8503 | 7915 | 330 | 11 | 26 | 1369.0476 | 714.2857 | 0 | 0 | 42.517 | 2125.8503 | 2112.7678 | 13.0825 | 1732 | 391.8038 | 2.0359 | 0 | 0 | 0 | 0
4345 | 2125.8503 | 7916 | 330 | 11 | 26 | 1369.0476 | 714.2857 | 0 | 0 | 42.517 | 2125.8503 | 2112.7678 | 13.0825 | 1732 | 391.8038 | 2.0359 | 0 | 0 | 0 | 0
4346 | 2125.8503 | 7917 | 330 | 11 | 26 | 1369.0476 | 714.2857 | 0 | 0 | 42.517 | 2125.8503 | 2112.7678 | 13.0825 | 1732 | 391.8038 | 2.0359 | 0 | 0 | 0 | 0
4347 | 2125.8503 | 7926 | 331 | 11 | 27 | 1369.0476 | 714.2857 | 0 | 0 | 42.517 | 2125.8503 | 2112.7678 | 13.0825 | 1732 | 391.8038 | 2.0359 | 0 | 0 | 0 | 0
4348 | 2125.8503 | 7939 | 331 | 11 | 27 | 1369.0476 | 714.2857 | 0 | 0 | 42.517 | 2125.8503 | 2112.7678 | 13.0825 | 1732 | 391.8038 | 2.0359 | 0 | 0 | 0 | 0
4349 | 2125.8503 | 7940 | 331 | 11 | 27 | 1369.0476 | 714.2857 | 0 | 0 | 42.517 | 2125.8503 | 2112.7678 | 13.0825 | 1732 | 391.8038 | 2.0359 | 0 | 0 | 0 | 0
4350 | 2125.8503 | 7941 | 331 | 11 | 27 | 1369.0476 | 714.2857 | 0 | 0 | 42.517 | 2125.8503 | 2112.7678 | 13.0825 | 1732 | 391.8038 | 2.0359 | 0 | 0 | 0 | 0
4351 | 2125.8503 | 7950 | 332 | 11 | 28 | 1369.0476 | 714.2857 | 0 | 0 | 42.517 | 2125.8503 | 2112.7678 | 13.0825 | 1732 | 391.8038 | 2.0359 | 0 | 0 | 0 | 0
4352 | 2125.8503 | 7963 | 332 | 11 | 28 | 1369.0476 | 714.2857 | 0 | 0 | 42.517 | 2125.8503 | 2112.7678 | 13.0825 | 1732 | 391.8038 | 2.0359 | 0 | 0 | 0 | 0
4353 | 2125.8503 | 7964 | 332 | 11 | 28 | 1369.0476 | 714.2857 | 0 | 0 | 42.517 | 2125.8503 | 2112.7678 | 13.0825 | 1732 | 391.8038 | 2.0359 | 0 | 0 | 0 | 0
4354 | 2125.8503 | 7965 | 332 | 11 | 28 | 1369.0476 | 714.2857 | 0 | 0 | 42.517 | 2125.8503 | 2112.7678 | 13.0825 | 1732 | 391.8038 | 2.0359 | 0 | 0 | 0 | 0
4355 | 2125.8503 | 7974 | 333 | 11 | 29 | 1369.0476 | 714.2857 | 0 | 0 | 42.517 | 2125.8503 | 2112.7678 | 13.0825 | 1732 | 391.8038 | 2.0359 | 0 | 0 | 0 | 0
4356 | 2125.8503 | 7987 | 333 | 11 | 29 | 1369.0476 | 714.2857 | 0 | 0 | 42.517 | 2125.8503 | 2112.7678 | 13.0825 | 1732 | 391.8038 | 2.0359 | 0 | 0 | 0 | 0
4357 | 2125.8503 | 7988 | 333 | 11 | 29 | 1369.0476 | 714.2857 | 0 | 0 | 42.517 | 2125.8503 | 2112.7678 | 13.0825 | 1732 | 391.8038 | 2.0359 | 0 | 0 | 0 | 0
4358 | 2125.8503 | 7989 | 333 | 11 | 29 | 1369.0476 | 714.2857 | 0 | 0 | 42.517 | 2125.8503 | 2112.7678 | 13.0825 | 1732 | 391.8038 | 2.0359 | 0 | 0 | 0 | 0
4359 | 2125.8503 | 7998 | 334 | 11 | 30 | 1369.0476 | 714.2857 | 0 | 0 | 42.517 | 2125.8503 | 2112.7678 | 13.0825 | 1732 | 391.8038 | 2.0359 | 0 | 0 | 0 | 0
4360 | 2125.8503 | 8011 | 334 | 11 | 30 | 1369.0476 | 714.2857 | 0 | 0 | 42.517 | 2125.8503 | 2112.7678 | 13.0825 | 1732 | 391.8038 | 2.0359 | 0 | 0 | 0 | 0
4361 | 2125.8503 | 8012 | 334 | 11 | 30 | 1369.0476 | 714.2857 | 0 | 0 | 42.517 | 2125.8503 | 2112.7678 | 13.0825 | 1732 | 391.8038 | 2.0359 | 0 | 0 | 0 | 0
4362 | 2125.8503 | 8013 | 334 | 11 | 30 | 1369.0476 | 714.2857 | 0 | 0 | 42.517 | 2125.8503 | 2112.7678 | 13.0825 | 1732 | 391.8038 | 2.0359 | 0 | 0 | 0 | 0
4363 | 1992.2255 | 5839 | 244 | 9 | 1 | 595.2381 | 1071.4286 | 0 | 285.7143 | 39.8445 | 1992.2255 | 1980.5281 | 11.6974 | 1732 | 258.8733 | 1.3452 | 0 | 0 | 0 | 0
4364 | 1992.2255 | 5840 | 244 | 9 | 1 | 595.2381 | 1071.4286 | 0 | 285.7143 | 39.8445 | 1992.2255 | 1980.5281 | 11.6974 | 1732 | 258.8733 | 1.3452 | 0 | 0 | 0 | 0
4365 | 1992.2255 | 5863 | 245 | 9 | 2 | 595.2381 | 1071.4286 | 0 | 285.7143 | 39.8445 | 1992.2255 | 1980.5281 | 11.6974 | 1732 | 258.8733 | 1.3452 | 0 | 0 | 0 | 0
4366 | 1992.2255 | 5864 | 245 | 9 | 2 | 595.2381 | 1071.4286 | 0 | 285.7143 | 39.8445 | 1992.2255 | 1980.5281 | 11.6974 | 1732 | 258.8733 | 1.3452 | 0 | 0 | 0 | 0
4367 | 1992.2255 | 5887 | 246 | 9 | 3 | 595.2381 | 1071.4286 | 0 | 285.7143 | 39.8445 | 1992.2255 | 1980.5281 | 11.6974 | 1732 | 258.8733 | 1.3452 | 0 | 0 | 0 | 0
4368 | 1992.2255 | 5888 | 246 | 9 | 3 | 595.2381 | 1071.4286 | 0 | 285.7143 | 39.8445 | 1992.2255 | 1980.5281 | 11.6974 | 1732 | 258.8733 | 1.3452 | 0 | 0 | 0 | 0
4369 | 1992.2255 | 5911 | 247 | 9 | 4 | 595.2381 | 1071.4286 | 0 | 285.7143 | 39.8445 | 1992.2255 | 1980.5281 | 11.6974 | 1732 | 258.8733 | 1.3452 | 0 | 0 | 0 | 0
4370 | 1992.2255 | 5912 | 247 | 9 | 4 | 595.2381 | 1071.4286 | 0 | 285.7143 | 39.8445 | 1992.2255 | 1980.5281 | 11.6974 | 1732 | 258.8733 | 1.3452 | 0 | 0 | 0 | 0
4371 | 1992.2255 | 5935 | 248 | 9 | 5 | 595.2381 | 1071.4286 | 0 | 285.7143 | 39.8445 | 1992.2255 | 1980.5281 | 11.6974 | 1732 | 258.8733 | 1.3452 | 0 | 0 | 0 | 0
4372 | 1992.2255 | 5936 | 248 | 9 | 5 | 595.2381 | 1071.4286 | 0 | 285.7143 | 39.8445 | 1992.2255 | 1980.5281 | 11.6974 | 1732 | 258.8733 | 1.3452 | 0 | 0 | 0 | 0
4373 | 1992.2255 | 5959 | 249 | 9 | 6 | 595.2381 | 1071.4286 | 0 | 285.7143 | 39.8445 | 1992.2255 | 1980.5281 | 11.6974 | 1732 | 258.8733 | 1.3452 | 0 | 0 | 0 | 0
4374 | 1992.2255 | 5960 | 249 | 9 | 6 | 595.2381 | 1071.4286 | 0 | 285.7143 | 39.8445 | 1992.2255 | 1980.5281 | 11.6974 | 1732 | 258.8733 | 1.3452 | 0 | 0 | 0 | 0
4375 | 1992.2255 | 5983 | 250 | 9 | 7 | 595.2381 | 1071.4286 | 0 | 285.7143 | 39.8445 | 1992.2255 | 1980.5281 | 11.6974 | 1732 | 258.8733 | 1.3452 | 0 | 0 | 0 | 0
4376 | 1992.2255 | 5984 | 250 | 9 | 7 | 595.2381 | 1071.4286 | 0 | 285.7143 | 39.8445 | 1992.2255 | 1980.5281 | 11.6974 | 1732 | 258.8733 | 1.3452 | 0 | 0 | 0 | 0
4377 | 1992.2255 | 6007 | 251 | 9 | 8 | 595.2381 | 1071.4286 | 0 | 285.7143 | 39.8445 | 1992.2255 | 1980.5281 | 11.6974 | 1732 | 258.8733 | 1.3452 | 0 | 0 | 0 | 0
4378 | 1992.2255 | 6008 | 251 | 9 | 8 | 595.2381 | 1071.4286 | 0 | 285.7143 | 39.8445 | 1992.2255 | 1980.5281 | 11.6974 | 1732 | 258.8733 | 1.3452 | 0 | 0 | 0 | 0
4379 | 1992.2255 | 6031 | 252 | 9 | 9 | 595.2381 | 1071.4286 | 0 | 285.7143 | 39.8445 | 1992.2255 | 1980.5281 | 11.6974 | 1732 | 258.8733 | 1.3452 | 0 | 0 | 0 | 0
4380 | 1992.2255 | 6032 | 252 | 9 | 9 | 595.2381 | 1071.4286 | 0 | 285.7143 | 39.8445 | 1992.2255 | 1980.5281 | 11.6974 | 1732 | 258.8733 | 1.3452 | 0 | 0 | 0 | 0
4381 | 1992.2255 | 6055 | 253 | 9 | 10 | 595.2381 | 1071.4286 | 0 | 285.7143 | 39.8445 | 1992.2255 | 1980.5281 | 11.6974 | 1732 | 258.8733 | 1.3452 | 0 | 0 | 0 | 0
4382 | 1992.2255 | 6056 | 253 | 9 | 10 | 595.2381 | 1071.4286 | 0 | 285.7143 | 39.8445 | 1992.2255 | 1980.5281 | 11.6974 | 1732 | 258.8733 | 1.3452 | 0 | 0 | 0 | 0
4383 | 1992.2255 | 6079 | 254 | 9 | 11 | 595.2381 | 1071.4286 | 0 | 285.7143 | 39.8445 | 1992.2255 | 1980.5281 | 11.6974 | 1732 | 258.8733 | 1.3452 | 0 | 0 | 0 | 0
4384 | 1992.2255 | 6080 | 254 | 9 | 11 | 595.2381 | 1071.4286 | 0 | 285.7143 | 39.8445 | 1992.2255 | 1980.5281 | 11.6974 | 1732 | 258.8733 | 1.3452 | 0 | 0 | 0 | 0
4385 | 1992.2255 | 6103 | 255 | 9 | 12 | 595.2381 | 1071.4286 | 0 | 285.7143 | 39.8445 | 1992.2255 | 1980.5281 | 11.6974 | 1732 | 258.8733 | 1.3452 | 0 | 0 | 0 | 0
4386 | 1992.2255 | 6104 | 255 | 9 | 12 | 595.2381 | 1071.4286 | 0 | 285.7143 | 39.8445 | 1992.2255 | 1980.5281 | 11.6974 | 1732 | 258.8733 | 1.3452 | 0 | 0 | 0 | 0
4387 | 1992.2255 | 6127 | 256 | 9 | 13 | 595.2381 | 1071.4286 | 0 | 285.7143 | 39.8445 | 1992.2255 | 1980.5281 | 11.6974 | 1732 | 258.8733 | 1.3452 | 0 | 0 | 0 | 0
4388 | 1992.2255 | 6128 | 256 | 9 | 13 | 595.2381 | 1071.4286 | 0 | 285.7143 | 39.8445 | 1992.2255 | 1980.5281 | 11.6974 | 1732 | 258.8733 | 1.3452 | 0 | 0 | 0 | 0
4389 | 1992.2255 | 6151 | 257 | 9 | 14 | 595.2381 | 1071.4286 | 0 | 285.7143 | 39.8445 | 1992.2255 | 1980.5281 | 11.6974 | 1732 | 258.8733 | 1.3452 | 0 | 0 | 0 | 0
4390 | 1992.2255 | 6152 | 257 | 9 | 14 | 595.2381 | 1071.4286 | 0 | 285.7143 | 39.8445 | 1992.2255 | 1980.5281 | 11.6974 | 1732 | 258.8733 | 1.3452 | 0 | 0 | 0 | 0
4391 | 1992.2255 | 6175 | 258 | 9 | 15 | 595.2381 | 1071.4286 | 0 | 285.7143 | 39.8445 | 1992.2255 | 1980.5281 | 11.6974 | 1732 | 258.8733 | 1.3452 | 0 | 0 | 0 | 0
4392 | 1992.2255 | 6176 | 258 | 9 | 15 | 595.2381 | 1071.4286 | 0 | 285.7143 | 39.8445 | 1992.2255 | 1980.5281 | 11.6974 | 1732 | 258.8733 | 1.3452 | 0 | 0 | 0 | 0
4393 | 1992.2255 | 6199 | 259 | 9 | 16 | 595.2381 | 1071.4286 | 0 | 285.7143 | 39.8445 | 1992.2255 | 1980.5281 | 11.6974 | 1732 | 258.8733 | 1.3452 | 0 | 0 | 0 | 0
4394 | 1992.2255 | 6200 | 259 | 9 | 16 | 595.2381 | 1071.4286 | 0 | 285.7143 | 39.8445 | 1992.2255 | 1980.5281 | 11.6974 | 1732 | 258.8733 | 1.3452 | 0 | 0 | 0 | 0
4395 | 1992.2255 | 6223 | 260 | 9 | 17 | 595.2381 | 1071.4286 | 0 | 285.7143 | 39.8445 | 1992.2255 | 1980.5281 | 11.6974 | 1732 | 258.8733 | 1.3452 | 0 | 0 | 0 | 0
4396 | 1992.2255 | 6224 | 260 | 9 | 17 | 595.2381 | 1071.4286 | 0 | 285.7143 | 39.8445 | 1992.2255 | 1980.5281 | 11.6974 | 1732 | 258.8733 | 1.3452 | 0 | 0 | 0 | 0
4397 | 1992.2255 | 6247 | 261 | 9 | 18 | 595.2381 | 1071.4286 | 0 | 285.7143 | 39.8445 | 1992.2255 | 1980.5281 | 11.6974 | 1732 | 258.8733 | 1.3452 | 0 | 0 | 0 | 0
4398 | 1992.2255 | 6248 | 261 | 9 | 18 | 595.2381 | 1071.4286 | 0 | 285.7143 | 39.8445 | 1992.2255 | 1980.5281 | 11.6974 | 1732 | 258.8733 | 1.3452 | 0 | 0 | 0 | 0
4399 | 1992.2255 | 6271 | 262 | 9 | 19 | 595.2381 | 1071.4286 | 0 | 285.7143 | 39.8445 | 1992.2255 | 1980.5281 | 11.6974 | 1732 | 258.8733 | 1.3452 | 0 | 0 | 0 | 0
4400 | 1992.2255 | 6272 | 262 | 9 | 19 | 595.2381 | 1071.4286 | 0 | 285.7143 | 39.8445 | 1992.2255 | 1980.5281 | 11.6974 | 1732 | 258.8733 | 1.3452 | 0 | 0 | 0 | 0
4401 | 1992.2255 | 6295 | 263 | 9 | 20 | 595.2381 | 1071.4286 | 0 | 285.7143 | 39.8445 | 1992.2255 | 1980.5281 | 11.6974 | 1732 | 258.8733 | 1.3452 | 0 | 0 | 0 | 0
4402 | 1992.2255 | 6296 | 263 | 9 | 20 | 595.2381 | 1071.4286 | 0 | 285.7143 | 39.8445 | 1992.2255 | 1980.5281 | 11.6974 | 1732 | 258.8733 | 1.3452 | 0 | 0 | 0 | 0
4403 | 1992.2255 | 6319 | 264 | 9 | 21 | 595.2381 | 1071.4286 | 0 | 285.7143 | 39.8445 | 1992.2255 | 1980.5281 | 11.6974 | 1732 | 258.8733 | 1.3452 | 0 | 0 | 0 | 0
4404 | 1992.2255 | 6320 | 264 | 9 | 21 | 595.2381 | 1071.4286 | 0 | 285.7143 | 39.8445 | 1992.2255 | 1980.5281 | 11.6974 | 1732 | 258.8733 | 1.3452 | 0 | 0 | 0 | 0
4405 | 1992.2255 | 6343 | 265 | 9 | 22 | 595.2381 | 1071.4286 | 0 | 285.7143 | 39.8445 | 1992.2255 | 1980.5281 | 11.6974 | 1732 | 258.8733 | 1.3452 | 0 | 0 | 0 | 0
4406 | 1992.2255 | 6344 | 265 | 9 | 22 | 595.2381 | 1071.4286 | 0 | 285.7143 | 39.8445 | 1992.2255 | 1980.5281 | 11.6974 | 1732 | 258.8733 | 1.3452 | 0 | 0 | 0 | 0
4407 | 1992.2255 | 6367 | 266 | 9 | 23 | 595.2381 | 1071.4286 | 0 | 285.7143 | 39.8445 | 1992.2255 | 1980.5281 | 11.6974 | 1732 | 258.8733 | 1.3452 | 0 | 0 | 0 | 0
4408 | 1992.2255 | 6368 | 266 | 9 | 23 | 595.2381 | 1071.4286 | 0 | 285.7143 | 39.8445 | 1992.2255 | 1980.5281 | 11.6974 | 1732 | 258.8733 | 1.3452 | 0 | 0 | 0 | 0
4409 | 1992.2255 | 6391 | 267 | 9 | 24 | 595.2381 | 1071.4286 | 0 | 285.7143 | 39.8445 | 1992.2255 | 1980.5281 | 11.6974 | 1732 | 258.8733 | 1.3452 | 0 | 0 | 0 | 0
4410 | 1992.2255 | 6392 | 267 | 9 | 24 | 595.2381 | 1071.4286 | 0 | 285.7143 | 39.8445 | 1992.2255 | 1980.5281 | 11.6974 | 1732 | 258.8733 | 1.3452 | 0 | 0 | 0 | 0
4411 | 1992.2255 | 6415 | 268 | 9 | 25 | 595.2381 | 1071.4286 | 0 | 285.7143 | 39.8445 | 1992.2255 | 1980.5281 | 11.6974 | 1732 | 258.8733 | 1.3452 | 0 | 0 | 0 | 0
4412 | 1992.2255 | 6416 | 268 | 9 | 25 | 595.2381 | 1071.4286 | 0 | 285.7143 | 39.8445 | 1992.2255 | 1980.5281 | 11.6974 | 1732 | 258.8733 | 1.3452 | 0 | 0 | 0 | 0
4413 | 1992.2255 | 6439 | 269 | 9 | 26 | 595.2381 | 1071.4286 | 0 | 285.7143 | 39.8445 | 1992.2255 | 1980.5281 | 11.6974 | 1732 | 258.8733 | 1.3452 | 0 | 0 | 0 | 0
4414 | 1992.2255 | 6440 | 269 | 9 | 26 | 595.2381 | 1071.4286 | 0 | 285.7143 | 39.8445 | 1992.2255 | 1980.5281 | 11.6974 | 1732 | 258.8733 | 1.3452 | 0 | 0 | 0 | 0
4415 | 1992.2255 | 6463 | 270 | 9 | 27 | 595.2381 | 1071.4286 | 0 | 285.7143 | 39.8445 | 1992.2255 | 1980.5281 | 11.6974 | 1732 | 258.8733 | 1.3452 | 0 | 0 | 0 | 0
4416 | 1992.2255 | 6464 | 270 | 9 | 27 | 595.2381 | 1071.4286 | 0 | 285.7143 | 39.8445 | 1992.2255 | 1980.5281 | 11.6974 | 1732 | 258.8733 | 1.3452 | 0 | 0 | 0 | 0
4417 | 1992.2255 | 6487 | 271 | 9 | 28 | 595.2381 | 1071.4286 | 0 | 285.7143 | 39.8445 | 1992.2255 | 1980.5281 | 11.6974 | 1732 | 258.8733 | 1.3452 | 0 | 0 | 0 | 0
4418 | 1992.2255 | 6488 | 271 | 9 | 28 | 595.2381 | 1071.4286 | 0 | 285.7143 | 39.8445 | 1992.2255 | 1980.5281 | 11.6974 | 1732 | 258.8733 | 1.3452 | 0 | 0 | 0 | 0
4419 | 1992.2255 | 6511 | 272 | 9 | 29 | 595.2381 | 1071.4286 | 0 | 285.7143 | 39.8445 | 1992.2255 | 1980.5281 | 11.6974 | 1732 | 258.8733 | 1.3452 | 0 | 0 | 0 | 0
4420 | 1992.2255 | 6512 | 272 | 9 | 29 | 595.2381 | 1071.4286 | 0 | 285.7143 | 39.8445 | 1992.2255 | 1980.5281 | 11.6974 | 1732 | 258.8733 | 1.3452 | 0 | 0 | 0 | 0
4421 | 1992.2255 | 6535 | 273 | 9 | 30 | 595.2381 | 1071.4286 | 0 | 285.7143 | 39.8445 | 1992.2255 | 1980.5281 | 11.6974 | 1732 | 258.8733 | 1.3452 | 0 | 0 | 0 | 0
4422 | 1992.2255 | 6536 | 273 | 9 | 30 | 595.2381 | 1071.4286 | 0 | 285.7143 | 39.8445 | 1992.2255 | 1980.5281 | 11.6974 | 1732 | 258.8733 | 1.3452 | 0 | 0 | 0 | 0
4423 | 1885.3256 | 4353 | 182 | 7 | 1 | 119.0476 | 1071.4286 | 0 | 657.1429 | 37.7065 | 1885.3256 | 1874.7362 | 10.5893 | 1732 | 152.5288 | 0.79259 | 0 | 0 | 0 | 0
4424 | 1885.3256 | 4377 | 183 | 7 | 2 | 119.0476 | 1071.4286 | 0 | 657.1429 | 37.7065 | 1885.3256 | 1874.7362 | 10.5893 | 1732 | 152.5288 | 0.79259 | 0 | 0 | 0 | 0
4425 | 1885.3256 | 4401 | 184 | 7 | 3 | 119.0476 | 1071.4286 | 0 | 657.1429 | 37.7065 | 1885.3256 | 1874.7362 | 10.5893 | 1732 | 152.5288 | 0.79259 | 0 | 0 | 0 | 0
4426 | 1885.3256 | 4425 | 185 | 7 | 4 | 119.0476 | 1071.4286 | 0 | 657.1429 | 37.7065 | 1885.3256 | 1874.7362 | 10.5893 | 1732 | 152.5288 | 0.79259 | 0 | 0 | 0 | 0
4427 | 1885.3256 | 4449 | 186 | 7 | 5 | 119.0476 | 1071.4286 | 0 | 657.1429 | 37.7065 | 1885.3256 | 1874.7362 | 10.5893 | 1732 | 152.5288 | 0.79259 | 0 | 0 | 0 | 0
4428 | 1885.3256 | 4473 | 187 | 7 | 6 | 119.0476 | 1071.4286 | 0 | 657.1429 | 37.7065 | 1885.3256 | 1874.7362 | 10.5893 | 1732 | 152.5288 | 0.79259 | 0 | 0 | 0 | 0
4429 | 1885.3256 | 4497 | 188 | 7 | 7 | 119.0476 | 1071.4286 | 0 | 657.1429 | 37.7065 | 1885.3256 | 1874.7362 | 10.5893 | 1732 | 152.5288 | 0.79259 | 0 | 0 | 0 | 0
4430 | 1885.3256 | 4521 | 189 | 7 | 8 | 119.0476 | 1071.4286 | 0 | 657.1429 | 37.7065 | 1885.3256 | 1874.7362 | 10.5893 | 1732 | 152.5288 | 0.79259 | 0 | 0 | 0 | 0
4431 | 1885.3256 | 4545 | 190 | 7 | 9 | 119.0476 | 1071.4286 | 0 | 657.1429 | 37.7065 | 1885.3256 | 1874.7362 | 10.5893 | 1732 | 152.5288 | 0.79259 | 0 | 0 | 0 | 0
4432 | 1885.3256 | 4569 | 191 | 7 | 10 | 119.0476 | 1071.4286 | 0 | 657.1429 | 37.7065 | 1885.3256 | 1874.7362 | 10.5893 | 1732 | 152.5288 | 0.79259 | 0 | 0 | 0 | 0
4433 | 1885.3256 | 4593 | 192 | 7 | 11 | 119.0476 | 1071.4286 | 0 | 657.1429 | 37.7065 | 1885.3256 | 1874.7362 | 10.5893 | 1732 | 152.5288 | 0.79259 | 0 | 0 | 0 | 0
4434 | 1885.3256 | 4617 | 193 | 7 | 12 | 119.0476 | 1071.4286 | 0 | 657.1429 | 37.7065 | 1885.3256 | 1874.7362 | 10.5893 | 1732 | 152.5288 | 0.79259 | 0 | 0 | 0 | 0
4435 | 1885.3256 | 4641 | 194 | 7 | 13 | 119.0476 | 1071.4286 | 0 | 657.1429 | 37.7065 | 1885.3256 | 1874.7362 | 10.5893 | 1732 | 152.5288 | 0.79259 | 0 | 0 | 0 | 0
4436 | 1885.3256 | 4665 | 195 | 7 | 14 | 119.0476 | 1071.4286 | 0 | 657.1429 | 37.7065 | 1885.3256 | 1874.7362 | 10.5893 | 1732 | 152.5288 | 0.79259 | 0 | 0 | 0 | 0
4437 | 1885.3256 | 4689 | 196 | 7 | 15 | 119.0476 | 1071.4286 | 0 | 657.1429 | 37.7065 | 1885.3256 | 1874.7362 | 10.5893 | 1732 | 152.5288 | 0.79259 | 0 | 0 | 0 | 0
4438 | 1885.3256 | 4713 | 197 | 7 | 16 | 119.0476 | 1071.4286 | 0 | 657.1429 | 37.7065 | 1885.3256 | 1874.7362 | 10.5893 | 1732 | 152.5288 | 0.79259 | 0 | 0 | 0 | 0
4439 | 1885.3256 | 4737 | 198 | 7 | 17 | 119.0476 | 1071.4286 | 0 | 657.1429 | 37.7065 | 1885.3256 | 1874.7362 | 10.5893 | 1732 | 152.5288 | 0.79259 | 0 | 0 | 0 | 0
4440 | 1885.3256 | 4761 | 199 | 7 | 18 | 119.0476 | 1071.4286 | 0 | 657.1429 | 37.7065 | 1885.3256 | 1874.7362 | 10.5893 | 1732 | 152.5288 | 0.79259 | 0 | 0 | 0 | 0
4441 | 1885.3256 | 4785 | 200 | 7 | 19 | 119.0476 | 1071.4286 | 0 | 657.1429 | 37.7065 | 1885.3256 | 1874.7362 | 10.5893 | 1732 | 152.5288 | 0.79259 | 0 | 0 | 0 | 0
4442 | 1885.3256 | 4809 | 201 | 7 | 20 | 119.0476 | 1071.4286 | 0 | 657.1429 | 37.7065 | 1885.3256 | 1874.7362 | 10.5893 | 1732 | 152.5288 | 0.79259 | 0 | 0 | 0 | 0
4443 | 1885.3256 | 4833 | 202 | 7 | 21 | 119.0476 | 1071.4286 | 0 | 657.1429 | 37.7065 | 1885.3256 | 1874.7362 | 10.5893 | 1732 | 152.5288 | 0.79259 | 0 | 0 | 0 | 0
4444 | 1885.3256 | 4857 | 203 | 7 | 22 | 119.0476 | 1071.4286 | 0 | 657.1429 | 37.7065 | 1885.3256 | 1874.7362 | 10.5893 | 1732 | 152.5288 | 0.79259 | 0 | 0 | 0 | 0
4445 | 1885.3256 | 4881 | 204 | 7 | 23 | 119.0476 | 1071.4286 | 0 | 657.1429 | 37.7065 | 1885.3256 | 1874.7362 | 10.5893 | 1732 | 152.5288 | 0.79259 | 0 | 0 | 0 | 0
4446 | 1885.3256 | 4905 | 205 | 7 | 24 | 119.0476 | 1071.4286 | 0 | 657.1429 | 37.7065 | 1885.3256 | 1874.7362 | 10.5893 | 1732 | 152.5288 | 0.79259 | 0 | 0 | 0 | 0
4447 | 1885.3256 | 4929 | 206 | 7 | 25 | 119.0476 | 1071.4286 | 0 | 657.1429 | 37.7065 | 1885.3256 | 1874.7362 | 10.5893 | 1732 | 152.5288 | 0.79259 | 0 | 0 | 0 | 0
4448 | 1885.3256 | 4953 | 207 | 7 | 26 | 119.0476 | 1071.4286 | 0 | 657.1429 | 37.7065 | 1885.3256 | 1874.7362 | 10.5893 | 1732 | 152.5288 | 0.79259 | 0 | 0 | 0 | 0
4449 | 1885.3256 | 4977 | 208 | 7 | 27 | 119.0476 | 1071.4286 | 0 | 657.1429 | 37.7065 | 1885.3256 | 1874.7362 | 10.5893 | 1732 | 152.5288 | 0.79259 | 0 | 0 | 0 | 0
4450 | 1885.3256 | 5001 | 209 | 7 | 28 | 119.0476 | 1071.4286 | 0 | 657.1429 | 37.7065 | 1885.3256 | 1874.7362 | 10.5893 | 1732 | 152.5288 | 0.79259 | 0 | 0 | 0 | 0
4451 | 1885.3256 | 5025 | 210 | 7 | 29 | 119.0476 | 1071.4286 | 0 | 657.1429 | 37.7065 | 1885.3256 | 1874.7362 | 10.5893 | 1732 | 152.5288 | 0.79259 | 0 | 0 | 0 | 0
4452 | 1885.3256 | 5049 | 211 | 7 | 30 | 119.0476 | 1071.4286 | 0 | 657.1429 | 37.7065 | 1885.3256 | 1874.7362 | 10.5893 | 1732 | 152.5288 | 0.79259 | 0 | 0 | 0 | 0
4453 | 1885.3256 | 5073 | 212 | 7 | 31 | 119.0476 | 1071.4286 | 0 | 657.1429 | 37.7065 | 1885.3256 | 1874.7362 | 10.5893 | 1732 | 152.5288 | 0.79259 | 0 | 0 | 0 | 0
4454 | 1885.3256 | 5097 | 213 | 8 | 1 | 119.0476 | 1071.4286 | 0 | 657.1429 | 37.7065 | 1885.3256 | 1874.7362 | 10.5893 | 1732 | 152.5288 | 0.79259 | 0 | 0 | 0 | 0
4455 | 1885.3256 | 5121 | 214 | 8 | 2 | 119.0476 | 1071.4286 | 0 | 657.1429 | 37.7065 | 1885.3256 | 1874.7362 | 10.5893 | 1732 | 152.5288 | 0.79259 | 0 | 0 | 0 | 0
4456 | 1885.3256 | 5145 | 215 | 8 | 3 | 119.0476 | 1071.4286 | 0 | 657.1429 | 37.7065 | 1885.3256 | 1874.7362 | 10.5893 | 1732 | 152.5288 | 0.79259 | 0 | 0 | 0 | 0
4457 | 1885.3256 | 5169 | 216 | 8 | 4 | 119.0476 | 1071.4286 | 0 | 657.1429 | 37.7065 | 1885.3256 | 1874.7362 | 10.5893 | 1732 | 152.5288 | 0.79259 | 0 | 0 | 0 | 0
4458 | 1885.3256 | 5193 | 217 | 8 | 5 | 119.0476 | 1071.4286 | 0 | 657.1429 | 37.7065 | 1885.3256 | 1874.7362 | 10.5893 | 1732 | 152.5288 | 0.79259 | 0 | 0 | 0 | 0
4459 | 1885.3256 | 5217 | 218 | 8 | 6 | 119.0476 | 1071.4286 | 0 | 657.1429 | 37.7065 | 1885.3256 | 1874.7362 | 10.5893 | 1732 | 152.5288 | 0.79259 | 0 | 0 | 0 | 0
4460 | 1885.3256 | 5241 | 219 | 8 | 7 | 119.0476 | 1071.4286 | 0 | 657.1429 | 37.7065 | 1885.3256 | 1874.7362 | 10.5893 | 1732 | 152.5288 | 0.79259 | 0 | 0 | 0 | 0
4461 | 1885.3256 | 5265 | 220 | 8 | 8 | 119.0476 | 1071.4286 | 0 | 657.1429 | 37.7065 | 1885.3256 | 1874.7362 | 10.5893 | 1732 | 152.5288 | 0.79259 | 0 | 0 | 0 | 0
4462 | 1885.3256 | 5289 | 221 | 8 | 9 | 119.0476 | 1071.4286 | 0 | 657.1429 | 37.7065 | 1885.3256 | 1874.7362 | 10.5893 | 1732 | 152.5288 | 0.79259 | 0 | 0 | 0 | 0
4463 | 1885.3256 | 5313 | 222 | 8 | 10 | 119.0476 | 1071.4286 | 0 | 657.1429 | 37.7065 | 1885.3256 | 1874.7362 | 10.5893 | 1732 | 152.5288 | 0.79259 | 0 | 0 | 0 | 0
4464 | 1885.3256 | 5337 | 223 | 8 | 11 | 119.0476 | 1071.4286 | 0 | 657.1429 | 37.7065 | 1885.3256 | 1874.7362 | 10.5893 | 1732 | 152.5288 | 0.79259 | 0 | 0 | 0 | 0
4465 | 1885.3256 | 5361 | 224 | 8 | 12 | 119.0476 | 1071.4286 | 0 | 657.1429 | 37.7065 | 1885.3256 | 1874.7362 | 10.5893 | 1732 | 152.5288 | 0.79259 | 0 | 0 | 0 | 0
4466 | 1885.3256 | 5385 | 225 | 8 | 13 | 119.0476 | 1071.4286 | 0 | 657.1429 | 37.7065 | 1885.3256 | 1874.7362 | 10.5893 | 1732 | 152.5288 | 0.79259 | 0 | 0 | 0 | 0
4467 | 1885.3256 | 5409 | 226 | 8 | 14 | 119.0476 | 1071.4286 | 0 | 657.1429 | 37.7065 | 1885.3256 | 1874.7362 | 10.5893 | 1732 | 152.5288 | 0.79259 | 0 | 0 | 0 | 0
4468 | 1885.3256 | 5433 | 227 | 8 | 15 | 119.0476 | 1071.4286 | 0 | 657.1429 | 37.7065 | 1885.3256 | 1874.7362 | 10.5893 | 1732 | 152.5288 | 0.79259 | 0 | 0 | 0 | 0
4469 | 1885.3256 | 5457 | 228 | 8 | 16 | 119.0476 | 1071.4286 | 0 | 657.1429 | 37.7065 | 1885.3256 | 1874.7362 | 10.5893 | 1732 | 152.5288 | 0.79259 | 0 | 0 | 0 | 0
4470 | 1885.3256 | 5481 | 229 | 8 | 17 | 119.0476 | 1071.4286 | 0 | 657.1429 | 37.7065 | 1885.3256 | 1874.7362 | 10.5893 | 1732 | 152.5288 | 0.79259 | 0 | 0 | 0 | 0
4471 | 1885.3256 | 5505 | 230 | 8 | 18 | 119.0476 | 1071.4286 | 0 | 657.1429 | 37.7065 | 1885.3256 | 1874.7362 | 10.5893 | 1732 | 152.5288 | 0.79259 | 0 | 0 | 0 | 0
4472 | 1885.3256 | 5529 | 231 | 8 | 19 | 119.0476 | 1071.4286 | 0 | 657.1429 | 37.7065 | 1885.3256 | 1874.7362 | 10.5893 | 1732 | 152.5288 | 0.79259 | 0 | 0 | 0 | 0
4473 | 1885.3256 | 5553 | 232 | 8 | 20 | 119.0476 | 1071.4286 | 0 | 657.1429 | 37.7065 | 1885.3256 | 1874.7362 | 10.5893 | 1732 | 152.5288 | 0.79259 | 0 | 0 | 0 | 0
4474 | 1885.3256 | 5577 | 233 | 8 | 21 | 119.0476 | 1071.4286 | 0 | 657.1429 | 37.7065 | 1885.3256 | 1874.7362 | 10.5893 | 1732 | 152.5288 | 0.79259 | 0 | 0 | 0 | 0
4475 | 1885.3256 | 5601 | 234 | 8 | 22 | 119.0476 | 1071.4286 | 0 | 657.1429 | 37.7065 | 1885.3256 | 1874.7362 | 10.5893 | 1732 | 152.5288 | 0.79259 | 0 | 0 | 0 | 0
4476 | 1885.3256 | 5625 | 235 | 8 | 23 | 119.0476 | 1071.4286 | 0 | 657.1429 | 37.7065 | 1885.3256 | 1874.7362 | 10.5893 | 1732 | 152.5288 | 0.79259 | 0 | 0 | 0 | 0
4477 | 1885.3256 | 5649 | 236 | 8 | 24 | 119.0476 | 1071.4286 | 0 | 657.1429 | 37.7065 | 1885.3256 | 1874.7362 | 10.5893 | 1732 | 152.5288 | 0.79259 | 0 | 0 | 0 | 0
4478 | 1885.3256 | 5673 | 237 | 8 | 25 | 119.0476 | 1071.4286 | 0 | 657.1429 | 37.7065 | 1885.3256 | 1874.7362 | 10.5893 | 1732 | 152.5288 | 0.79259 | 0 | 0 | 0 | 0
4479 | 1885.3256 | 5697 | 238 | 8 | 26 | 119.0476 | 1071.4286 | 0 | 657.1429 | 37.7065 | 1885.3256 | 1874.7362 | 10.5893 | 1732 | 152.5288 | 0.79259 | 0 | 0 | 0 | 0
4480 | 1885.3256 | 5721 | 239 | 8 | 27 | 119.0476 | 1071.4286 | 0 | 657.1429 | 37.7065 | 1885.3256 | 1874.7362 | 10.5893 | 1732 | 152.5288 | 0.79259 | 0 | 0 | 0 | 0
4481 | 1885.3256 | 5745 | 240 | 8 | 28 | 119.0476 | 1071.4286 | 0 | 657.1429 | 37.7065 | 1885.3256 | 1874.7362 | 10.5893 | 1732 | 152.5288 | 0.79259 | 0 | 0 | 0 | 0
4482 | 1885.3256 | 5769 | 241 | 8 | 29 | 119.0476 | 1071.4286 | 0 | 657.1429 | 37.7065 | 1885.3256 | 1874.7362 | 10.5893 | 1732 | 152.5288 | 0.79259 | 0 | 0 | 0 | 0
4483 | 1885.3256 | 5793 | 242 | 8 | 30 | 119.0476 | 1071.4286 | 0 | 657.1429 | 37.7065 | 1885.3256 | 1874.7362 | 10.5893 | 1732 | 152.5288 | 0.79259 | 0 | 0 | 0 | 0
4484 | 1885.3256 | 5817 | 243 | 8 | 31 | 119.0476 | 1071.4286 | 0 | 657.1429 | 37.7065 | 1885.3256 | 1874.7362 | 10.5893 | 1732 | 152.5288 | 0.79259 | 0 | 0 | 0 | 0
4485 | 1868.3188 | 2889 | 121 | 5 | 1 | 952.381 | 500 | 35.7143 | 342.8571 | 37.3664 | 1868.3188 | 1857.9057 | 10.413 | 1732 | 135.6104 | 0.70467 | 0 | 0 | 0 | 0
4486 | 1868.3188 | 2913 | 122 | 5 | 2 | 952.381 | 500 | 35.7143 | 342.8571 | 37.3664 | 1868.3188 | 1857.9057 | 10.413 | 1732 | 135.6104 | 0.70467 | 0 | 0 | 0 | 0
4487 | 1868.3188 | 2937 | 123 | 5 | 3 | 952.381 | 500 | 35.7143 | 342.8571 | 37.3664 | 1868.3188 | 1857.9057 | 10.413 | 1732 | 135.6104 | 0.70467 | 0 | 0 | 0 | 0
4488 | 1868.3188 | 2961 | 124 | 5 | 4 | 952.381 | 500 | 35.7143 | 342.8571 | 37.3664 | 1868.3188 | 1857.9057 | 10.413 | 1732 | 135.6104 | 0.70467 | 0 | 0 | 0 | 0
4489 | 1868.3188 | 2985 | 125 | 5 | 5 | 952.381 | 500 | 35.7143 | 342.8571 | 37.3664 | 1868.3188 | 1857.9057 | 10.413 | 1732 | 135.6104 | 0.70467 | 0 | 0 | 0 | 0
4490 | 1868.3188 | 3009 | 126 | 5 | 6 | 952.381 | 500 | 35.7143 | 342.8571 | 37.3664 | 1868.3188 | 1857.9057 | 10.413 | 1732 | 135.6104 | 0.70467 | 0 | 0 | 0 | 0
4491 | 1868.3188 | 3033 | 127 | 5 | 7 | 952.381 | 500 | 35.7143 | 342.8571 | 37.3664 | 1868.3188 | 1857.9057 | 10.413 | 1732 | 135.6104 | 0.70467 | 0 | 0 | 0 | 0
4492 | 1868.3188 | 3057 | 128 | 5 | 8 | 952.381 | 500 | 35.7143 | 342.8571 | 37.3664 | 1868.3188 | 1857.9057 | 10.413 | 1732 | 135.6104 | 0.70467 | 0 | 0 | 0 | 0
4493 | 1868.3188 | 3081 | 129 | 5 | 9 | 952.381 | 500 | 35.7143 | 342.8571 | 37.3664 | 1868.3188 | 1857.9057 | 10.413 | 1732 | 135.6104 | 0.70467 | 0 | 0 | 0 | 0
4494 | 1868.3188 | 3105 | 130 | 5 | 10 | 952.381 | 500 | 35.7143 | 342.8571 | 37.3664 | 1868.3188 | 1857.9057 | 10.413 | 1732 | 135.6104 | 0.70467 | 0 | 0 | 0 | 0
4495 | 1868.3188 | 3129 | 131 | 5 | 11 | 952.381 | 500 | 35.7143 | 342.8571 | 37.3664 | 1868.3188 | 1857.9057 | 10.413 | 1732 | 135.6104 | 0.70467 | 0 | 0 | 0 | 0
4496 | 1868.3188 | 3153 | 132 | 5 | 12 | 952.381 | 500 | 35.7143 | 342.8571 | 37.3664 | 1868.3188 | 1857.9057 | 10.413 | 1732 | 135.6104 | 0.70467 | 0 | 0 | 0 | 0
4497 | 1868.3188 | 3177 | 133 | 5 | 13 | 952.381 | 500 | 35.7143 | 342.8571 | 37.3664 | 1868.3188 | 1857.9057 | 10.413 | 1732 | 135.6104 | 0.70467 | 0 | 0 | 0 | 0
4498 | 1868.3188 | 3201 | 134 | 5 | 14 | 952.381 | 500 | 35.7143 | 342.8571 | 37.3664 | 1868.3188 | 1857.9057 | 10.413 | 1732 | 135.6104 | 0.70467 | 0 | 0 | 0 | 0
4499 | 1868.3188 | 3225 | 135 | 5 | 15 | 952.381 | 500 | 35.7143 | 342.8571 | 37.3664 | 1868.3188 | 1857.9057 | 10.413 | 1732 | 135.6104 | 0.70467 | 0 | 0 | 0 | 0
4500 | 1868.3188 | 3249 | 136 | 5 | 16 | 952.381 | 500 | 35.7143 | 342.8571 | 37.3664 | 1868.3188 | 1857.9057 | 10.413 | 1732 | 135.6104 | 0.70467 | 0 | 0 | 0 | 0
4501 | 1868.3188 | 3273 | 137 | 5 | 17 | 952.381 | 500 | 35.7143 | 342.8571 | 37.3664 | 1868.3188 | 1857.9057 | 10.413 | 1732 | 135.6104 | 0.70467 | 0 | 0 | 0 | 0
4502 | 1868.3188 | 3297 | 138 | 5 | 18 | 952.381 | 500 | 35.7143 | 342.8571 | 37.3664 | 1868.3188 | 1857.9057 | 10.413 | 1732 | 135.6104 | 0.70467 | 0 | 0 | 0 | 0
4503 | 1868.3188 | 3321 | 139 | 5 | 19 | 952.381 | 500 | 35.7143 | 342.8571 | 37.3664 | 1868.3188 | 1857.9057 | 10.413 | 1732 | 135.6104 | 0.70467 | 0 | 0 | 0 | 0
4504 | 1868.3188 | 3345 | 140 | 5 | 20 | 952.381 | 500 | 35.7143 | 342.8571 | 37.3664 | 1868.3188 | 1857.9057 | 10.413 | 1732 | 135.6104 | 0.70467 | 0 | 0 | 0 | 0
4505 | 1868.3188 | 3369 | 141 | 5 | 21 | 952.381 | 500 | 35.7143 | 342.8571 | 37.3664 | 1868.3188 | 1857.9057 | 10.413 | 1732 | 135.6104 | 0.70467 | 0 | 0 | 0 | 0
4506 | 1868.3188 | 3393 | 142 | 5 | 22 | 952.381 | 500 | 35.7143 | 342.8571 | 37.3664 | 1868.3188 | 1857.9057 | 10.413 | 1732 | 135.6104 | 0.70467 | 0 | 0 | 0 | 0
4507 | 1868.3188 | 3417 | 143 | 5 | 23 | 952.381 | 500 | 35.7143 | 342.8571 | 37.3664 | 1868.3188 | 1857.9057 | 10.413 | 1732 | 135.6104 | 0.70467 | 0 | 0 | 0 | 0
4508 | 1868.3188 | 3441 | 144 | 5 | 24 | 952.381 | 500 | 35.7143 | 342.8571 | 37.3664 | 1868.3188 | 1857.9057 | 10.413 | 1732 | 135.6104 | 0.70467 | 0 | 0 | 0 | 0
4509 | 1868.3188 | 3465 | 145 | 5 | 25 | 952.381 | 500 | 35.7143 | 342.8571 | 37.3664 | 1868.3188 | 1857.9057 | 10.413 | 1732 | 135.6104 | 0.70467 | 0 | 0 | 0 | 0
4510 | 1868.3188 | 3489 | 146 | 5 | 26 | 952.381 | 500 | 35.7143 | 342.8571 | 37.3664 | 1868.3188 | 1857.9057 | 10.413 | 1732 | 135.6104 | 0.70467 | 0 | 0 | 0 | 0
4511 | 1868.3188 | 3513 | 147 | 5 | 27 | 952.381 | 500 | 35.7143 | 342.8571 | 37.3664 | 1868.3188 | 1857.9057 | 10.413 | 1732 | 135.6104 | 0.70467 | 0 | 0 | 0 | 0
4512 | 1868.3188 | 3537 | 148 | 5 | 28 | 952.381 | 500 | 35.7143 | 342.8571 | 37.3664 | 1868.3188 | 1857.9057 | 10.413 | 1732 | 135.6104 | 0.70467 | 0 | 0 | 0 | 0
4513 | 1868.3188 | 3561 | 149 | 5 | 29 | 952.381 | 500 | 35.7143 | 342.8571 | 37.3664 | 1868.3188 | 1857.9057 | 10.413 | 1732 | 135.6104 | 0.70467 | 0 | 0 | 0 | 0
4514 | 1868.3188 | 3585 | 150 | 5 | 30 | 952.381 | 500 | 35.7143 | 342.8571 | 37.3664 | 1868.3188 | 1857.9057 | 10.413 | 1732 | 135.6104 | 0.70467 | 0 | 0 | 0 | 0
4515 | 1868.3188 | 3609 | 151 | 5 | 31 | 952.381 | 500 | 35.7143 | 342.8571 | 37.3664 | 1868.3188 | 1857.9057 | 10.413 | 1732 | 135.6104 | 0.70467 | 0 | 0 | 0 | 0
4516 | 1834.3052 | 7301 | 305 | 11 | 1 | 1369.0476 | 428.5714 | 0 | 0 | 36.6861 | 1834.3052 | 1824.2447 | 10.0605 | 1732 | 101.7735 | 0.52885 | 0 | 0 | 0 | 0
4517 | 1834.3052 | 7305 | 305 | 11 | 1 | 1369.0476 | 285.7143 | 0 | 142.8571 | 36.6861 | 1834.3052 | 1824.2447 | 10.0605 | 1732 | 101.7735 | 0.52885 | 0 | 0 | 0 | 0
4518 | 1834.3052 | 7325 | 306 | 11 | 2 | 1369.0476 | 428.5714 | 0 | 0 | 36.6861 | 1834.3052 | 1824.2447 | 10.0605 | 1732 | 101.7735 | 0.52885 | 0 | 0 | 0 | 0
4519 | 1834.3052 | 7329 | 306 | 11 | 2 | 1369.0476 | 285.7143 | 0 | 142.8571 | 36.6861 | 1834.3052 | 1824.2447 | 10.0605 | 1732 | 101.7735 | 0.52885 | 0 | 0 | 0 | 0
4520 | 1834.3052 | 7349 | 307 | 11 | 3 | 1369.0476 | 428.5714 | 0 | 0 | 36.6861 | 1834.3052 | 1824.2447 | 10.0605 | 1732 | 101.7735 | 0.52885 | 0 | 0 | 0 | 0
4521 | 1834.3052 | 7353 | 307 | 11 | 3 | 1369.0476 | 285.7143 | 0 | 142.8571 | 36.6861 | 1834.3052 | 1824.2447 | 10.0605 | 1732 | 101.7735 | 0.52885 | 0 | 0 | 0 | 0
4522 | 1834.3052 | 7373 | 308 | 11 | 4 | 1369.0476 | 428.5714 | 0 | 0 | 36.6861 | 1834.3052 | 1824.2447 | 10.0605 | 1732 | 101.7735 | 0.52885 | 0 | 0 | 0 | 0
4523 | 1834.3052 | 7377 | 308 | 11 | 4 | 1369.0476 | 285.7143 | 0 | 142.8571 | 36.6861 | 1834.3052 | 1824.2447 | 10.0605 | 1732 | 101.7735 | 0.52885 | 0 | 0 | 0 | 0
4524 | 1834.3052 | 7397 | 309 | 11 | 5 | 1369.0476 | 428.5714 | 0 | 0 | 36.6861 | 1834.3052 | 1824.2447 | 10.0605 | 1732 | 101.7735 | 0.52885 | 0 | 0 | 0 | 0
4525 | 1834.3052 | 7401 | 309 | 11 | 5 | 1369.0476 | 285.7143 | 0 | 142.8571 | 36.6861 | 1834.3052 | 1824.2447 | 10.0605 | 1732 | 101.7735 | 0.52885 | 0 | 0 | 0 | 0
4526 | 1834.3052 | 7421 | 310 | 11 | 6 | 1369.0476 | 428.5714 | 0 | 0 | 36.6861 | 1834.3052 | 1824.2447 | 10.0605 | 1732 | 101.7735 | 0.52885 | 0 | 0 | 0 | 0
4527 | 1834.3052 | 7425 | 310 | 11 | 6 | 1369.0476 | 285.7143 | 0 | 142.8571 | 36.6861 | 1834.3052 | 1824.2447 | 10.0605 | 1732 | 101.7735 | 0.52885 | 0 | 0 | 0 | 0
4528 | 1834.3052 | 7445 | 311 | 11 | 7 | 1369.0476 | 428.5714 | 0 | 0 | 36.6861 | 1834.3052 | 1824.2447 | 10.0605 | 1732 | 101.7735 | 0.52885 | 0 | 0 | 0 | 0
4529 | 1834.3052 | 7449 | 311 | 11 | 7 | 1369.0476 | 285.7143 | 0 | 142.8571 | 36.6861 | 1834.3052 | 1824.2447 | 10.0605 | 1732 | 101.7735 | 0.52885 | 0 | 0 | 0 | 0
4530 | 1834.3052 | 7469 | 312 | 11 | 8 | 1369.0476 | 428.5714 | 0 | 0 | 36.6861 | 1834.3052 | 1824.2447 | 10.0605 | 1732 | 101.7735 | 0.52885 | 0 | 0 | 0 | 0
4531 | 1834.3052 | 7473 | 312 | 11 | 8 | 1369.0476 | 285.7143 | 0 | 142.8571 | 36.6861 | 1834.3052 | 1824.2447 | 10.0605 | 1732 | 101.7735 | 0.52885 | 0 | 0 | 0 | 0
4532 | 1834.3052 | 7493 | 313 | 11 | 9 | 1369.0476 | 428.5714 | 0 | 0 | 36.6861 | 1834.3052 | 1824.2447 | 10.0605 | 1732 | 101.7735 | 0.52885 | 0 | 0 | 0 | 0
4533 | 1834.3052 | 7497 | 313 | 11 | 9 | 1369.0476 | 285.7143 | 0 | 142.8571 | 36.6861 | 1834.3052 | 1824.2447 | 10.0605 | 1732 | 101.7735 | 0.52885 | 0 | 0 | 0 | 0
4534 | 1834.3052 | 7517 | 314 | 11 | 10 | 1369.0476 | 428.5714 | 0 | 0 | 36.6861 | 1834.3052 | 1824.2447 | 10.0605 | 1732 | 101.7735 | 0.52885 | 0 | 0 | 0 | 0
4535 | 1834.3052 | 7521 | 314 | 11 | 10 | 1369.0476 | 285.7143 | 0 | 142.8571 | 36.6861 | 1834.3052 | 1824.2447 | 10.0605 | 1732 | 101.7735 | 0.52885 | 0 | 0 | 0 | 0
4536 | 1834.3052 | 7541 | 315 | 11 | 11 | 1369.0476 | 428.5714 | 0 | 0 | 36.6861 | 1834.3052 | 1824.2447 | 10.0605 | 1732 | 101.7735 | 0.52885 | 0 | 0 | 0 | 0
4537 | 1834.3052 | 7545 | 315 | 11 | 11 | 1369.0476 | 285.7143 | 0 | 142.8571 | 36.6861 | 1834.3052 | 1824.2447 | 10.0605 | 1732 | 101.7735 | 0.52885 | 0 | 0 | 0 | 0
4538 | 1834.3052 | 7565 | 316 | 11 | 12 | 1369.0476 | 428.5714 | 0 | 0 | 36.6861 | 1834.3052 | 1824.2447 | 10.0605 | 1732 | 101.7735 | 0.52885 | 0 | 0 | 0 | 0
4539 | 1834.3052 | 7569 | 316 | 11 | 12 | 1369.0476 | 285.7143 | 0 | 142.8571 | 36.6861 | 1834.3052 | 1824.2447 | 10.0605 | 1732 | 101.7735 | 0.52885 | 0 | 0 | 0 | 0
4540 | 1834.3052 | 7589 | 317 | 11 | 13 | 1369.0476 | 428.5714 | 0 | 0 | 36.6861 | 1834.3052 | 1824.2447 | 10.0605 | 1732 | 101.7735 | 0.52885 | 0 | 0 | 0 | 0
4541 | 1834.3052 | 7593 | 317 | 11 | 13 | 1369.0476 | 285.7143 | 0 | 142.8571 | 36.6861 | 1834.3052 | 1824.2447 | 10.0605 | 1732 | 101.7735 | 0.52885 | 0 | 0 | 0 | 0
4542 | 1834.3052 | 7613 | 318 | 11 | 14 | 1369.0476 | 428.5714 | 0 | 0 | 36.6861 | 1834.3052 | 1824.2447 | 10.0605 | 1732 | 101.7735 | 0.52885 | 0 | 0 | 0 | 0
4543 | 1834.3052 | 7617 | 318 | 11 | 14 | 1369.0476 | 285.7143 | 0 | 142.8571 | 36.6861 | 1834.3052 | 1824.2447 | 10.0605 | 1732 | 101.7735 | 0.52885 | 0 | 0 | 0 | 0
4544 | 1834.3052 | 7637 | 319 | 11 | 15 | 1369.0476 | 428.5714 | 0 | 0 | 36.6861 | 1834.3052 | 1824.2447 | 10.0605 | 1732 | 101.7735 | 0.52885 | 0 | 0 | 0 | 0
4545 | 1834.3052 | 7641 | 319 | 11 | 15 | 1369.0476 | 285.7143 | 0 | 142.8571 | 36.6861 | 1834.3052 | 1824.2447 | 10.0605 | 1732 | 101.7735 | 0.52885 | 0 | 0 | 0 | 0
4546 | 1834.3052 | 7661 | 320 | 11 | 16 | 1369.0476 | 428.5714 | 0 | 0 | 36.6861 | 1834.3052 | 1824.2447 | 10.0605 | 1732 | 101.7735 | 0.52885 | 0 | 0 | 0 | 0
4547 | 1834.3052 | 7665 | 320 | 11 | 16 | 1369.0476 | 285.7143 | 0 | 142.8571 | 36.6861 | 1834.3052 | 1824.2447 | 10.0605 | 1732 | 101.7735 | 0.52885 | 0 | 0 | 0 | 0
4548 | 1834.3052 | 7685 | 321 | 11 | 17 | 1369.0476 | 428.5714 | 0 | 0 | 36.6861 | 1834.3052 | 1824.2447 | 10.0605 | 1732 | 101.7735 | 0.52885 | 0 | 0 | 0 | 0
4549 | 1834.3052 | 7689 | 321 | 11 | 17 | 1369.0476 | 285.7143 | 0 | 142.8571 | 36.6861 | 1834.3052 | 1824.2447 | 10.0605 | 1732 | 101.7735 | 0.52885 | 0 | 0 | 0 | 0
4550 | 1834.3052 | 7709 | 322 | 11 | 18 | 1369.0476 | 428.5714 | 0 | 0 | 36.6861 | 1834.3052 | 1824.2447 | 10.0605 | 1732 | 101.7735 | 0.52885 | 0 | 0 | 0 | 0
4551 | 1834.3052 | 7713 | 322 | 11 | 18 | 1369.0476 | 285.7143 | 0 | 142.8571 | 36.6861 | 1834.3052 | 1824.2447 | 10.0605 | 1732 | 101.7735 | 0.52885 | 0 | 0 | 0 | 0
4552 | 1834.3052 | 7733 | 323 | 11 | 19 | 1369.0476 | 428.5714 | 0 | 0 | 36.6861 | 1834.3052 | 1824.2447 | 10.0605 | 1732 | 101.7735 | 0.52885 | 0 | 0 | 0 | 0
4553 | 1834.3052 | 7737 | 323 | 11 | 19 | 1369.0476 | 285.7143 | 0 | 142.8571 | 36.6861 | 1834.3052 | 1824.2447 | 10.0605 | 1732 | 101.7735 | 0.52885 | 0 | 0 | 0 | 0
4554 | 1834.3052 | 7757 | 324 | 11 | 20 | 1369.0476 | 428.5714 | 0 | 0 | 36.6861 | 1834.3052 | 1824.2447 | 10.0605 | 1732 | 101.7735 | 0.52885 | 0 | 0 | 0 | 0
4555 | 1834.3052 | 7761 | 324 | 11 | 20 | 1369.0476 | 285.7143 | 0 | 142.8571 | 36.6861 | 1834.3052 | 1824.2447 | 10.0605 | 1732 | 101.7735 | 0.52885 | 0 | 0 | 0 | 0
4556 | 1834.3052 | 7781 | 325 | 11 | 21 | 1369.0476 | 428.5714 | 0 | 0 | 36.6861 | 1834.3052 | 1824.2447 | 10.0605 | 1732 | 101.7735 | 0.52885 | 0 | 0 | 0 | 0
4557 | 1834.3052 | 7785 | 325 | 11 | 21 | 1369.0476 | 285.7143 | 0 | 142.8571 | 36.6861 | 1834.3052 | 1824.2447 | 10.0605 | 1732 | 101.7735 | 0.52885 | 0 | 0 | 0 | 0
4558 | 1834.3052 | 7805 | 326 | 11 | 22 | 1369.0476 | 428.5714 | 0 | 0 | 36.6861 | 1834.3052 | 1824.2447 | 10.0605 | 1732 | 101.7735 | 0.52885 | 0 | 0 | 0 | 0
4559 | 1834.3052 | 7809 | 326 | 11 | 22 | 1369.0476 | 285.7143 | 0 | 142.8571 | 36.6861 | 1834.3052 | 1824.2447 | 10.0605 | 1732 | 101.7735 | 0.52885 | 0 | 0 | 0 | 0
4560 | 1834.3052 | 7829 | 327 | 11 | 23 | 1369.0476 | 428.5714 | 0 | 0 | 36.6861 | 1834.3052 | 1824.2447 | 10.0605 | 1732 | 101.7735 | 0.52885 | 0 | 0 | 0 | 0
4561 | 1834.3052 | 7833 | 327 | 11 | 23 | 1369.0476 | 285.7143 | 0 | 142.8571 | 36.6861 | 1834.3052 | 1824.2447 | 10.0605 | 1732 | 101.7735 | 0.52885 | 0 | 0 | 0 | 0
4562 | 1834.3052 | 7853 | 328 | 11 | 24 | 1369.0476 | 428.5714 | 0 | 0 | 36.6861 | 1834.3052 | 1824.2447 | 10.0605 | 1732 | 101.7735 | 0.52885 | 0 | 0 | 0 | 0
4563 | 1834.3052 | 7857 | 328 | 11 | 24 | 1369.0476 | 285.7143 | 0 | 142.8571 | 36.6861 | 1834.3052 | 1824.2447 | 10.0605 | 1732 | 101.7735 | 0.52885 | 0 | 0 | 0 | 0
4564 | 1834.3052 | 7877 | 329 | 11 | 25 | 1369.0476 | 428.5714 | 0 | 0 | 36.6861 | 1834.3052 | 1824.2447 | 10.0605 | 1732 | 101.7735 | 0.52885 | 0 | 0 | 0 | 0
4565 | 1834.3052 | 7881 | 329 | 11 | 25 | 1369.0476 | 285.7143 | 0 | 142.8571 | 36.6861 | 1834.3052 | 1824.2447 | 10.0605 | 1732 | 101.7735 | 0.52885 | 0 | 0 | 0 | 0
4566 | 1834.3052 | 7901 | 330 | 11 | 26 | 1369.0476 | 428.5714 | 0 | 0 | 36.6861 | 1834.3052 | 1824.2447 | 10.0605 | 1732 | 101.7735 | 0.52885 | 0 | 0 | 0 | 0
4567 | 1834.3052 | 7905 | 330 | 11 | 26 | 1369.0476 | 285.7143 | 0 | 142.8571 | 36.6861 | 1834.3052 | 1824.2447 | 10.0605 | 1732 | 101.7735 | 0.52885 | 0 | 0 | 0 | 0
4568 | 1834.3052 | 7925 | 331 | 11 | 27 | 1369.0476 | 428.5714 | 0 | 0 | 36.6861 | 1834.3052 | 1824.2447 | 10.0605 | 1732 | 101.7735 | 0.52885 | 0 | 0 | 0 | 0
4569 | 1834.3052 | 7929 | 331 | 11 | 27 | 1369.0476 | 285.7143 | 0 | 142.8571 | 36.6861 | 1834.3052 | 1824.2447 | 10.0605 | 1732 | 101.7735 | 0.52885 | 0 | 0 | 0 | 0
4570 | 1834.3052 | 7949 | 332 | 11 | 28 | 1369.0476 | 428.5714 | 0 | 0 | 36.6861 | 1834.3052 | 1824.2447 | 10.0605 | 1732 | 101.7735 | 0.52885 | 0 | 0 | 0 | 0
4571 | 1834.3052 | 7953 | 332 | 11 | 28 | 1369.0476 | 285.7143 | 0 | 142.8571 | 36.6861 | 1834.3052 | 1824.2447 | 10.0605 | 1732 | 101.7735 | 0.52885 | 0 | 0 | 0 | 0
4572 | 1834.3052 | 7973 | 333 | 11 | 29 | 1369.0476 | 428.5714 | 0 | 0 | 36.6861 | 1834.3052 | 1824.2447 | 10.0605 | 1732 | 101.7735 | 0.52885 | 0 | 0 | 0 | 0
4573 | 1834.3052 | 7977 | 333 | 11 | 29 | 1369.0476 | 285.7143 | 0 | 142.8571 | 36.6861 | 1834.3052 | 1824.2447 | 10.0605 | 1732 | 101.7735 | 0.52885 | 0 | 0 | 0 | 0
4574 | 1834.3052 | 7997 | 334 | 11 | 30 | 1369.0476 | 428.5714 | 0 | 0 | 36.6861 | 1834.3052 | 1824.2447 | 10.0605 | 1732 | 101.7735 | 0.52885 | 0 | 0 | 0 | 0
4575 | 1834.3052 | 8001 | 334 | 11 | 30 | 1369.0476 | 285.7143 | 0 | 142.8571 | 36.6861 | 1834.3052 | 1824.2447 | 10.0605 | 1732 | 101.7735 | 0.52885 | 0 | 0 | 0 | 0
4576 | 1797.862 | 6559 | 274 | 10 | 1 | 1011.9048 | 607.1429 | 0 | 142.8571 | 35.9572 | 1797.862 | 1788.1793 | 9.6827 | 1732 | 65.5198 | 0.34046 | 0 | 0 | 0 | 0
4577 | 1797.862 | 6560 | 274 | 10 | 1 | 1011.9048 | 607.1429 | 0 | 142.8571 | 35.9572 | 1797.862 | 1788.1793 | 9.6827 | 1732 | 65.5198 | 0.34046 | 0 | 0 | 0 | 0
4578 | 1797.862 | 6583 | 275 | 10 | 2 | 1011.9048 | 607.1429 | 0 | 142.8571 | 35.9572 | 1797.862 | 1788.1793 | 9.6827 | 1732 | 65.5198 | 0.34046 | 0 | 0 | 0 | 0
4579 | 1797.862 | 6584 | 275 | 10 | 2 | 1011.9048 | 607.1429 | 0 | 142.8571 | 35.9572 | 1797.862 | 1788.1793 | 9.6827 | 1732 | 65.5198 | 0.34046 | 0 | 0 | 0 | 0
4580 | 1797.862 | 6607 | 276 | 10 | 3 | 1011.9048 | 607.1429 | 0 | 142.8571 | 35.9572 | 1797.862 | 1788.1793 | 9.6827 | 1732 | 65.5198 | 0.34046 | 0 | 0 | 0 | 0
4581 | 1797.862 | 6608 | 276 | 10 | 3 | 1011.9048 | 607.1429 | 0 | 142.8571 | 35.9572 | 1797.862 | 1788.1793 | 9.6827 | 1732 | 65.5198 | 0.34046 | 0 | 0 | 0 | 0
4582 | 1797.862 | 6631 | 277 | 10 | 4 | 1011.9048 | 607.1429 | 0 | 142.8571 | 35.9572 | 1797.862 | 1788.1793 | 9.6827 | 1732 | 65.5198 | 0.34046 | 0 | 0 | 0 | 0
4583 | 1797.862 | 6632 | 277 | 10 | 4 | 1011.9048 | 607.1429 | 0 | 142.8571 | 35.9572 | 1797.862 | 1788.1793 | 9.6827 | 1732 | 65.5198 | 0.34046 | 0 | 0 | 0 | 0
4584 | 1797.862 | 6655 | 278 | 10 | 5 | 1011.9048 | 607.1429 | 0 | 142.8571 | 35.9572 | 1797.862 | 1788.1793 | 9.6827 | 1732 | 65.5198 | 0.34046 | 0 | 0 | 0 | 0
4585 | 1797.862 | 6656 | 278 | 10 | 5 | 1011.9048 | 607.1429 | 0 | 142.8571 | 35.9572 | 1797.862 | 1788.1793 | 9.6827 | 1732 | 65.5198 | 0.34046 | 0 | 0 | 0 | 0
4586 | 1797.862 | 6679 | 279 | 10 | 6 | 1011.9048 | 607.1429 | 0 | 142.8571 | 35.9572 | 1797.862 | 1788.1793 | 9.6827 | 1732 | 65.5198 | 0.34046 | 0 | 0 | 0 | 0
4587 | 1797.862 | 6680 | 279 | 10 | 6 | 1011.9048 | 607.1429 | 0 | 142.8571 | 35.9572 | 1797.862 | 1788.1793 | 9.6827 | 1732 | 65.5198 | 0.34046 | 0 | 0 | 0 | 0
4588 | 1797.862 | 6703 | 280 | 10 | 7 | 1011.9048 | 607.1429 | 0 | 142.8571 | 35.9572 | 1797.862 | 1788.1793 | 9.6827 | 1732 | 65.5198 | 0.34046 | 0 | 0 | 0 | 0
4589 | 1797.862 | 6704 | 280 | 10 | 7 | 1011.9048 | 607.1429 | 0 | 142.8571 | 35.9572 | 1797.862 | 1788.1793 | 9.6827 | 1732 | 65.5198 | 0.34046 | 0 | 0 | 0 | 0
4590 | 1797.862 | 6727 | 281 | 10 | 8 | 1011.9048 | 607.1429 | 0 | 142.8571 | 35.9572 | 1797.862 | 1788.1793 | 9.6827 | 1732 | 65.5198 | 0.34046 | 0 | 0 | 0 | 0
4591 | 1797.862 | 6728 | 281 | 10 | 8 | 1011.9048 | 607.1429 | 0 | 142.8571 | 35.9572 | 1797.862 | 1788.1793 | 9.6827 | 1732 | 65.5198 | 0.34046 | 0 | 0 | 0 | 0
4592 | 1797.862 | 6751 | 282 | 10 | 9 | 1011.9048 | 607.1429 | 0 | 142.8571 | 35.9572 | 1797.862 | 1788.1793 | 9.6827 | 1732 | 65.5198 | 0.34046 | 0 | 0 | 0 | 0
4593 | 1797.862 | 6752 | 282 | 10 | 9 | 1011.9048 | 607.1429 | 0 | 142.8571 | 35.9572 | 1797.862 | 1788.1793 | 9.6827 | 1732 | 65.5198 | 0.34046 | 0 | 0 | 0 | 0
4594 | 1797.862 | 6775 | 283 | 10 | 10 | 1011.9048 | 607.1429 | 0 | 142.8571 | 35.9572 | 1797.862 | 1788.1793 | 9.6827 | 1732 | 65.5198 | 0.34046 | 0 | 0 | 0 | 0
4595 | 1797.862 | 6776 | 283 | 10 | 10 | 1011.9048 | 607.1429 | 0 | 142.8571 | 35.9572 | 1797.862 | 1788.1793 | 9.6827 | 1732 | 65.5198 | 0.34046 | 0 | 0 | 0 | 0
4596 | 1797.862 | 6799 | 284 | 10 | 11 | 1011.9048 | 607.1429 | 0 | 142.8571 | 35.9572 | 1797.862 | 1788.1793 | 9.6827 | 1732 | 65.5198 | 0.34046 | 0 | 0 | 0 | 0
4597 | 1797.862 | 6800 | 284 | 10 | 11 | 1011.9048 | 607.1429 | 0 | 142.8571 | 35.9572 | 1797.862 | 1788.1793 | 9.6827 | 1732 | 65.5198 | 0.34046 | 0 | 0 | 0 | 0
4598 | 1797.862 | 6823 | 285 | 10 | 12 | 1011.9048 | 607.1429 | 0 | 142.8571 | 35.9572 | 1797.862 | 1788.1793 | 9.6827 | 1732 | 65.5198 | 0.34046 | 0 | 0 | 0 | 0
4599 | 1797.862 | 6824 | 285 | 10 | 12 | 1011.9048 | 607.1429 | 0 | 142.8571 | 35.9572 | 1797.862 | 1788.1793 | 9.6827 | 1732 | 65.5198 | 0.34046 | 0 | 0 | 0 | 0
4600 | 1797.862 | 6847 | 286 | 10 | 13 | 1011.9048 | 607.1429 | 0 | 142.8571 | 35.9572 | 1797.862 | 1788.1793 | 9.6827 | 1732 | 65.5198 | 0.34046 | 0 | 0 | 0 | 0
4601 | 1797.862 | 6848 | 286 | 10 | 13 | 1011.9048 | 607.1429 | 0 | 142.8571 | 35.9572 | 1797.862 | 1788.1793 | 9.6827 | 1732 | 65.5198 | 0.34046 | 0 | 0 | 0 | 0
4602 | 1797.862 | 6871 | 287 | 10 | 14 | 1011.9048 | 607.1429 | 0 | 142.8571 | 35.9572 | 1797.862 | 1788.1793 | 9.6827 | 1732 | 65.5198 | 0.34046 | 0 | 0 | 0 | 0
4603 | 1797.862 | 6872 | 287 | 10 | 14 | 1011.9048 | 607.1429 | 0 | 142.8571 | 35.9572 | 1797.862 | 1788.1793 | 9.6827 | 1732 | 65.5198 | 0.34046 | 0 | 0 | 0 | 0
4604 | 1797.862 | 6895 | 288 | 10 | 15 | 1011.9048 | 607.1429 | 0 | 142.8571 | 35.9572 | 1797.862 | 1788.1793 | 9.6827 | 1732 | 65.5198 | 0.34046 | 0 | 0 | 0 | 0
4605 | 1797.862 | 6896 | 288 | 10 | 15 | 1011.9048 | 607.1429 | 0 | 142.8571 | 35.9572 | 1797.862 | 1788.1793 | 9.6827 | 1732 | 65.5198 | 0.34046 | 0 | 0 | 0 | 0
4606 | 1797.862 | 6919 | 289 | 10 | 16 | 1011.9048 | 607.1429 | 0 | 142.8571 | 35.9572 | 1797.862 | 1788.1793 | 9.6827 | 1732 | 65.5198 | 0.34046 | 0 | 0 | 0 | 0
4607 | 1797.862 | 6920 | 289 | 10 | 16 | 1011.9048 | 607.1429 | 0 | 142.8571 | 35.9572 | 1797.862 | 1788.1793 | 9.6827 | 1732 | 65.5198 | 0.34046 | 0 | 0 | 0 | 0
4608 | 1797.862 | 6943 | 290 | 10 | 17 | 1011.9048 | 607.1429 | 0 | 142.8571 | 35.9572 | 1797.862 | 1788.1793 | 9.6827 | 1732 | 65.5198 | 0.34046 | 0 | 0 | 0 | 0
4609 | 1797.862 | 6944 | 290 | 10 | 17 | 1011.9048 | 607.1429 | 0 | 142.8571 | 35.9572 | 1797.862 | 1788.1793 | 9.6827 | 1732 | 65.5198 | 0.34046 | 0 | 0 | 0 | 0
4610 | 1797.862 | 6967 | 291 | 10 | 18 | 1011.9048 | 607.1429 | 0 | 142.8571 | 35.9572 | 1797.862 | 1788.1793 | 9.6827 | 1732 | 65.5198 | 0.34046 | 0 | 0 | 0 | 0
4611 | 1797.862 | 6968 | 291 | 10 | 18 | 1011.9048 | 607.1429 | 0 | 142.8571 | 35.9572 | 1797.862 | 1788.1793 | 9.6827 | 1732 | 65.5198 | 0.34046 | 0 | 0 | 0 | 0
4612 | 1797.862 | 6991 | 292 | 10 | 19 | 1011.9048 | 607.1429 | 0 | 142.8571 | 35.9572 | 1797.862 | 1788.1793 | 9.6827 | 1732 | 65.5198 | 0.34046 | 0 | 0 | 0 | 0
4613 | 1797.862 | 6992 | 292 | 10 | 19 | 1011.9048 | 607.1429 | 0 | 142.8571 | 35.9572 | 1797.862 | 1788.1793 | 9.6827 | 1732 | 65.5198 | 0.34046 | 0 | 0 | 0 | 0
4614 | 1797.862 | 7015 | 293 | 10 | 20 | 1011.9048 | 607.1429 | 0 | 142.8571 | 35.9572 | 1797.862 | 1788.1793 | 9.6827 | 1732 | 65.5198 | 0.34046 | 0 | 0 | 0 | 0
4615 | 1797.862 | 7016 | 293 | 10 | 20 | 1011.9048 | 607.1429 | 0 | 142.8571 | 35.9572 | 1797.862 | 1788.1793 | 9.6827 | 1732 | 65.5198 | 0.34046 | 0 | 0 | 0 | 0
4616 | 1797.862 | 7039 | 294 | 10 | 21 | 1011.9048 | 607.1429 | 0 | 142.8571 | 35.9572 | 1797.862 | 1788.1793 | 9.6827 | 1732 | 65.5198 | 0.34046 | 0 | 0 | 0 | 0
4617 | 1797.862 | 7040 | 294 | 10 | 21 | 1011.9048 | 607.1429 | 0 | 142.8571 | 35.9572 | 1797.862 | 1788.1793 | 9.6827 | 1732 | 65.5198 | 0.34046 | 0 | 0 | 0 | 0
4618 | 1797.862 | 7063 | 295 | 10 | 22 | 1011.9048 | 607.1429 | 0 | 142.8571 | 35.9572 | 1797.862 | 1788.1793 | 9.6827 | 1732 | 65.5198 | 0.34046 | 0 | 0 | 0 | 0
4619 | 1797.862 | 7064 | 295 | 10 | 22 | 1011.9048 | 607.1429 | 0 | 142.8571 | 35.9572 | 1797.862 | 1788.1793 | 9.6827 | 1732 | 65.5198 | 0.34046 | 0 | 0 | 0 | 0
4620 | 1797.862 | 7087 | 296 | 10 | 23 | 1011.9048 | 607.1429 | 0 | 142.8571 | 35.9572 | 1797.862 | 1788.1793 | 9.6827 | 1732 | 65.5198 | 0.34046 | 0 | 0 | 0 | 0
4621 | 1797.862 | 7088 | 296 | 10 | 23 | 1011.9048 | 607.1429 | 0 | 142.8571 | 35.9572 | 1797.862 | 1788.1793 | 9.6827 | 1732 | 65.5198 | 0.34046 | 0 | 0 | 0 | 0
4622 | 1797.862 | 7111 | 297 | 10 | 24 | 1011.9048 | 607.1429 | 0 | 142.8571 | 35.9572 | 1797.862 | 1788.1793 | 9.6827 | 1732 | 65.5198 | 0.34046 | 0 | 0 | 0 | 0
4623 | 1797.862 | 7112 | 297 | 10 | 24 | 1011.9048 | 607.1429 | 0 | 142.8571 | 35.9572 | 1797.862 | 1788.1793 | 9.6827 | 1732 | 65.5198 | 0.34046 | 0 | 0 | 0 | 0
4624 | 1797.862 | 7135 | 298 | 10 | 25 | 1011.9048 | 607.1429 | 0 | 142.8571 | 35.9572 | 1797.862 | 1788.1793 | 9.6827 | 1732 | 65.5198 | 0.34046 | 0 | 0 | 0 | 0
4625 | 1797.862 | 7136 | 298 | 10 | 25 | 1011.9048 | 607.1429 | 0 | 142.8571 | 35.9572 | 1797.862 | 1788.1793 | 9.6827 | 1732 | 65.5198 | 0.34046 | 0 | 0 | 0 | 0
4626 | 1797.862 | 7159 | 299 | 10 | 26 | 1011.9048 | 607.1429 | 0 | 142.8571 | 35.9572 | 1797.862 | 1788.1793 | 9.6827 | 1732 | 65.5198 | 0.34046 | 0 | 0 | 0 | 0
4627 | 1797.862 | 7160 | 299 | 10 | 26 | 1011.9048 | 607.1429 | 0 | 142.8571 | 35.9572 | 1797.862 | 1788.1793 | 9.6827 | 1732 | 65.5198 | 0.34046 | 0 | 0 | 0 | 0
4628 | 1797.862 | 7183 | 300 | 10 | 27 | 1011.9048 | 607.1429 | 0 | 142.8571 | 35.9572 | 1797.862 | 1788.1793 | 9.6827 | 1732 | 65.5198 | 0.34046 | 0 | 0 | 0 | 0
4629 | 1797.862 | 7184 | 300 | 10 | 27 | 1011.9048 | 607.1429 | 0 | 142.8571 | 35.9572 | 1797.862 | 1788.1793 | 9.6827 | 1732 | 65.5198 | 0.34046 | 0 | 0 | 0 | 0
4630 | 1797.862 | 7207 | 301 | 10 | 28 | 1011.9048 | 607.1429 | 0 | 142.8571 | 35.9572 | 1797.862 | 1788.1793 | 9.6827 | 1732 | 65.5198 | 0.34046 | 0 | 0 | 0 | 0
4631 | 1797.862 | 7208 | 301 | 10 | 28 | 1011.9048 | 607.1429 | 0 | 142.8571 | 35.9572 | 1797.862 | 1788.1793 | 9.6827 | 1732 | 65.5198 | 0.34046 | 0 | 0 | 0 | 0
4632 | 1797.862 | 7231 | 302 | 10 | 29 | 1011.9048 | 607.1429 | 0 | 142.8571 | 35.9572 | 1797.862 | 1788.1793 | 9.6827 | 1732 | 65.5198 | 0.34046 | 0 | 0 | 0 | 0
4633 | 1797.862 | 7232 | 302 | 10 | 29 | 1011.9048 | 607.1429 | 0 | 142.8571 | 35.9572 | 1797.862 | 1788.1793 | 9.6827 | 1732 | 65.5198 | 0.34046 | 0 | 0 | 0 | 0
4634 | 1797.862 | 7255 | 303 | 10 | 30 | 1011.9048 | 607.1429 | 0 | 142.8571 | 35.9572 | 1797.862 | 1788.1793 | 9.6827 | 1732 | 65.5198 | 0.34046 | 0 | 0 | 0 | 0
4635 | 1797.862 | 7256 | 303 | 10 | 30 | 1011.9048 | 607.1429 | 0 | 142.8571 | 35.9572 | 1797.862 | 1788.1793 | 9.6827 | 1732 | 65.5198 | 0.34046 | 0 | 0 | 0 | 0
4636 | 1797.862 | 7279 | 304 | 10 | 31 | 1011.9048 | 607.1429 | 0 | 142.8571 | 35.9572 | 1797.862 | 1788.1793 | 9.6827 | 1732 | 65.5198 | 0.34046 | 0 | 0 | 0 | 0
4637 | 1797.862 | 7280 | 304 | 10 | 31 | 1011.9048 | 607.1429 | 0 | 142.8571 | 35.9572 | 1797.862 | 1788.1793 | 9.6827 | 1732 | 65.5198 | 0.34046 | 0 | 0 | 0 | 0
4638 | 1773.5666 | 2885 | 121 | 5 | 1 | 952.381 | 750 | 35.7143 | 0 | 35.4713 | 1773.5666 | 1764.1357 | 9.4309 | 1732 | 41.3506 | 0.21487 | 0 | 0 | 0 | 0
4639 | 1773.5666 | 2909 | 122 | 5 | 2 | 952.381 | 750 | 35.7143 | 0 | 35.4713 | 1773.5666 | 1764.1357 | 9.4309 | 1732 | 41.3506 | 0.21487 | 0 | 0 | 0 | 0
4640 | 1773.5666 | 2933 | 123 | 5 | 3 | 952.381 | 750 | 35.7143 | 0 | 35.4713 | 1773.5666 | 1764.1357 | 9.4309 | 1732 | 41.3506 | 0.21487 | 0 | 0 | 0 | 0
4641 | 1773.5666 | 2957 | 124 | 5 | 4 | 952.381 | 750 | 35.7143 | 0 | 35.4713 | 1773.5666 | 1764.1357 | 9.4309 | 1732 | 41.3506 | 0.21487 | 0 | 0 | 0 | 0
4642 | 1773.5666 | 2981 | 125 | 5 | 5 | 952.381 | 750 | 35.7143 | 0 | 35.4713 | 1773.5666 | 1764.1357 | 9.4309 | 1732 | 41.3506 | 0.21487 | 0 | 0 | 0 | 0
4643 | 1773.5666 | 3005 | 126 | 5 | 6 | 952.381 | 750 | 35.7143 | 0 | 35.4713 | 1773.5666 | 1764.1357 | 9.4309 | 1732 | 41.3506 | 0.21487 | 0 | 0 | 0 | 0
4644 | 1773.5666 | 3029 | 127 | 5 | 7 | 952.381 | 750 | 35.7143 | 0 | 35.4713 | 1773.5666 | 1764.1357 | 9.4309 | 1732 | 41.3506 | 0.21487 | 0 | 0 | 0 | 0
4645 | 1773.5666 | 3053 | 128 | 5 | 8 | 952.381 | 750 | 35.7143 | 0 | 35.4713 | 1773.5666 | 1764.1357 | 9.4309 | 1732 | 41.3506 | 0.21487 | 0 | 0 | 0 | 0
4646 | 1773.5666 | 3077 | 129 | 5 | 9 | 952.381 | 750 | 35.7143 | 0 | 35.4713 | 1773.5666 | 1764.1357 | 9.4309 | 1732 | 41.3506 | 0.21487 | 0 | 0 | 0 | 0
4647 | 1773.5666 | 3101 | 130 | 5 | 10 | 952.381 | 750 | 35.7143 | 0 | 35.4713 | 1773.5666 | 1764.1357 | 9.4309 | 1732 | 41.3506 | 0.21487 | 0 | 0 | 0 | 0
4648 | 1773.5666 | 3125 | 131 | 5 | 11 | 952.381 | 750 | 35.7143 | 0 | 35.4713 | 1773.5666 | 1764.1357 | 9.4309 | 1732 | 41.3506 | 0.21487 | 0 | 0 | 0 | 0
4649 | 1773.5666 | 3149 | 132 | 5 | 12 | 952.381 | 750 | 35.7143 | 0 | 35.4713 | 1773.5666 | 1764.1357 | 9.4309 | 1732 | 41.3506 | 0.21487 | 0 | 0 | 0 | 0
4650 | 1773.5666 | 3173 | 133 | 5 | 13 | 952.381 | 750 | 35.7143 | 0 | 35.4713 | 1773.5666 | 1764.1357 | 9.4309 | 1732 | 41.3506 | 0.21487 | 0 | 0 | 0 | 0
4651 | 1773.5666 | 3197 | 134 | 5 | 14 | 952.381 | 750 | 35.7143 | 0 | 35.4713 | 1773.5666 | 1764.1357 | 9.4309 | 1732 | 41.3506 | 0.21487 | 0 | 0 | 0 | 0
4652 | 1773.5666 | 3221 | 135 | 5 | 15 | 952.381 | 750 | 35.7143 | 0 | 35.4713 | 1773.5666 | 1764.1357 | 9.4309 | 1732 | 41.3506 | 0.21487 | 0 | 0 | 0 | 0
4653 | 1773.5666 | 3245 | 136 | 5 | 16 | 952.381 | 750 | 35.7143 | 0 | 35.4713 | 1773.5666 | 1764.1357 | 9.4309 | 1732 | 41.3506 | 0.21487 | 0 | 0 | 0 | 0
4654 | 1773.5666 | 3269 | 137 | 5 | 17 | 952.381 | 750 | 35.7143 | 0 | 35.4713 | 1773.5666 | 1764.1357 | 9.4309 | 1732 | 41.3506 | 0.21487 | 0 | 0 | 0 | 0
4655 | 1773.5666 | 3293 | 138 | 5 | 18 | 952.381 | 750 | 35.7143 | 0 | 35.4713 | 1773.5666 | 1764.1357 | 9.4309 | 1732 | 41.3506 | 0.21487 | 0 | 0 | 0 | 0
4656 | 1773.5666 | 3317 | 139 | 5 | 19 | 952.381 | 750 | 35.7143 | 0 | 35.4713 | 1773.5666 | 1764.1357 | 9.4309 | 1732 | 41.3506 | 0.21487 | 0 | 0 | 0 | 0
4657 | 1773.5666 | 3341 | 140 | 5 | 20 | 952.381 | 750 | 35.7143 | 0 | 35.4713 | 1773.5666 | 1764.1357 | 9.4309 | 1732 | 41.3506 | 0.21487 | 0 | 0 | 0 | 0
4658 | 1773.5666 | 3365 | 141 | 5 | 21 | 952.381 | 750 | 35.7143 | 0 | 35.4713 | 1773.5666 | 1764.1357 | 9.4309 | 1732 | 41.3506 | 0.21487 | 0 | 0 | 0 | 0
4659 | 1773.5666 | 3389 | 142 | 5 | 22 | 952.381 | 750 | 35.7143 | 0 | 35.4713 | 1773.5666 | 1764.1357 | 9.4309 | 1732 | 41.3506 | 0.21487 | 0 | 0 | 0 | 0
4660 | 1773.5666 | 3413 | 143 | 5 | 23 | 952.381 | 750 | 35.7143 | 0 | 35.4713 | 1773.5666 | 1764.1357 | 9.4309 | 1732 | 41.3506 | 0.21487 | 0 | 0 | 0 | 0
4661 | 1773.5666 | 3437 | 144 | 5 | 24 | 952.381 | 750 | 35.7143 | 0 | 35.4713 | 1773.5666 | 1764.1357 | 9.4309 | 1732 | 41.3506 | 0.21487 | 0 | 0 | 0 | 0
4662 | 1773.5666 | 3461 | 145 | 5 | 25 | 952.381 | 750 | 35.7143 | 0 | 35.4713 | 1773.5666 | 1764.1357 | 9.4309 | 1732 | 41.3506 | 0.21487 | 0 | 0 | 0 | 0
4663 | 1773.5666 | 3485 | 146 | 5 | 26 | 952.381 | 750 | 35.7143 | 0 | 35.4713 | 1773.5666 | 1764.1357 | 9.4309 | 1732 | 41.3506 | 0.21487 | 0 | 0 | 0 | 0
4664 | 1773.5666 | 3509 | 147 | 5 | 27 | 952.381 | 750 | 35.7143 | 0 | 35.4713 | 1773.5666 | 1764.1357 | 9.4309 | 1732 | 41.3506 | 0.21487 | 0 | 0 | 0 | 0
4665 | 1773.5666 | 3533 | 148 | 5 | 28 | 952.381 | 750 | 35.7143 | 0 | 35.4713 | 1773.5666 | 1764.1357 | 9.4309 | 1732 | 41.3506 | 0.21487 | 0 | 0 | 0 | 0
4666 | 1773.5666 | 3557 | 149 | 5 | 29 | 952.381 | 750 | 35.7143 | 0 | 35.4713 | 1773.5666 | 1764.1357 | 9.4309 | 1732 | 41.3506 | 0.21487 | 0 | 0 | 0 | 0
4667 | 1773.5666 | 3581 | 150 | 5 | 30 | 952.381 | 750 | 35.7143 | 0 | 35.4713 | 1773.5666 | 1764.1357 | 9.4309 | 1732 | 41.3506 | 0.21487 | 0 | 0 | 0 | 0
4668 | 1773.5666 | 3605 | 151 | 5 | 31 | 952.381 | 750 | 35.7143 | 0 | 35.4713 | 1773.5666 | 1764.1357 | 9.4309 | 1732 | 41.3506 | 0.21487 | 0 | 0 | 0 | 0
4669 | 1761.4189 | 4349 | 182 | 7 | 1 | 119.0476 | 1607.1429 | 0 | 0 | 35.2284 | 1761.4189 | 1752.1139 | 9.3049 | 1732 | 29.266 | 0.15207 | 0 | 0 | 0 | 0
4670 | 1761.4189 | 4373 | 183 | 7 | 2 | 119.0476 | 1607.1429 | 0 | 0 | 35.2284 | 1761.4189 | 1752.1139 | 9.3049 | 1732 | 29.266 | 0.15207 | 0 | 0 | 0 | 0
4671 | 1761.4189 | 4397 | 184 | 7 | 3 | 119.0476 | 1607.1429 | 0 | 0 | 35.2284 | 1761.4189 | 1752.1139 | 9.3049 | 1732 | 29.266 | 0.15207 | 0 | 0 | 0 | 0
4672 | 1761.4189 | 4421 | 185 | 7 | 4 | 119.0476 | 1607.1429 | 0 | 0 | 35.2284 | 1761.4189 | 1752.1139 | 9.3049 | 1732 | 29.266 | 0.15207 | 0 | 0 | 0 | 0
4673 | 1761.4189 | 4445 | 186 | 7 | 5 | 119.0476 | 1607.1429 | 0 | 0 | 35.2284 | 1761.4189 | 1752.1139 | 9.3049 | 1732 | 29.266 | 0.15207 | 0 | 0 | 0 | 0
4674 | 1761.4189 | 4469 | 187 | 7 | 6 | 119.0476 | 1607.1429 | 0 | 0 | 35.2284 | 1761.4189 | 1752.1139 | 9.3049 | 1732 | 29.266 | 0.15207 | 0 | 0 | 0 | 0
4675 | 1761.4189 | 4493 | 188 | 7 | 7 | 119.0476 | 1607.1429 | 0 | 0 | 35.2284 | 1761.4189 | 1752.1139 | 9.3049 | 1732 | 29.266 | 0.15207 | 0 | 0 | 0 | 0
4676 | 1761.4189 | 4517 | 189 | 7 | 8 | 119.0476 | 1607.1429 | 0 | 0 | 35.2284 | 1761.4189 | 1752.1139 | 9.3049 | 1732 | 29.266 | 0.15207 | 0 | 0 | 0 | 0
4677 | 1761.4189 | 4541 | 190 | 7 | 9 | 119.0476 | 1607.1429 | 0 | 0 | 35.2284 | 1761.4189 | 1752.1139 | 9.3049 | 1732 | 29.266 | 0.15207 | 0 | 0 | 0 | 0
4678 | 1761.4189 | 4565 | 191 | 7 | 10 | 119.0476 | 1607.1429 | 0 | 0 | 35.2284 | 1761.4189 | 1752.1139 | 9.3049 | 1732 | 29.266 | 0.15207 | 0 | 0 | 0 | 0
4679 | 1761.4189 | 4589 | 192 | 7 | 11 | 119.0476 | 1607.1429 | 0 | 0 | 35.2284 | 1761.4189 | 1752.1139 | 9.3049 | 1732 | 29.266 | 0.15207 | 0 | 0 | 0 | 0
4680 | 1761.4189 | 4613 | 193 | 7 | 12 | 119.0476 | 1607.1429 | 0 | 0 | 35.2284 | 1761.4189 | 1752.1139 | 9.3049 | 1732 | 29.266 | 0.15207 | 0 | 0 | 0 | 0
4681 | 1761.4189 | 4637 | 194 | 7 | 13 | 119.0476 | 1607.1429 | 0 | 0 | 35.2284 | 1761.4189 | 1752.1139 | 9.3049 | 1732 | 29.266 | 0.15207 | 0 | 0 | 0 | 0
4682 | 1761.4189 | 4661 | 195 | 7 | 14 | 119.0476 | 1607.1429 | 0 | 0 | 35.2284 | 1761.4189 | 1752.1139 | 9.3049 | 1732 | 29.266 | 0.15207 | 0 | 0 | 0 | 0
4683 | 1761.4189 | 4685 | 196 | 7 | 15 | 119.0476 | 1607.1429 | 0 | 0 | 35.2284 | 1761.4189 | 1752.1139 | 9.3049 | 1732 | 29.266 | 0.15207 | 0 | 0 | 0 | 0
4684 | 1761.4189 | 4709 | 197 | 7 | 16 | 119.0476 | 1607.1429 | 0 | 0 | 35.2284 | 1761.4189 | 1752.1139 | 9.3049 | 1732 | 29.266 | 0.15207 | 0 | 0 | 0 | 0
4685 | 1761.4189 | 4733 | 198 | 7 | 17 | 119.0476 | 1607.1429 | 0 | 0 | 35.2284 | 1761.4189 | 1752.1139 | 9.3049 | 1732 | 29.266 | 0.15207 | 0 | 0 | 0 | 0
4686 | 1761.4189 | 4757 | 199 | 7 | 18 | 119.0476 | 1607.1429 | 0 | 0 | 35.2284 | 1761.4189 | 1752.1139 | 9.3049 | 1732 | 29.266 | 0.15207 | 0 | 0 | 0 | 0
4687 | 1761.4189 | 4781 | 200 | 7 | 19 | 119.0476 | 1607.1429 | 0 | 0 | 35.2284 | 1761.4189 | 1752.1139 | 9.3049 | 1732 | 29.266 | 0.15207 | 0 | 0 | 0 | 0
4688 | 1761.4189 | 4805 | 201 | 7 | 20 | 119.0476 | 1607.1429 | 0 | 0 | 35.2284 | 1761.4189 | 1752.1139 | 9.3049 | 1732 | 29.266 | 0.15207 | 0 | 0 | 0 | 0
4689 | 1761.4189 | 4829 | 202 | 7 | 21 | 119.0476 | 1607.1429 | 0 | 0 | 35.2284 | 1761.4189 | 1752.1139 | 9.3049 | 1732 | 29.266 | 0.15207 | 0 | 0 | 0 | 0
4690 | 1761.4189 | 4853 | 203 | 7 | 22 | 119.0476 | 1607.1429 | 0 | 0 | 35.2284 | 1761.4189 | 1752.1139 | 9.3049 | 1732 | 29.266 | 0.15207 | 0 | 0 | 0 | 0
4691 | 1761.4189 | 4877 | 204 | 7 | 23 | 119.0476 | 1607.1429 | 0 | 0 | 35.2284 | 1761.4189 | 1752.1139 | 9.3049 | 1732 | 29.266 | 0.15207 | 0 | 0 | 0 | 0
4692 | 1761.4189 | 4901 | 205 | 7 | 24 | 119.0476 | 1607.1429 | 0 | 0 | 35.2284 | 1761.4189 | 1752.1139 | 9.3049 | 1732 | 29.266 | 0.15207 | 0 | 0 | 0 | 0
4693 | 1761.4189 | 4925 | 206 | 7 | 25 | 119.0476 | 1607.1429 | 0 | 0 | 35.2284 | 1761.4189 | 1752.1139 | 9.3049 | 1732 | 29.266 | 0.15207 | 0 | 0 | 0 | 0
4694 | 1761.4189 | 4949 | 207 | 7 | 26 | 119.0476 | 1607.1429 | 0 | 0 | 35.2284 | 1761.4189 | 1752.1139 | 9.3049 | 1732 | 29.266 | 0.15207 | 0 | 0 | 0 | 0
4695 | 1761.4189 | 4973 | 208 | 7 | 27 | 119.0476 | 1607.1429 | 0 | 0 | 35.2284 | 1761.4189 | 1752.1139 | 9.3049 | 1732 | 29.266 | 0.15207 | 0 | 0 | 0 | 0
4696 | 1761.4189 | 4997 | 209 | 7 | 28 | 119.0476 | 1607.1429 | 0 | 0 | 35.2284 | 1761.4189 | 1752.1139 | 9.3049 | 1732 | 29.266 | 0.15207 | 0 | 0 | 0 | 0
4697 | 1761.4189 | 5021 | 210 | 7 | 29 | 119.0476 | 1607.1429 | 0 | 0 | 35.2284 | 1761.4189 | 1752.1139 | 9.3049 | 1732 | 29.266 | 0.15207 | 0 | 0 | 0 | 0
4698 | 1761.4189 | 5045 | 211 | 7 | 30 | 119.0476 | 1607.1429 | 0 | 0 | 35.2284 | 1761.4189 | 1752.1139 | 9.3049 | 1732 | 29.266 | 0.15207 | 0 | 0 | 0 | 0
4699 | 1761.4189 | 5069 | 212 | 7 | 31 | 119.0476 | 1607.1429 | 0 | 0 | 35.2284 | 1761.4189 | 1752.1139 | 9.3049 | 1732 | 29.266 | 0.15207 | 0 | 0 | 0 | 0
4700 | 1761.4189 | 5093 | 213 | 8 | 1 | 119.0476 | 1607.1429 | 0 | 0 | 35.2284 | 1761.4189 | 1752.1139 | 9.3049 | 1732 | 29.266 | 0.15207 | 0 | 0 | 0 | 0
4701 | 1761.4189 | 5117 | 214 | 8 | 2 | 119.0476 | 1607.1429 | 0 | 0 | 35.2284 | 1761.4189 | 1752.1139 | 9.3049 | 1732 | 29.266 | 0.15207 | 0 | 0 | 0 | 0
4702 | 1761.4189 | 5141 | 215 | 8 | 3 | 119.0476 | 1607.1429 | 0 | 0 | 35.2284 | 1761.4189 | 1752.1139 | 9.3049 | 1732 | 29.266 | 0.15207 | 0 | 0 | 0 | 0
4703 | 1761.4189 | 5165 | 216 | 8 | 4 | 119.0476 | 1607.1429 | 0 | 0 | 35.2284 | 1761.4189 | 1752.1139 | 9.3049 | 1732 | 29.266 | 0.15207 | 0 | 0 | 0 | 0
4704 | 1761.4189 | 5189 | 217 | 8 | 5 | 119.0476 | 1607.1429 | 0 | 0 | 35.2284 | 1761.4189 | 1752.1139 | 9.3049 | 1732 | 29.266 | 0.15207 | 0 | 0 | 0 | 0
4705 | 1761.4189 | 5213 | 218 | 8 | 6 | 119.0476 | 1607.1429 | 0 | 0 | 35.2284 | 1761.4189 | 1752.1139 | 9.3049 | 1732 | 29.266 | 0.15207 | 0 | 0 | 0 | 0
4706 | 1761.4189 | 5237 | 219 | 8 | 7 | 119.0476 | 1607.1429 | 0 | 0 | 35.2284 | 1761.4189 | 1752.1139 | 9.3049 | 1732 | 29.266 | 0.15207 | 0 | 0 | 0 | 0
4707 | 1761.4189 | 5261 | 220 | 8 | 8 | 119.0476 | 1607.1429 | 0 | 0 | 35.2284 | 1761.4189 | 1752.1139 | 9.3049 | 1732 | 29.266 | 0.15207 | 0 | 0 | 0 | 0
4708 | 1761.4189 | 5285 | 221 | 8 | 9 | 119.0476 | 1607.1429 | 0 | 0 | 35.2284 | 1761.4189 | 1752.1139 | 9.3049 | 1732 | 29.266 | 0.15207 | 0 | 0 | 0 | 0
4709 | 1761.4189 | 5309 | 222 | 8 | 10 | 119.0476 | 1607.1429 | 0 | 0 | 35.2284 | 1761.4189 | 1752.1139 | 9.3049 | 1732 | 29.266 | 0.15207 | 0 | 0 | 0 | 0
4710 | 1761.4189 | 5333 | 223 | 8 | 11 | 119.0476 | 1607.1429 | 0 | 0 | 35.2284 | 1761.4189 | 1752.1139 | 9.3049 | 1732 | 29.266 | 0.15207 | 0 | 0 | 0 | 0
4711 | 1761.4189 | 5357 | 224 | 8 | 12 | 119.0476 | 1607.1429 | 0 | 0 | 35.2284 | 1761.4189 | 1752.1139 | 9.3049 | 1732 | 29.266 | 0.15207 | 0 | 0 | 0 | 0
4712 | 1761.4189 | 5381 | 225 | 8 | 13 | 119.0476 | 1607.1429 | 0 | 0 | 35.2284 | 1761.4189 | 1752.1139 | 9.3049 | 1732 | 29.266 | 0.15207 | 0 | 0 | 0 | 0
4713 | 1761.4189 | 5405 | 226 | 8 | 14 | 119.0476 | 1607.1429 | 0 | 0 | 35.2284 | 1761.4189 | 1752.1139 | 9.3049 | 1732 | 29.266 | 0.15207 | 0 | 0 | 0 | 0
4714 | 1761.4189 | 5429 | 227 | 8 | 15 | 119.0476 | 1607.1429 | 0 | 0 | 35.2284 | 1761.4189 | 1752.1139 | 9.3049 | 1732 | 29.266 | 0.15207 | 0 | 0 | 0 | 0
4715 | 1761.4189 | 5453 | 228 | 8 | 16 | 119.0476 | 1607.1429 | 0 | 0 | 35.2284 | 1761.4189 | 1752.1139 | 9.3049 | 1732 | 29.266 | 0.15207 | 0 | 0 | 0 | 0
4716 | 1761.4189 | 5477 | 229 | 8 | 17 | 119.0476 | 1607.1429 | 0 | 0 | 35.2284 | 1761.4189 | 1752.1139 | 9.3049 | 1732 | 29.266 | 0.15207 | 0 | 0 | 0 | 0
4717 | 1761.4189 | 5501 | 230 | 8 | 18 | 119.0476 | 1607.1429 | 0 | 0 | 35.2284 | 1761.4189 | 1752.1139 | 9.3049 | 1732 | 29.266 | 0.15207 | 0 | 0 | 0 | 0
4718 | 1761.4189 | 5525 | 231 | 8 | 19 | 119.0476 | 1607.1429 | 0 | 0 | 35.2284 | 1761.4189 | 1752.1139 | 9.3049 | 1732 | 29.266 | 0.15207 | 0 | 0 | 0 | 0
4719 | 1761.4189 | 5549 | 232 | 8 | 20 | 119.0476 | 1607.1429 | 0 | 0 | 35.2284 | 1761.4189 | 1752.1139 | 9.3049 | 1732 | 29.266 | 0.15207 | 0 | 0 | 0 | 0
4720 | 1761.4189 | 5573 | 233 | 8 | 21 | 119.0476 | 1607.1429 | 0 | 0 | 35.2284 | 1761.4189 | 1752.1139 | 9.3049 | 1732 | 29.266 | 0.15207 | 0 | 0 | 0 | 0
4721 | 1761.4189 | 5597 | 234 | 8 | 22 | 119.0476 | 1607.1429 | 0 | 0 | 35.2284 | 1761.4189 | 1752.1139 | 9.3049 | 1732 | 29.266 | 0.15207 | 0 | 0 | 0 | 0
4722 | 1761.4189 | 5621 | 235 | 8 | 23 | 119.0476 | 1607.1429 | 0 | 0 | 35.2284 | 1761.4189 | 1752.1139 | 9.3049 | 1732 | 29.266 | 0.15207 | 0 | 0 | 0 | 0
4723 | 1761.4189 | 5645 | 236 | 8 | 24 | 119.0476 | 1607.1429 | 0 | 0 | 35.2284 | 1761.4189 | 1752.1139 | 9.3049 | 1732 | 29.266 | 0.15207 | 0 | 0 | 0 | 0
4724 | 1761.4189 | 5669 | 237 | 8 | 25 | 119.0476 | 1607.1429 | 0 | 0 | 35.2284 | 1761.4189 | 1752.1139 | 9.3049 | 1732 | 29.266 | 0.15207 | 0 | 0 | 0 | 0
4725 | 1761.4189 | 5693 | 238 | 8 | 26 | 119.0476 | 1607.1429 | 0 | 0 | 35.2284 | 1761.4189 | 1752.1139 | 9.3049 | 1732 | 29.266 | 0.15207 | 0 | 0 | 0 | 0
4726 | 1761.4189 | 5717 | 239 | 8 | 27 | 119.0476 | 1607.1429 | 0 | 0 | 35.2284 | 1761.4189 | 1752.1139 | 9.3049 | 1732 | 29.266 | 0.15207 | 0 | 0 | 0 | 0
4727 | 1761.4189 | 5741 | 240 | 8 | 28 | 119.0476 | 1607.1429 | 0 | 0 | 35.2284 | 1761.4189 | 1752.1139 | 9.3049 | 1732 | 29.266 | 0.15207 | 0 | 0 | 0 | 0
4728 | 1761.4189 | 5765 | 241 | 8 | 29 | 119.0476 | 1607.1429 | 0 | 0 | 35.2284 | 1761.4189 | 1752.1139 | 9.3049 | 1732 | 29.266 | 0.15207 | 0 | 0 | 0 | 0
4729 | 1761.4189 | 5789 | 242 | 8 | 30 | 119.0476 | 1607.1429 | 0 | 0 | 35.2284 | 1761.4189 | 1752.1139 | 9.3049 | 1732 | 29.266 | 0.15207 | 0 | 0 | 0 | 0
4730 | 1761.4189 | 5813 | 243 | 8 | 31 | 119.0476 | 1607.1429 | 0 | 0 | 35.2284 | 1761.4189 | 1752.1139 | 9.3049 | 1732 | 29.266 | 0.15207 | 0 | 0 | 0 | 0
4731 | 1761.4189 | 7314 | 305 | 11 | 1 | 1369.0476 | 357.1429 | 0 | 0 | 35.2284 | 1761.4189 | 1752.1139 | 9.3049 | 1732 | 29.266 | 0.15207 | 0 | 0 | 0 | 0
4732 | 1761.4189 | 7318 | 305 | 11 | 1 | 1369.0476 | 357.1429 | 0 | 0 | 35.2284 | 1761.4189 | 1752.1139 | 9.3049 | 1732 | 29.266 | 0.15207 | 0 | 0 | 0 | 0
4733 | 1761.4189 | 7338 | 306 | 11 | 2 | 1369.0476 | 357.1429 | 0 | 0 | 35.2284 | 1761.4189 | 1752.1139 | 9.3049 | 1732 | 29.266 | 0.15207 | 0 | 0 | 0 | 0
4734 | 1761.4189 | 7342 | 306 | 11 | 2 | 1369.0476 | 357.1429 | 0 | 0 | 35.2284 | 1761.4189 | 1752.1139 | 9.3049 | 1732 | 29.266 | 0.15207 | 0 | 0 | 0 | 0
4735 | 1761.4189 | 7362 | 307 | 11 | 3 | 1369.0476 | 357.1429 | 0 | 0 | 35.2284 | 1761.4189 | 1752.1139 | 9.3049 | 1732 | 29.266 | 0.15207 | 0 | 0 | 0 | 0
4736 | 1761.4189 | 7366 | 307 | 11 | 3 | 1369.0476 | 357.1429 | 0 | 0 | 35.2284 | 1761.4189 | 1752.1139 | 9.3049 | 1732 | 29.266 | 0.15207 | 0 | 0 | 0 | 0
4737 | 1761.4189 | 7386 | 308 | 11 | 4 | 1369.0476 | 357.1429 | 0 | 0 | 35.2284 | 1761.4189 | 1752.1139 | 9.3049 | 1732 | 29.266 | 0.15207 | 0 | 0 | 0 | 0
4738 | 1761.4189 | 7390 | 308 | 11 | 4 | 1369.0476 | 357.1429 | 0 | 0 | 35.2284 | 1761.4189 | 1752.1139 | 9.3049 | 1732 | 29.266 | 0.15207 | 0 | 0 | 0 | 0
4739 | 1761.4189 | 7410 | 309 | 11 | 5 | 1369.0476 | 357.1429 | 0 | 0 | 35.2284 | 1761.4189 | 1752.1139 | 9.3049 | 1732 | 29.266 | 0.15207 | 0 | 0 | 0 | 0
4740 | 1761.4189 | 7414 | 309 | 11 | 5 | 1369.0476 | 357.1429 | 0 | 0 | 35.2284 | 1761.4189 | 1752.1139 | 9.3049 | 1732 | 29.266 | 0.15207 | 0 | 0 | 0 | 0
4741 | 1761.4189 | 7434 | 310 | 11 | 6 | 1369.0476 | 357.1429 | 0 | 0 | 35.2284 | 1761.4189 | 1752.1139 | 9.3049 | 1732 | 29.266 | 0.15207 | 0 | 0 | 0 | 0
4742 | 1761.4189 | 7438 | 310 | 11 | 6 | 1369.0476 | 357.1429 | 0 | 0 | 35.2284 | 1761.4189 | 1752.1139 | 9.3049 | 1732 | 29.266 | 0.15207 | 0 | 0 | 0 | 0
4743 | 1761.4189 | 7458 | 311 | 11 | 7 | 1369.0476 | 357.1429 | 0 | 0 | 35.2284 | 1761.4189 | 1752.1139 | 9.3049 | 1732 | 29.266 | 0.15207 | 0 | 0 | 0 | 0
4744 | 1761.4189 | 7462 | 311 | 11 | 7 | 1369.0476 | 357.1429 | 0 | 0 | 35.2284 | 1761.4189 | 1752.1139 | 9.3049 | 1732 | 29.266 | 0.15207 | 0 | 0 | 0 | 0
4745 | 1761.4189 | 7482 | 312 | 11 | 8 | 1369.0476 | 357.1429 | 0 | 0 | 35.2284 | 1761.4189 | 1752.1139 | 9.3049 | 1732 | 29.266 | 0.15207 | 0 | 0 | 0 | 0
4746 | 1761.4189 | 7486 | 312 | 11 | 8 | 1369.0476 | 357.1429 | 0 | 0 | 35.2284 | 1761.4189 | 1752.1139 | 9.3049 | 1732 | 29.266 | 0.15207 | 0 | 0 | 0 | 0
4747 | 1761.4189 | 7506 | 313 | 11 | 9 | 1369.0476 | 357.1429 | 0 | 0 | 35.2284 | 1761.4189 | 1752.1139 | 9.3049 | 1732 | 29.266 | 0.15207 | 0 | 0 | 0 | 0
4748 | 1761.4189 | 7510 | 313 | 11 | 9 | 1369.0476 | 357.1429 | 0 | 0 | 35.2284 | 1761.4189 | 1752.1139 | 9.3049 | 1732 | 29.266 | 0.15207 | 0 | 0 | 0 | 0
4749 | 1761.4189 | 7530 | 314 | 11 | 10 | 1369.0476 | 357.1429 | 0 | 0 | 35.2284 | 1761.4189 | 1752.1139 | 9.3049 | 1732 | 29.266 | 0.15207 | 0 | 0 | 0 | 0
4750 | 1761.4189 | 7534 | 314 | 11 | 10 | 1369.0476 | 357.1429 | 0 | 0 | 35.2284 | 1761.4189 | 1752.1139 | 9.3049 | 1732 | 29.266 | 0.15207 | 0 | 0 | 0 | 0
4751 | 1761.4189 | 7554 | 315 | 11 | 11 | 1369.0476 | 357.1429 | 0 | 0 | 35.2284 | 1761.4189 | 1752.1139 | 9.3049 | 1732 | 29.266 | 0.15207 | 0 | 0 | 0 | 0
4752 | 1761.4189 | 7558 | 315 | 11 | 11 | 1369.0476 | 357.1429 | 0 | 0 | 35.2284 | 1761.4189 | 1752.1139 | 9.3049 | 1732 | 29.266 | 0.15207 | 0 | 0 | 0 | 0
4753 | 1761.4189 | 7578 | 316 | 11 | 12 | 1369.0476 | 357.1429 | 0 | 0 | 35.2284 | 1761.4189 | 1752.1139 | 9.3049 | 1732 | 29.266 | 0.15207 | 0 | 0 | 0 | 0
4754 | 1761.4189 | 7582 | 316 | 11 | 12 | 1369.0476 | 357.1429 | 0 | 0 | 35.2284 | 1761.4189 | 1752.1139 | 9.3049 | 1732 | 29.266 | 0.15207 | 0 | 0 | 0 | 0
4755 | 1761.4189 | 7602 | 317 | 11 | 13 | 1369.0476 | 357.1429 | 0 | 0 | 35.2284 | 1761.4189 | 1752.1139 | 9.3049 | 1732 | 29.266 | 0.15207 | 0 | 0 | 0 | 0
4756 | 1761.4189 | 7606 | 317 | 11 | 13 | 1369.0476 | 357.1429 | 0 | 0 | 35.2284 | 1761.4189 | 1752.1139 | 9.3049 | 1732 | 29.266 | 0.15207 | 0 | 0 | 0 | 0
4757 | 1761.4189 | 7626 | 318 | 11 | 14 | 1369.0476 | 357.1429 | 0 | 0 | 35.2284 | 1761.4189 | 1752.1139 | 9.3049 | 1732 | 29.266 | 0.15207 | 0 | 0 | 0 | 0
4758 | 1761.4189 | 7630 | 318 | 11 | 14 | 1369.0476 | 357.1429 | 0 | 0 | 35.2284 | 1761.4189 | 1752.1139 | 9.3049 | 1732 | 29.266 | 0.15207 | 0 | 0 | 0 | 0
4759 | 1761.4189 | 7650 | 319 | 11 | 15 | 1369.0476 | 357.1429 | 0 | 0 | 35.2284 | 1761.4189 | 1752.1139 | 9.3049 | 1732 | 29.266 | 0.15207 | 0 | 0 | 0 | 0
4760 | 1761.4189 | 7654 | 319 | 11 | 15 | 1369.0476 | 357.1429 | 0 | 0 | 35.2284 | 1761.4189 | 1752.1139 | 9.3049 | 1732 | 29.266 | 0.15207 | 0 | 0 | 0 | 0
4761 | 1761.4189 | 7674 | 320 | 11 | 16 | 1369.0476 | 357.1429 | 0 | 0 | 35.2284 | 1761.4189 | 1752.1139 | 9.3049 | 1732 | 29.266 | 0.15207 | 0 | 0 | 0 | 0
4762 | 1761.4189 | 7678 | 320 | 11 | 16 | 1369.0476 | 357.1429 | 0 | 0 | 35.2284 | 1761.4189 | 1752.1139 | 9.3049 | 1732 | 29.266 | 0.15207 | 0 | 0 | 0 | 0
4763 | 1761.4189 | 7698 | 321 | 11 | 17 | 1369.0476 | 357.1429 | 0 | 0 | 35.2284 | 1761.4189 | 1752.1139 | 9.3049 | 1732 | 29.266 | 0.15207 | 0 | 0 | 0 | 0
4764 | 1761.4189 | 7702 | 321 | 11 | 17 | 1369.0476 | 357.1429 | 0 | 0 | 35.2284 | 1761.4189 | 1752.1139 | 9.3049 | 1732 | 29.266 | 0.15207 | 0 | 0 | 0 | 0
4765 | 1761.4189 | 7722 | 322 | 11 | 18 | 1369.0476 | 357.1429 | 0 | 0 | 35.2284 | 1761.4189 | 1752.1139 | 9.3049 | 1732 | 29.266 | 0.15207 | 0 | 0 | 0 | 0
4766 | 1761.4189 | 7726 | 322 | 11 | 18 | 1369.0476 | 357.1429 | 0 | 0 | 35.2284 | 1761.4189 | 1752.1139 | 9.3049 | 1732 | 29.266 | 0.15207 | 0 | 0 | 0 | 0
4767 | 1761.4189 | 7746 | 323 | 11 | 19 | 1369.0476 | 357.1429 | 0 | 0 | 35.2284 | 1761.4189 | 1752.1139 | 9.3049 | 1732 | 29.266 | 0.15207 | 0 | 0 | 0 | 0
4768 | 1761.4189 | 7750 | 323 | 11 | 19 | 1369.0476 | 357.1429 | 0 | 0 | 35.2284 | 1761.4189 | 1752.1139 | 9.3049 | 1732 | 29.266 | 0.15207 | 0 | 0 | 0 | 0
4769 | 1761.4189 | 7770 | 324 | 11 | 20 | 1369.0476 | 357.1429 | 0 | 0 | 35.2284 | 1761.4189 | 1752.1139 | 9.3049 | 1732 | 29.266 | 0.15207 | 0 | 0 | 0 | 0
4770 | 1761.4189 | 7774 | 324 | 11 | 20 | 1369.0476 | 357.1429 | 0 | 0 | 35.2284 | 1761.4189 | 1752.1139 | 9.3049 | 1732 | 29.266 | 0.15207 | 0 | 0 | 0 | 0
4771 | 1761.4189 | 7794 | 325 | 11 | 21 | 1369.0476 | 357.1429 | 0 | 0 | 35.2284 | 1761.4189 | 1752.1139 | 9.3049 | 1732 | 29.266 | 0.15207 | 0 | 0 | 0 | 0
4772 | 1761.4189 | 7798 | 325 | 11 | 21 | 1369.0476 | 357.1429 | 0 | 0 | 35.2284 | 1761.4189 | 1752.1139 | 9.3049 | 1732 | 29.266 | 0.15207 | 0 | 0 | 0 | 0
4773 | 1761.4189 | 7818 | 326 | 11 | 22 | 1369.0476 | 357.1429 | 0 | 0 | 35.2284 | 1761.4189 | 1752.1139 | 9.3049 | 1732 | 29.266 | 0.15207 | 0 | 0 | 0 | 0
4774 | 1761.4189 | 7822 | 326 | 11 | 22 | 1369.0476 | 357.1429 | 0 | 0 | 35.2284 | 1761.4189 | 1752.1139 | 9.3049 | 1732 | 29.266 | 0.15207 | 0 | 0 | 0 | 0
4775 | 1761.4189 | 7842 | 327 | 11 | 23 | 1369.0476 | 357.1429 | 0 | 0 | 35.2284 | 1761.4189 | 1752.1139 | 9.3049 | 1732 | 29.266 | 0.15207 | 0 | 0 | 0 | 0
4776 | 1761.4189 | 7846 | 327 | 11 | 23 | 1369.0476 | 357.1429 | 0 | 0 | 35.2284 | 1761.4189 | 1752.1139 | 9.3049 | 1732 | 29.266 | 0.15207 | 0 | 0 | 0 | 0
4777 | 1761.4189 | 7866 | 328 | 11 | 24 | 1369.0476 | 357.1429 | 0 | 0 | 35.2284 | 1761.4189 | 1752.1139 | 9.3049 | 1732 | 29.266 | 0.15207 | 0 | 0 | 0 | 0
4778 | 1761.4189 | 7870 | 328 | 11 | 24 | 1369.0476 | 357.1429 | 0 | 0 | 35.2284 | 1761.4189 | 1752.1139 | 9.3049 | 1732 | 29.266 | 0.15207 | 0 | 0 | 0 | 0
4779 | 1761.4189 | 7890 | 329 | 11 | 25 | 1369.0476 | 357.1429 | 0 | 0 | 35.2284 | 1761.4189 | 1752.1139 | 9.3049 | 1732 | 29.266 | 0.15207 | 0 | 0 | 0 | 0
4780 | 1761.4189 | 7894 | 329 | 11 | 25 | 1369.0476 | 357.1429 | 0 | 0 | 35.2284 | 1761.4189 | 1752.1139 | 9.3049 | 1732 | 29.266 | 0.15207 | 0 | 0 | 0 | 0
4781 | 1761.4189 | 7914 | 330 | 11 | 26 | 1369.0476 | 357.1429 | 0 | 0 | 35.2284 | 1761.4189 | 1752.1139 | 9.3049 | 1732 | 29.266 | 0.15207 | 0 | 0 | 0 | 0
4782 | 1761.4189 | 7918 | 330 | 11 | 26 | 1369.0476 | 357.1429 | 0 | 0 | 35.2284 | 1761.4189 | 1752.1139 | 9.3049 | 1732 | 29.266 | 0.15207 | 0 | 0 | 0 | 0
4783 | 1761.4189 | 7938 | 331 | 11 | 27 | 1369.0476 | 357.1429 | 0 | 0 | 35.2284 | 1761.4189 | 1752.1139 | 9.3049 | 1732 | 29.266 | 0.15207 | 0 | 0 | 0 | 0
4784 | 1761.4189 | 7942 | 331 | 11 | 27 | 1369.0476 | 357.1429 | 0 | 0 | 35.2284 | 1761.4189 | 1752.1139 | 9.3049 | 1732 | 29.266 | 0.15207 | 0 | 0 | 0 | 0
4785 | 1761.4189 | 7962 | 332 | 11 | 28 | 1369.0476 | 357.1429 | 0 | 0 | 35.2284 | 1761.4189 | 1752.1139 | 9.3049 | 1732 | 29.266 | 0.15207 | 0 | 0 | 0 | 0
4786 | 1761.4189 | 7966 | 332 | 11 | 28 | 1369.0476 | 357.1429 | 0 | 0 | 35.2284 | 1761.4189 | 1752.1139 | 9.3049 | 1732 | 29.266 | 0.15207 | 0 | 0 | 0 | 0
4787 | 1761.4189 | 7986 | 333 | 11 | 29 | 1369.0476 | 357.1429 | 0 | 0 | 35.2284 | 1761.4189 | 1752.1139 | 9.3049 | 1732 | 29.266 | 0.15207 | 0 | 0 | 0 | 0
4788 | 1761.4189 | 7990 | 333 | 11 | 29 | 1369.0476 | 357.1429 | 0 | 0 | 35.2284 | 1761.4189 | 1752.1139 | 9.3049 | 1732 | 29.266 | 0.15207 | 0 | 0 | 0 | 0
4789 | 1761.4189 | 8010 | 334 | 11 | 30 | 1369.0476 | 357.1429 | 0 | 0 | 35.2284 | 1761.4189 | 1752.1139 | 9.3049 | 1732 | 29.266 | 0.15207 | 0 | 0 | 0 | 0
4790 | 1761.4189 | 8014 | 334 | 11 | 30 | 1369.0476 | 357.1429 | 0 | 0 | 35.2284 | 1761.4189 | 1752.1139 | 9.3049 | 1732 | 29.266 | 0.15207 | 0 | 0 | 0 | 0
4791 | 1700.6803 | 5838 | 244 | 9 | 1 | 595.2381 | 1071.4286 | 0 | 0 | 34.0136 | 1700.6803 | 1691.7973 | 8.8829 | 1691.843 | 8.7913 | 0.045682 | 0 | 0 | 0 | 0
4792 | 1700.6803 | 5851 | 244 | 9 | 1 | 595.2381 | 1071.4286 | 0 | 0 | 34.0136 | 1700.6803 | 1691.7973 | 8.8829 | 1691.843 | 8.7913 | 0.045682 | 0 | 0 | 0 | 0
4793 | 1700.6803 | 5852 | 244 | 9 | 1 | 595.2381 | 1071.4286 | 0 | 0 | 34.0136 | 1700.6803 | 1691.7973 | 8.8829 | 1691.843 | 8.7913 | 0.045682 | 0 | 0 | 0 | 0
4794 | 1700.6803 | 5853 | 244 | 9 | 1 | 595.2381 | 1071.4286 | 0 | 0 | 34.0136 | 1700.6803 | 1691.7973 | 8.8829 | 1691.843 | 8.7913 | 0.045682 | 0 | 0 | 0 | 0
4795 | 1700.6803 | 5862 | 245 | 9 | 2 | 595.2381 | 1071.4286 | 0 | 0 | 34.0136 | 1700.6803 | 1691.7973 | 8.8829 | 1691.843 | 8.7913 | 0.045682 | 0 | 0 | 0 | 0
4796 | 1700.6803 | 5875 | 245 | 9 | 2 | 595.2381 | 1071.4286 | 0 | 0 | 34.0136 | 1700.6803 | 1691.7973 | 8.8829 | 1691.843 | 8.7913 | 0.045682 | 0 | 0 | 0 | 0
4797 | 1700.6803 | 5876 | 245 | 9 | 2 | 595.2381 | 1071.4286 | 0 | 0 | 34.0136 | 1700.6803 | 1691.7973 | 8.8829 | 1691.843 | 8.7913 | 0.045682 | 0 | 0 | 0 | 0
4798 | 1700.6803 | 5877 | 245 | 9 | 2 | 595.2381 | 1071.4286 | 0 | 0 | 34.0136 | 1700.6803 | 1691.7973 | 8.8829 | 1691.843 | 8.7913 | 0.045682 | 0 | 0 | 0 | 0
4799 | 1700.6803 | 5886 | 246 | 9 | 3 | 595.2381 | 1071.4286 | 0 | 0 | 34.0136 | 1700.6803 | 1691.7973 | 8.8829 | 1691.843 | 8.7913 | 0.045682 | 0 | 0 | 0 | 0
4800 | 1700.6803 | 5899 | 246 | 9 | 3 | 595.2381 | 1071.4286 | 0 | 0 | 34.0136 | 1700.6803 | 1691.7973 | 8.8829 | 1691.843 | 8.7913 | 0.045682 | 0 | 0 | 0 | 0
4801 | 1700.6803 | 5900 | 246 | 9 | 3 | 595.2381 | 1071.4286 | 0 | 0 | 34.0136 | 1700.6803 | 1691.7973 | 8.8829 | 1691.843 | 8.7913 | 0.045682 | 0 | 0 | 0 | 0
4802 | 1700.6803 | 5901 | 246 | 9 | 3 | 595.2381 | 1071.4286 | 0 | 0 | 34.0136 | 1700.6803 | 1691.7973 | 8.8829 | 1691.843 | 8.7913 | 0.045682 | 0 | 0 | 0 | 0
4803 | 1700.6803 | 5910 | 247 | 9 | 4 | 595.2381 | 1071.4286 | 0 | 0 | 34.0136 | 1700.6803 | 1691.7973 | 8.8829 | 1691.843 | 8.7913 | 0.045682 | 0 | 0 | 0 | 0
4804 | 1700.6803 | 5923 | 247 | 9 | 4 | 595.2381 | 1071.4286 | 0 | 0 | 34.0136 | 1700.6803 | 1691.7973 | 8.8829 | 1691.843 | 8.7913 | 0.045682 | 0 | 0 | 0 | 0
4805 | 1700.6803 | 5924 | 247 | 9 | 4 | 595.2381 | 1071.4286 | 0 | 0 | 34.0136 | 1700.6803 | 1691.7973 | 8.8829 | 1691.843 | 8.7913 | 0.045682 | 0 | 0 | 0 | 0
4806 | 1700.6803 | 5925 | 247 | 9 | 4 | 595.2381 | 1071.4286 | 0 | 0 | 34.0136 | 1700.6803 | 1691.7973 | 8.8829 | 1691.843 | 8.7913 | 0.045682 | 0 | 0 | 0 | 0
4807 | 1700.6803 | 5934 | 248 | 9 | 5 | 595.2381 | 1071.4286 | 0 | 0 | 34.0136 | 1700.6803 | 1691.7973 | 8.8829 | 1691.843 | 8.7913 | 0.045682 | 0 | 0 | 0 | 0
4808 | 1700.6803 | 5947 | 248 | 9 | 5 | 595.2381 | 1071.4286 | 0 | 0 | 34.0136 | 1700.6803 | 1691.7973 | 8.8829 | 1691.843 | 8.7913 | 0.045682 | 0 | 0 | 0 | 0
4809 | 1700.6803 | 5948 | 248 | 9 | 5 | 595.2381 | 1071.4286 | 0 | 0 | 34.0136 | 1700.6803 | 1691.7973 | 8.8829 | 1691.843 | 8.7913 | 0.045682 | 0 | 0 | 0 | 0
4810 | 1700.6803 | 5949 | 248 | 9 | 5 | 595.2381 | 1071.4286 | 0 | 0 | 34.0136 | 1700.6803 | 1691.7973 | 8.8829 | 1691.843 | 8.7913 | 0.045682 | 0 | 0 | 0 | 0
4811 | 1700.6803 | 5958 | 249 | 9 | 6 | 595.2381 | 1071.4286 | 0 | 0 | 34.0136 | 1700.6803 | 1691.7973 | 8.8829 | 1691.843 | 8.7913 | 0.045682 | 0 | 0 | 0 | 0
4812 | 1700.6803 | 5971 | 249 | 9 | 6 | 595.2381 | 1071.4286 | 0 | 0 | 34.0136 | 1700.6803 | 1691.7973 | 8.8829 | 1691.843 | 8.7913 | 0.045682 | 0 | 0 | 0 | 0
4813 | 1700.6803 | 5972 | 249 | 9 | 6 | 595.2381 | 1071.4286 | 0 | 0 | 34.0136 | 1700.6803 | 1691.7973 | 8.8829 | 1691.843 | 8.7913 | 0.045682 | 0 | 0 | 0 | 0
4814 | 1700.6803 | 5973 | 249 | 9 | 6 | 595.2381 | 1071.4286 | 0 | 0 | 34.0136 | 1700.6803 | 1691.7973 | 8.8829 | 1691.843 | 8.7913 | 0.045682 | 0 | 0 | 0 | 0
4815 | 1700.6803 | 5982 | 250 | 9 | 7 | 595.2381 | 1071.4286 | 0 | 0 | 34.0136 | 1700.6803 | 1691.7973 | 8.8829 | 1691.843 | 8.7913 | 0.045682 | 0 | 0 | 0 | 0
4816 | 1700.6803 | 5995 | 250 | 9 | 7 | 595.2381 | 1071.4286 | 0 | 0 | 34.0136 | 1700.6803 | 1691.7973 | 8.8829 | 1691.843 | 8.7913 | 0.045682 | 0 | 0 | 0 | 0
4817 | 1700.6803 | 5996 | 250 | 9 | 7 | 595.2381 | 1071.4286 | 0 | 0 | 34.0136 | 1700.6803 | 1691.7973 | 8.8829 | 1691.843 | 8.7913 | 0.045682 | 0 | 0 | 0 | 0
4818 | 1700.6803 | 5997 | 250 | 9 | 7 | 595.2381 | 1071.4286 | 0 | 0 | 34.0136 | 1700.6803 | 1691.7973 | 8.8829 | 1691.843 | 8.7913 | 0.045682 | 0 | 0 | 0 | 0
4819 | 1700.6803 | 6006 | 251 | 9 | 8 | 595.2381 | 1071.4286 | 0 | 0 | 34.0136 | 1700.6803 | 1691.7973 | 8.8829 | 1691.843 | 8.7913 | 0.045682 | 0 | 0 | 0 | 0
4820 | 1700.6803 | 6019 | 251 | 9 | 8 | 595.2381 | 1071.4286 | 0 | 0 | 34.0136 | 1700.6803 | 1691.7973 | 8.8829 | 1691.843 | 8.7913 | 0.045682 | 0 | 0 | 0 | 0
4821 | 1700.6803 | 6020 | 251 | 9 | 8 | 595.2381 | 1071.4286 | 0 | 0 | 34.0136 | 1700.6803 | 1691.7973 | 8.8829 | 1691.843 | 8.7913 | 0.045682 | 0 | 0 | 0 | 0
4822 | 1700.6803 | 6021 | 251 | 9 | 8 | 595.2381 | 1071.4286 | 0 | 0 | 34.0136 | 1700.6803 | 1691.7973 | 8.8829 | 1691.843 | 8.7913 | 0.045682 | 0 | 0 | 0 | 0
4823 | 1700.6803 | 6030 | 252 | 9 | 9 | 595.2381 | 1071.4286 | 0 | 0 | 34.0136 | 1700.6803 | 1691.7973 | 8.8829 | 1691.843 | 8.7913 | 0.045682 | 0 | 0 | 0 | 0
4824 | 1700.6803 | 6043 | 252 | 9 | 9 | 595.2381 | 1071.4286 | 0 | 0 | 34.0136 | 1700.6803 | 1691.7973 | 8.8829 | 1691.843 | 8.7913 | 0.045682 | 0 | 0 | 0 | 0
4825 | 1700.6803 | 6044 | 252 | 9 | 9 | 595.2381 | 1071.4286 | 0 | 0 | 34.0136 | 1700.6803 | 1691.7973 | 8.8829 | 1691.843 | 8.7913 | 0.045682 | 0 | 0 | 0 | 0
4826 | 1700.6803 | 6045 | 252 | 9 | 9 | 595.2381 | 1071.4286 | 0 | 0 | 34.0136 | 1700.6803 | 1691.7973 | 8.8829 | 1691.843 | 8.7913 | 0.045682 | 0 | 0 | 0 | 0
4827 | 1700.6803 | 6054 | 253 | 9 | 10 | 595.2381 | 1071.4286 | 0 | 0 | 34.0136 | 1700.6803 | 1691.7973 | 8.8829 | 1691.843 | 8.7913 | 0.045682 | 0 | 0 | 0 | 0
4828 | 1700.6803 | 6067 | 253 | 9 | 10 | 595.2381 | 1071.4286 | 0 | 0 | 34.0136 | 1700.6803 | 1691.7973 | 8.8829 | 1691.843 | 8.7913 | 0.045682 | 0 | 0 | 0 | 0
4829 | 1700.6803 | 6068 | 253 | 9 | 10 | 595.2381 | 1071.4286 | 0 | 0 | 34.0136 | 1700.6803 | 1691.7973 | 8.8829 | 1691.843 | 8.7913 | 0.045682 | 0 | 0 | 0 | 0
4830 | 1700.6803 | 6069 | 253 | 9 | 10 | 595.2381 | 1071.4286 | 0 | 0 | 34.0136 | 1700.6803 | 1691.7973 | 8.8829 | 1691.843 | 8.7913 | 0.045682 | 0 | 0 | 0 | 0
4831 | 1700.6803 | 6078 | 254 | 9 | 11 | 595.2381 | 1071.4286 | 0 | 0 | 34.0136 | 1700.6803 | 1691.7973 | 8.8829 | 1691.843 | 8.7913 | 0.045682 | 0 | 0 | 0 | 0
4832 | 1700.6803 | 6091 | 254 | 9 | 11 | 595.2381 | 1071.4286 | 0 | 0 | 34.0136 | 1700.6803 | 1691.7973 | 8.8829 | 1691.843 | 8.7913 | 0.045682 | 0 | 0 | 0 | 0
4833 | 1700.6803 | 6092 | 254 | 9 | 11 | 595.2381 | 1071.4286 | 0 | 0 | 34.0136 | 1700.6803 | 1691.7973 | 8.8829 | 1691.843 | 8.7913 | 0.045682 | 0 | 0 | 0 | 0
4834 | 1700.6803 | 6093 | 254 | 9 | 11 | 595.2381 | 1071.4286 | 0 | 0 | 34.0136 | 1700.6803 | 1691.7973 | 8.8829 | 1691.843 | 8.7913 | 0.045682 | 0 | 0 | 0 | 0
4835 | 1700.6803 | 6102 | 255 | 9 | 12 | 595.2381 | 1071.4286 | 0 | 0 | 34.0136 | 1700.6803 | 1691.7973 | 8.8829 | 1691.843 | 8.7913 | 0.045682 | 0 | 0 | 0 | 0
4836 | 1700.6803 | 6115 | 255 | 9 | 12 | 595.2381 | 1071.4286 | 0 | 0 | 34.0136 | 1700.6803 | 1691.7973 | 8.8829 | 1691.843 | 8.7913 | 0.045682 | 0 | 0 | 0 | 0
4837 | 1700.6803 | 6116 | 255 | 9 | 12 | 595.2381 | 1071.4286 | 0 | 0 | 34.0136 | 1700.6803 | 1691.7973 | 8.8829 | 1691.843 | 8.7913 | 0.045682 | 0 | 0 | 0 | 0
4838 | 1700.6803 | 6117 | 255 | 9 | 12 | 595.2381 | 1071.4286 | 0 | 0 | 34.0136 | 1700.6803 | 1691.7973 | 8.8829 | 1691.843 | 8.7913 | 0.045682 | 0 | 0 | 0 | 0
4839 | 1700.6803 | 6126 | 256 | 9 | 13 | 595.2381 | 1071.4286 | 0 | 0 | 34.0136 | 1700.6803 | 1691.7973 | 8.8829 | 1691.843 | 8.7913 | 0.045682 | 0 | 0 | 0 | 0
4840 | 1700.6803 | 6139 | 256 | 9 | 13 | 595.2381 | 1071.4286 | 0 | 0 | 34.0136 | 1700.6803 | 1691.7973 | 8.8829 | 1691.843 | 8.7913 | 0.045682 | 0 | 0 | 0 | 0
4841 | 1700.6803 | 6140 | 256 | 9 | 13 | 595.2381 | 1071.4286 | 0 | 0 | 34.0136 | 1700.6803 | 1691.7973 | 8.8829 | 1691.843 | 8.7913 | 0.045682 | 0 | 0 | 0 | 0
4842 | 1700.6803 | 6141 | 256 | 9 | 13 | 595.2381 | 1071.4286 | 0 | 0 | 34.0136 | 1700.6803 | 1691.7973 | 8.8829 | 1691.843 | 8.7913 | 0.045682 | 0 | 0 | 0 | 0
4843 | 1700.6803 | 6150 | 257 | 9 | 14 | 595.2381 | 1071.4286 | 0 | 0 | 34.0136 | 1700.6803 | 1691.7973 | 8.8829 | 1691.843 | 8.7913 | 0.045682 | 0 | 0 | 0 | 0
4844 | 1700.6803 | 6163 | 257 | 9 | 14 | 595.2381 | 1071.4286 | 0 | 0 | 34.0136 | 1700.6803 | 1691.7973 | 8.8829 | 1691.843 | 8.7913 | 0.045682 | 0 | 0 | 0 | 0
4845 | 1700.6803 | 6164 | 257 | 9 | 14 | 595.2381 | 1071.4286 | 0 | 0 | 34.0136 | 1700.6803 | 1691.7973 | 8.8829 | 1691.843 | 8.7913 | 0.045682 | 0 | 0 | 0 | 0
4846 | 1700.6803 | 6165 | 257 | 9 | 14 | 595.2381 | 1071.4286 | 0 | 0 | 34.0136 | 1700.6803 | 1691.7973 | 8.8829 | 1691.843 | 8.7913 | 0.045682 | 0 | 0 | 0 | 0
4847 | 1700.6803 | 6174 | 258 | 9 | 15 | 595.2381 | 1071.4286 | 0 | 0 | 34.0136 | 1700.6803 | 1691.7973 | 8.8829 | 1691.843 | 8.7913 | 0.045682 | 0 | 0 | 0 | 0
4848 | 1700.6803 | 6187 | 258 | 9 | 15 | 595.2381 | 1071.4286 | 0 | 0 | 34.0136 | 1700.6803 | 1691.7973 | 8.8829 | 1691.843 | 8.7913 | 0.045682 | 0 | 0 | 0 | 0
4849 | 1700.6803 | 6188 | 258 | 9 | 15 | 595.2381 | 1071.4286 | 0 | 0 | 34.0136 | 1700.6803 | 1691.7973 | 8.8829 | 1691.843 | 8.7913 | 0.045682 | 0 | 0 | 0 | 0
4850 | 1700.6803 | 6189 | 258 | 9 | 15 | 595.2381 | 1071.4286 | 0 | 0 | 34.0136 | 1700.6803 | 1691.7973 | 8.8829 | 1691.843 | 8.7913 | 0.045682 | 0 | 0 | 0 | 0
4851 | 1700.6803 | 6198 | 259 | 9 | 16 | 595.2381 | 1071.4286 | 0 | 0 | 34.0136 | 1700.6803 | 1691.7973 | 8.8829 | 1691.843 | 8.7913 | 0.045682 | 0 | 0 | 0 | 0
4852 | 1700.6803 | 6211 | 259 | 9 | 16 | 595.2381 | 1071.4286 | 0 | 0 | 34.0136 | 1700.6803 | 1691.7973 | 8.8829 | 1691.843 | 8.7913 | 0.045682 | 0 | 0 | 0 | 0
4853 | 1700.6803 | 6212 | 259 | 9 | 16 | 595.2381 | 1071.4286 | 0 | 0 | 34.0136 | 1700.6803 | 1691.7973 | 8.8829 | 1691.843 | 8.7913 | 0.045682 | 0 | 0 | 0 | 0
4854 | 1700.6803 | 6213 | 259 | 9 | 16 | 595.2381 | 1071.4286 | 0 | 0 | 34.0136 | 1700.6803 | 1691.7973 | 8.8829 | 1691.843 | 8.7913 | 0.045682 | 0 | 0 | 0 | 0
4855 | 1700.6803 | 6222 | 260 | 9 | 17 | 595.2381 | 1071.4286 | 0 | 0 | 34.0136 | 1700.6803 | 1691.7973 | 8.8829 | 1691.843 | 8.7913 | 0.045682 | 0 | 0 | 0 | 0
4856 | 1700.6803 | 6235 | 260 | 9 | 17 | 595.2381 | 1071.4286 | 0 | 0 | 34.0136 | 1700.6803 | 1691.7973 | 8.8829 | 1691.843 | 8.7913 | 0.045682 | 0 | 0 | 0 | 0
4857 | 1700.6803 | 6236 | 260 | 9 | 17 | 595.2381 | 1071.4286 | 0 | 0 | 34.0136 | 1700.6803 | 1691.7973 | 8.8829 | 1691.843 | 8.7913 | 0.045682 | 0 | 0 | 0 | 0
4858 | 1700.6803 | 6237 | 260 | 9 | 17 | 595.2381 | 1071.4286 | 0 | 0 | 34.0136 | 1700.6803 | 1691.7973 | 8.8829 | 1691.843 | 8.7913 | 0.045682 | 0 | 0 | 0 | 0
4859 | 1700.6803 | 6246 | 261 | 9 | 18 | 595.2381 | 1071.4286 | 0 | 0 | 34.0136 | 1700.6803 | 1691.7973 | 8.8829 | 1691.843 | 8.7913 | 0.045682 | 0 | 0 | 0 | 0
4860 | 1700.6803 | 6259 | 261 | 9 | 18 | 595.2381 | 1071.4286 | 0 | 0 | 34.0136 | 1700.6803 | 1691.7973 | 8.8829 | 1691.843 | 8.7913 | 0.045682 | 0 | 0 | 0 | 0
4861 | 1700.6803 | 6260 | 261 | 9 | 18 | 595.2381 | 1071.4286 | 0 | 0 | 34.0136 | 1700.6803 | 1691.7973 | 8.8829 | 1691.843 | 8.7913 | 0.045682 | 0 | 0 | 0 | 0
4862 | 1700.6803 | 6261 | 261 | 9 | 18 | 595.2381 | 1071.4286 | 0 | 0 | 34.0136 | 1700.6803 | 1691.7973 | 8.8829 | 1691.843 | 8.7913 | 0.045682 | 0 | 0 | 0 | 0
4863 | 1700.6803 | 6270 | 262 | 9 | 19 | 595.2381 | 1071.4286 | 0 | 0 | 34.0136 | 1700.6803 | 1691.7973 | 8.8829 | 1691.843 | 8.7913 | 0.045682 | 0 | 0 | 0 | 0
4864 | 1700.6803 | 6283 | 262 | 9 | 19 | 595.2381 | 1071.4286 | 0 | 0 | 34.0136 | 1700.6803 | 1691.7973 | 8.8829 | 1691.843 | 8.7913 | 0.045682 | 0 | 0 | 0 | 0
4865 | 1700.6803 | 6284 | 262 | 9 | 19 | 595.2381 | 1071.4286 | 0 | 0 | 34.0136 | 1700.6803 | 1691.7973 | 8.8829 | 1691.843 | 8.7913 | 0.045682 | 0 | 0 | 0 | 0
4866 | 1700.6803 | 6285 | 262 | 9 | 19 | 595.2381 | 1071.4286 | 0 | 0 | 34.0136 | 1700.6803 | 1691.7973 | 8.8829 | 1691.843 | 8.7913 | 0.045682 | 0 | 0 | 0 | 0
4867 | 1700.6803 | 6294 | 263 | 9 | 20 | 595.2381 | 1071.4286 | 0 | 0 | 34.0136 | 1700.6803 | 1691.7973 | 8.8829 | 1691.843 | 8.7913 | 0.045682 | 0 | 0 | 0 | 0
4868 | 1700.6803 | 6307 | 263 | 9 | 20 | 595.2381 | 1071.4286 | 0 | 0 | 34.0136 | 1700.6803 | 1691.7973 | 8.8829 | 1691.843 | 8.7913 | 0.045682 | 0 | 0 | 0 | 0
4869 | 1700.6803 | 6308 | 263 | 9 | 20 | 595.2381 | 1071.4286 | 0 | 0 | 34.0136 | 1700.6803 | 1691.7973 | 8.8829 | 1691.843 | 8.7913 | 0.045682 | 0 | 0 | 0 | 0
4870 | 1700.6803 | 6309 | 263 | 9 | 20 | 595.2381 | 1071.4286 | 0 | 0 | 34.0136 | 1700.6803 | 1691.7973 | 8.8829 | 1691.843 | 8.7913 | 0.045682 | 0 | 0 | 0 | 0
4871 | 1700.6803 | 6318 | 264 | 9 | 21 | 595.2381 | 1071.4286 | 0 | 0 | 34.0136 | 1700.6803 | 1691.7973 | 8.8829 | 1691.843 | 8.7913 | 0.045682 | 0 | 0 | 0 | 0
4872 | 1700.6803 | 6331 | 264 | 9 | 21 | 595.2381 | 1071.4286 | 0 | 0 | 34.0136 | 1700.6803 | 1691.7973 | 8.8829 | 1691.843 | 8.7913 | 0.045682 | 0 | 0 | 0 | 0
4873 | 1700.6803 | 6332 | 264 | 9 | 21 | 595.2381 | 1071.4286 | 0 | 0 | 34.0136 | 1700.6803 | 1691.7973 | 8.8829 | 1691.843 | 8.7913 | 0.045682 | 0 | 0 | 0 | 0
4874 | 1700.6803 | 6333 | 264 | 9 | 21 | 595.2381 | 1071.4286 | 0 | 0 | 34.0136 | 1700.6803 | 1691.7973 | 8.8829 | 1691.843 | 8.7913 | 0.045682 | 0 | 0 | 0 | 0
4875 | 1700.6803 | 6342 | 265 | 9 | 22 | 595.2381 | 1071.4286 | 0 | 0 | 34.0136 | 1700.6803 | 1691.7973 | 8.8829 | 1691.843 | 8.7913 | 0.045682 | 0 | 0 | 0 | 0
4876 | 1700.6803 | 6355 | 265 | 9 | 22 | 595.2381 | 1071.4286 | 0 | 0 | 34.0136 | 1700.6803 | 1691.7973 | 8.8829 | 1691.843 | 8.7913 | 0.045682 | 0 | 0 | 0 | 0
4877 | 1700.6803 | 6356 | 265 | 9 | 22 | 595.2381 | 1071.4286 | 0 | 0 | 34.0136 | 1700.6803 | 1691.7973 | 8.8829 | 1691.843 | 8.7913 | 0.045682 | 0 | 0 | 0 | 0
4878 | 1700.6803 | 6357 | 265 | 9 | 22 | 595.2381 | 1071.4286 | 0 | 0 | 34.0136 | 1700.6803 | 1691.7973 | 8.8829 | 1691.843 | 8.7913 | 0.045682 | 0 | 0 | 0 | 0
4879 | 1700.6803 | 6366 | 266 | 9 | 23 | 595.2381 | 1071.4286 | 0 | 0 | 34.0136 | 1700.6803 | 1691.7973 | 8.8829 | 1691.843 | 8.7913 | 0.045682 | 0 | 0 | 0 | 0
4880 | 1700.6803 | 6379 | 266 | 9 | 23 | 595.2381 | 1071.4286 | 0 | 0 | 34.0136 | 1700.6803 | 1691.7973 | 8.8829 | 1691.843 | 8.7913 | 0.045682 | 0 | 0 | 0 | 0
4881 | 1700.6803 | 6380 | 266 | 9 | 23 | 595.2381 | 1071.4286 | 0 | 0 | 34.0136 | 1700.6803 | 1691.7973 | 8.8829 | 1691.843 | 8.7913 | 0.045682 | 0 | 0 | 0 | 0
4882 | 1700.6803 | 6381 | 266 | 9 | 23 | 595.2381 | 1071.4286 | 0 | 0 | 34.0136 | 1700.6803 | 1691.7973 | 8.8829 | 1691.843 | 8.7913 | 0.045682 | 0 | 0 | 0 | 0
4883 | 1700.6803 | 6390 | 267 | 9 | 24 | 595.2381 | 1071.4286 | 0 | 0 | 34.0136 | 1700.6803 | 1691.7973 | 8.8829 | 1691.843 | 8.7913 | 0.045682 | 0 | 0 | 0 | 0
4884 | 1700.6803 | 6403 | 267 | 9 | 24 | 595.2381 | 1071.4286 | 0 | 0 | 34.0136 | 1700.6803 | 1691.7973 | 8.8829 | 1691.843 | 8.7913 | 0.045682 | 0 | 0 | 0 | 0
4885 | 1700.6803 | 6404 | 267 | 9 | 24 | 595.2381 | 1071.4286 | 0 | 0 | 34.0136 | 1700.6803 | 1691.7973 | 8.8829 | 1691.843 | 8.7913 | 0.045682 | 0 | 0 | 0 | 0
4886 | 1700.6803 | 6405 | 267 | 9 | 24 | 595.2381 | 1071.4286 | 0 | 0 | 34.0136 | 1700.6803 | 1691.7973 | 8.8829 | 1691.843 | 8.7913 | 0.045682 | 0 | 0 | 0 | 0
4887 | 1700.6803 | 6414 | 268 | 9 | 25 | 595.2381 | 1071.4286 | 0 | 0 | 34.0136 | 1700.6803 | 1691.7973 | 8.8829 | 1691.843 | 8.7913 | 0.045682 | 0 | 0 | 0 | 0
4888 | 1700.6803 | 6427 | 268 | 9 | 25 | 595.2381 | 1071.4286 | 0 | 0 | 34.0136 | 1700.6803 | 1691.7973 | 8.8829 | 1691.843 | 8.7913 | 0.045682 | 0 | 0 | 0 | 0
4889 | 1700.6803 | 6428 | 268 | 9 | 25 | 595.2381 | 1071.4286 | 0 | 0 | 34.0136 | 1700.6803 | 1691.7973 | 8.8829 | 1691.843 | 8.7913 | 0.045682 | 0 | 0 | 0 | 0
4890 | 1700.6803 | 6429 | 268 | 9 | 25 | 595.2381 | 1071.4286 | 0 | 0 | 34.0136 | 1700.6803 | 1691.7973 | 8.8829 | 1691.843 | 8.7913 | 0.045682 | 0 | 0 | 0 | 0
4891 | 1700.6803 | 6438 | 269 | 9 | 26 | 595.2381 | 1071.4286 | 0 | 0 | 34.0136 | 1700.6803 | 1691.7973 | 8.8829 | 1691.843 | 8.7913 | 0.045682 | 0 | 0 | 0 | 0
4892 | 1700.6803 | 6451 | 269 | 9 | 26 | 595.2381 | 1071.4286 | 0 | 0 | 34.0136 | 1700.6803 | 1691.7973 | 8.8829 | 1691.843 | 8.7913 | 0.045682 | 0 | 0 | 0 | 0
4893 | 1700.6803 | 6452 | 269 | 9 | 26 | 595.2381 | 1071.4286 | 0 | 0 | 34.0136 | 1700.6803 | 1691.7973 | 8.8829 | 1691.843 | 8.7913 | 0.045682 | 0 | 0 | 0 | 0
4894 | 1700.6803 | 6453 | 269 | 9 | 26 | 595.2381 | 1071.4286 | 0 | 0 | 34.0136 | 1700.6803 | 1691.7973 | 8.8829 | 1691.843 | 8.7913 | 0.045682 | 0 | 0 | 0 | 0
4895 | 1700.6803 | 6462 | 270 | 9 | 27 | 595.2381 | 1071.4286 | 0 | 0 | 34.0136 | 1700.6803 | 1691.7973 | 8.8829 | 1691.843 | 8.7913 | 0.045682 | 0 | 0 | 0 | 0
4896 | 1700.6803 | 6475 | 270 | 9 | 27 | 595.2381 | 1071.4286 | 0 | 0 | 34.0136 | 1700.6803 | 1691.7973 | 8.8829 | 1691.843 | 8.7913 | 0.045682 | 0 | 0 | 0 | 0
4897 | 1700.6803 | 6476 | 270 | 9 | 27 | 595.2381 | 1071.4286 | 0 | 0 | 34.0136 | 1700.6803 | 1691.7973 | 8.8829 | 1691.843 | 8.7913 | 0.045682 | 0 | 0 | 0 | 0
4898 | 1700.6803 | 6477 | 270 | 9 | 27 | 595.2381 | 1071.4286 | 0 | 0 | 34.0136 | 1700.6803 | 1691.7973 | 8.8829 | 1691.843 | 8.7913 | 0.045682 | 0 | 0 | 0 | 0
4899 | 1700.6803 | 6486 | 271 | 9 | 28 | 595.2381 | 1071.4286 | 0 | 0 | 34.0136 | 1700.6803 | 1691.7973 | 8.8829 | 1691.843 | 8.7913 | 0.045682 | 0 | 0 | 0 | 0
4900 | 1700.6803 | 6499 | 271 | 9 | 28 | 595.2381 | 1071.4286 | 0 | 0 | 34.0136 | 1700.6803 | 1691.7973 | 8.8829 | 1691.843 | 8.7913 | 0.045682 | 0 | 0 | 0 | 0
4901 | 1700.6803 | 6500 | 271 | 9 | 28 | 595.2381 | 1071.4286 | 0 | 0 | 34.0136 | 1700.6803 | 1691.7973 | 8.8829 | 1691.843 | 8.7913 | 0.045682 | 0 | 0 | 0 | 0
4902 | 1700.6803 | 6501 | 271 | 9 | 28 | 595.2381 | 1071.4286 | 0 | 0 | 34.0136 | 1700.6803 | 1691.7973 | 8.8829 | 1691.843 | 8.7913 | 0.045682 | 0 | 0 | 0 | 0
4903 | 1700.6803 | 6510 | 272 | 9 | 29 | 595.2381 | 1071.4286 | 0 | 0 | 34.0136 | 1700.6803 | 1691.7973 | 8.8829 | 1691.843 | 8.7913 | 0.045682 | 0 | 0 | 0 | 0
4904 | 1700.6803 | 6523 | 272 | 9 | 29 | 595.2381 | 1071.4286 | 0 | 0 | 34.0136 | 1700.6803 | 1691.7973 | 8.8829 | 1691.843 | 8.7913 | 0.045682 | 0 | 0 | 0 | 0
4905 | 1700.6803 | 6524 | 272 | 9 | 29 | 595.2381 | 1071.4286 | 0 | 0 | 34.0136 | 1700.6803 | 1691.7973 | 8.8829 | 1691.843 | 8.7913 | 0.045682 | 0 | 0 | 0 | 0
4906 | 1700.6803 | 6525 | 272 | 9 | 29 | 595.2381 | 1071.4286 | 0 | 0 | 34.0136 | 1700.6803 | 1691.7973 | 8.8829 | 1691.843 | 8.7913 | 0.045682 | 0 | 0 | 0 | 0
4907 | 1700.6803 | 6534 | 273 | 9 | 30 | 595.2381 | 1071.4286 | 0 | 0 | 34.0136 | 1700.6803 | 1691.7973 | 8.8829 | 1691.843 | 8.7913 | 0.045682 | 0 | 0 | 0 | 0
4908 | 1700.6803 | 6547 | 273 | 9 | 30 | 595.2381 | 1071.4286 | 0 | 0 | 34.0136 | 1700.6803 | 1691.7973 | 8.8829 | 1691.843 | 8.7913 | 0.045682 | 0 | 0 | 0 | 0
4909 | 1700.6803 | 6548 | 273 | 9 | 30 | 595.2381 | 1071.4286 | 0 | 0 | 34.0136 | 1700.6803 | 1691.7973 | 8.8829 | 1691.843 | 8.7913 | 0.045682 | 0 | 0 | 0 | 0
4910 | 1700.6803 | 6549 | 273 | 9 | 30 | 595.2381 | 1071.4286 | 0 | 0 | 34.0136 | 1700.6803 | 1691.7973 | 8.8829 | 1691.843 | 8.7913 | 0.045682 | 0 | 0 | 0 | 0
4911 | 1688.5326 | 3631 | 152 | 6 | 1 | 119.0476 | 1250 | 0 | 285.7143 | 33.7707 | 1688.5326 | 1679.7131 | 8.8195 | 1679.7584 | 8.7285 | 0.045356 | 0 | 0 | 0 | 0
4912 | 1688.5326 | 3632 | 152 | 6 | 1 | 119.0476 | 1250 | 0 | 285.7143 | 33.7707 | 1688.5326 | 1679.7131 | 8.8195 | 1679.7584 | 8.7285 | 0.045356 | 0 | 0 | 0 | 0
4913 | 1688.5326 | 3655 | 153 | 6 | 2 | 119.0476 | 1250 | 0 | 285.7143 | 33.7707 | 1688.5326 | 1679.7131 | 8.8195 | 1679.7584 | 8.7285 | 0.045356 | 0 | 0 | 0 | 0
4914 | 1688.5326 | 3656 | 153 | 6 | 2 | 119.0476 | 1250 | 0 | 285.7143 | 33.7707 | 1688.5326 | 1679.7131 | 8.8195 | 1679.7584 | 8.7285 | 0.045356 | 0 | 0 | 0 | 0
4915 | 1688.5326 | 3679 | 154 | 6 | 3 | 119.0476 | 1250 | 0 | 285.7143 | 33.7707 | 1688.5326 | 1679.7131 | 8.8195 | 1679.7584 | 8.7285 | 0.045356 | 0 | 0 | 0 | 0
4916 | 1688.5326 | 3680 | 154 | 6 | 3 | 119.0476 | 1250 | 0 | 285.7143 | 33.7707 | 1688.5326 | 1679.7131 | 8.8195 | 1679.7584 | 8.7285 | 0.045356 | 0 | 0 | 0 | 0
4917 | 1688.5326 | 3703 | 155 | 6 | 4 | 119.0476 | 1250 | 0 | 285.7143 | 33.7707 | 1688.5326 | 1679.7131 | 8.8195 | 1679.7584 | 8.7285 | 0.045356 | 0 | 0 | 0 | 0
4918 | 1688.5326 | 3704 | 155 | 6 | 4 | 119.0476 | 1250 | 0 | 285.7143 | 33.7707 | 1688.5326 | 1679.7131 | 8.8195 | 1679.7584 | 8.7285 | 0.045356 | 0 | 0 | 0 | 0
4919 | 1688.5326 | 3727 | 156 | 6 | 5 | 119.0476 | 1250 | 0 | 285.7143 | 33.7707 | 1688.5326 | 1679.7131 | 8.8195 | 1679.7584 | 8.7285 | 0.045356 | 0 | 0 | 0 | 0
4920 | 1688.5326 | 3728 | 156 | 6 | 5 | 119.0476 | 1250 | 0 | 285.7143 | 33.7707 | 1688.5326 | 1679.7131 | 8.8195 | 1679.7584 | 8.7285 | 0.045356 | 0 | 0 | 0 | 0
4921 | 1688.5326 | 3751 | 157 | 6 | 6 | 119.0476 | 1250 | 0 | 285.7143 | 33.7707 | 1688.5326 | 1679.7131 | 8.8195 | 1679.7584 | 8.7285 | 0.045356 | 0 | 0 | 0 | 0
4922 | 1688.5326 | 3752 | 157 | 6 | 6 | 119.0476 | 1250 | 0 | 285.7143 | 33.7707 | 1688.5326 | 1679.7131 | 8.8195 | 1679.7584 | 8.7285 | 0.045356 | 0 | 0 | 0 | 0
4923 | 1688.5326 | 3775 | 158 | 6 | 7 | 119.0476 | 1250 | 0 | 285.7143 | 33.7707 | 1688.5326 | 1679.7131 | 8.8195 | 1679.7584 | 8.7285 | 0.045356 | 0 | 0 | 0 | 0
4924 | 1688.5326 | 3776 | 158 | 6 | 7 | 119.0476 | 1250 | 0 | 285.7143 | 33.7707 | 1688.5326 | 1679.7131 | 8.8195 | 1679.7584 | 8.7285 | 0.045356 | 0 | 0 | 0 | 0
4925 | 1688.5326 | 3799 | 159 | 6 | 8 | 119.0476 | 1250 | 0 | 285.7143 | 33.7707 | 1688.5326 | 1679.7131 | 8.8195 | 1679.7584 | 8.7285 | 0.045356 | 0 | 0 | 0 | 0
4926 | 1688.5326 | 3800 | 159 | 6 | 8 | 119.0476 | 1250 | 0 | 285.7143 | 33.7707 | 1688.5326 | 1679.7131 | 8.8195 | 1679.7584 | 8.7285 | 0.045356 | 0 | 0 | 0 | 0
4927 | 1688.5326 | 3823 | 160 | 6 | 9 | 119.0476 | 1250 | 0 | 285.7143 | 33.7707 | 1688.5326 | 1679.7131 | 8.8195 | 1679.7584 | 8.7285 | 0.045356 | 0 | 0 | 0 | 0
4928 | 1688.5326 | 3824 | 160 | 6 | 9 | 119.0476 | 1250 | 0 | 285.7143 | 33.7707 | 1688.5326 | 1679.7131 | 8.8195 | 1679.7584 | 8.7285 | 0.045356 | 0 | 0 | 0 | 0
4929 | 1688.5326 | 3847 | 161 | 6 | 10 | 119.0476 | 1250 | 0 | 285.7143 | 33.7707 | 1688.5326 | 1679.7131 | 8.8195 | 1679.7584 | 8.7285 | 0.045356 | 0 | 0 | 0 | 0
4930 | 1688.5326 | 3848 | 161 | 6 | 10 | 119.0476 | 1250 | 0 | 285.7143 | 33.7707 | 1688.5326 | 1679.7131 | 8.8195 | 1679.7584 | 8.7285 | 0.045356 | 0 | 0 | 0 | 0
4931 | 1688.5326 | 3871 | 162 | 6 | 11 | 119.0476 | 1250 | 0 | 285.7143 | 33.7707 | 1688.5326 | 1679.7131 | 8.8195 | 1679.7584 | 8.7285 | 0.045356 | 0 | 0 | 0 | 0
4932 | 1688.5326 | 3872 | 162 | 6 | 11 | 119.0476 | 1250 | 0 | 285.7143 | 33.7707 | 1688.5326 | 1679.7131 | 8.8195 | 1679.7584 | 8.7285 | 0.045356 | 0 | 0 | 0 | 0
4933 | 1688.5326 | 3895 | 163 | 6 | 12 | 119.0476 | 1250 | 0 | 285.7143 | 33.7707 | 1688.5326 | 1679.7131 | 8.8195 | 1679.7584 | 8.7285 | 0.045356 | 0 | 0 | 0 | 0
4934 | 1688.5326 | 3896 | 163 | 6 | 12 | 119.0476 | 1250 | 0 | 285.7143 | 33.7707 | 1688.5326 | 1679.7131 | 8.8195 | 1679.7584 | 8.7285 | 0.045356 | 0 | 0 | 0 | 0
4935 | 1688.5326 | 3919 | 164 | 6 | 13 | 119.0476 | 1250 | 0 | 285.7143 | 33.7707 | 1688.5326 | 1679.7131 | 8.8195 | 1679.7584 | 8.7285 | 0.045356 | 0 | 0 | 0 | 0
4936 | 1688.5326 | 3920 | 164 | 6 | 13 | 119.0476 | 1250 | 0 | 285.7143 | 33.7707 | 1688.5326 | 1679.7131 | 8.8195 | 1679.7584 | 8.7285 | 0.045356 | 0 | 0 | 0 | 0
4937 | 1688.5326 | 3943 | 165 | 6 | 14 | 119.0476 | 1250 | 0 | 285.7143 | 33.7707 | 1688.5326 | 1679.7131 | 8.8195 | 1679.7584 | 8.7285 | 0.045356 | 0 | 0 | 0 | 0
4938 | 1688.5326 | 3944 | 165 | 6 | 14 | 119.0476 | 1250 | 0 | 285.7143 | 33.7707 | 1688.5326 | 1679.7131 | 8.8195 | 1679.7584 | 8.7285 | 0.045356 | 0 | 0 | 0 | 0
4939 | 1688.5326 | 3967 | 166 | 6 | 15 | 119.0476 | 1250 | 0 | 285.7143 | 33.7707 | 1688.5326 | 1679.7131 | 8.8195 | 1679.7584 | 8.7285 | 0.045356 | 0 | 0 | 0 | 0
4940 | 1688.5326 | 3968 | 166 | 6 | 15 | 119.0476 | 1250 | 0 | 285.7143 | 33.7707 | 1688.5326 | 1679.7131 | 8.8195 | 1679.7584 | 8.7285 | 0.045356 | 0 | 0 | 0 | 0
4941 | 1688.5326 | 3991 | 167 | 6 | 16 | 119.0476 | 1250 | 0 | 285.7143 | 33.7707 | 1688.5326 | 1679.7131 | 8.8195 | 1679.7584 | 8.7285 | 0.045356 | 0 | 0 | 0 | 0
4942 | 1688.5326 | 3992 | 167 | 6 | 16 | 119.0476 | 1250 | 0 | 285.7143 | 33.7707 | 1688.5326 | 1679.7131 | 8.8195 | 1679.7584 | 8.7285 | 0.045356 | 0 | 0 | 0 | 0
4943 | 1688.5326 | 4015 | 168 | 6 | 17 | 119.0476 | 1250 | 0 | 285.7143 | 33.7707 | 1688.5326 | 1679.7131 | 8.8195 | 1679.7584 | 8.7285 | 0.045356 | 0 | 0 | 0 | 0
4944 | 1688.5326 | 4016 | 168 | 6 | 17 | 119.0476 | 1250 | 0 | 285.7143 | 33.7707 | 1688.5326 | 1679.7131 | 8.8195 | 1679.7584 | 8.7285 | 0.045356 | 0 | 0 | 0 | 0
4945 | 1688.5326 | 4039 | 169 | 6 | 18 | 119.0476 | 1250 | 0 | 285.7143 | 33.7707 | 1688.5326 | 1679.7131 | 8.8195 | 1679.7584 | 8.7285 | 0.045356 | 0 | 0 | 0 | 0
4946 | 1688.5326 | 4040 | 169 | 6 | 18 | 119.0476 | 1250 | 0 | 285.7143 | 33.7707 | 1688.5326 | 1679.7131 | 8.8195 | 1679.7584 | 8.7285 | 0.045356 | 0 | 0 | 0 | 0
4947 | 1688.5326 | 4063 | 170 | 6 | 19 | 119.0476 | 1250 | 0 | 285.7143 | 33.7707 | 1688.5326 | 1679.7131 | 8.8195 | 1679.7584 | 8.7285 | 0.045356 | 0 | 0 | 0 | 0
4948 | 1688.5326 | 4064 | 170 | 6 | 19 | 119.0476 | 1250 | 0 | 285.7143 | 33.7707 | 1688.5326 | 1679.7131 | 8.8195 | 1679.7584 | 8.7285 | 0.045356 | 0 | 0 | 0 | 0
4949 | 1688.5326 | 4087 | 171 | 6 | 20 | 119.0476 | 1250 | 0 | 285.7143 | 33.7707 | 1688.5326 | 1679.7131 | 8.8195 | 1679.7584 | 8.7285 | 0.045356 | 0 | 0 | 0 | 0
4950 | 1688.5326 | 4088 | 171 | 6 | 20 | 119.0476 | 1250 | 0 | 285.7143 | 33.7707 | 1688.5326 | 1679.7131 | 8.8195 | 1679.7584 | 8.7285 | 0.045356 | 0 | 0 | 0 | 0
4951 | 1688.5326 | 4111 | 172 | 6 | 21 | 119.0476 | 1250 | 0 | 285.7143 | 33.7707 | 1688.5326 | 1679.7131 | 8.8195 | 1679.7584 | 8.7285 | 0.045356 | 0 | 0 | 0 | 0
4952 | 1688.5326 | 4112 | 172 | 6 | 21 | 119.0476 | 1250 | 0 | 285.7143 | 33.7707 | 1688.5326 | 1679.7131 | 8.8195 | 1679.7584 | 8.7285 | 0.045356 | 0 | 0 | 0 | 0
4953 | 1688.5326 | 4135 | 173 | 6 | 22 | 119.0476 | 1250 | 0 | 285.7143 | 33.7707 | 1688.5326 | 1679.7131 | 8.8195 | 1679.7584 | 8.7285 | 0.045356 | 0 | 0 | 0 | 0
4954 | 1688.5326 | 4136 | 173 | 6 | 22 | 119.0476 | 1250 | 0 | 285.7143 | 33.7707 | 1688.5326 | 1679.7131 | 8.8195 | 1679.7584 | 8.7285 | 0.045356 | 0 | 0 | 0 | 0
4955 | 1688.5326 | 4159 | 174 | 6 | 23 | 119.0476 | 1250 | 0 | 285.7143 | 33.7707 | 1688.5326 | 1679.7131 | 8.8195 | 1679.7584 | 8.7285 | 0.045356 | 0 | 0 | 0 | 0
4956 | 1688.5326 | 4160 | 174 | 6 | 23 | 119.0476 | 1250 | 0 | 285.7143 | 33.7707 | 1688.5326 | 1679.7131 | 8.8195 | 1679.7584 | 8.7285 | 0.045356 | 0 | 0 | 0 | 0
4957 | 1688.5326 | 4183 | 175 | 6 | 24 | 119.0476 | 1250 | 0 | 285.7143 | 33.7707 | 1688.5326 | 1679.7131 | 8.8195 | 1679.7584 | 8.7285 | 0.045356 | 0 | 0 | 0 | 0
4958 | 1688.5326 | 4184 | 175 | 6 | 24 | 119.0476 | 1250 | 0 | 285.7143 | 33.7707 | 1688.5326 | 1679.7131 | 8.8195 | 1679.7584 | 8.7285 | 0.045356 | 0 | 0 | 0 | 0
4959 | 1688.5326 | 4207 | 176 | 6 | 25 | 119.0476 | 1250 | 0 | 285.7143 | 33.7707 | 1688.5326 | 1679.7131 | 8.8195 | 1679.7584 | 8.7285 | 0.045356 | 0 | 0 | 0 | 0
4960 | 1688.5326 | 4208 | 176 | 6 | 25 | 119.0476 | 1250 | 0 | 285.7143 | 33.7707 | 1688.5326 | 1679.7131 | 8.8195 | 1679.7584 | 8.7285 | 0.045356 | 0 | 0 | 0 | 0
4961 | 1688.5326 | 4231 | 177 | 6 | 26 | 119.0476 | 1250 | 0 | 285.7143 | 33.7707 | 1688.5326 | 1679.7131 | 8.8195 | 1679.7584 | 8.7285 | 0.045356 | 0 | 0 | 0 | 0
4962 | 1688.5326 | 4232 | 177 | 6 | 26 | 119.0476 | 1250 | 0 | 285.7143 | 33.7707 | 1688.5326 | 1679.7131 | 8.8195 | 1679.7584 | 8.7285 | 0.045356 | 0 | 0 | 0 | 0
4963 | 1688.5326 | 4255 | 178 | 6 | 27 | 119.0476 | 1250 | 0 | 285.7143 | 33.7707 | 1688.5326 | 1679.7131 | 8.8195 | 1679.7584 | 8.7285 | 0.045356 | 0 | 0 | 0 | 0
4964 | 1688.5326 | 4256 | 178 | 6 | 27 | 119.0476 | 1250 | 0 | 285.7143 | 33.7707 | 1688.5326 | 1679.7131 | 8.8195 | 1679.7584 | 8.7285 | 0.045356 | 0 | 0 | 0 | 0
4965 | 1688.5326 | 4279 | 179 | 6 | 28 | 119.0476 | 1250 | 0 | 285.7143 | 33.7707 | 1688.5326 | 1679.7131 | 8.8195 | 1679.7584 | 8.7285 | 0.045356 | 0 | 0 | 0 | 0
4966 | 1688.5326 | 4280 | 179 | 6 | 28 | 119.0476 | 1250 | 0 | 285.7143 | 33.7707 | 1688.5326 | 1679.7131 | 8.8195 | 1679.7584 | 8.7285 | 0.045356 | 0 | 0 | 0 | 0
4967 | 1688.5326 | 4303 | 180 | 6 | 29 | 119.0476 | 1250 | 0 | 285.7143 | 33.7707 | 1688.5326 | 1679.7131 | 8.8195 | 1679.7584 | 8.7285 | 0.045356 | 0 | 0 | 0 | 0
4968 | 1688.5326 | 4304 | 180 | 6 | 29 | 119.0476 | 1250 | 0 | 285.7143 | 33.7707 | 1688.5326 | 1679.7131 | 8.8195 | 1679.7584 | 8.7285 | 0.045356 | 0 | 0 | 0 | 0
4969 | 1688.5326 | 4327 | 181 | 6 | 30 | 119.0476 | 1250 | 0 | 285.7143 | 33.7707 | 1688.5326 | 1679.7131 | 8.8195 | 1679.7584 | 8.7285 | 0.045356 | 0 | 0 | 0 | 0
4970 | 1688.5326 | 4328 | 181 | 6 | 30 | 119.0476 | 1250 | 0 | 285.7143 | 33.7707 | 1688.5326 | 1679.7131 | 8.8195 | 1679.7584 | 8.7285 | 0.045356 | 0 | 0 | 0 | 0
4971 | 1652.0894 | 6558 | 274 | 10 | 1 | 1011.9048 | 607.1429 | 0 | 0 | 33.0418 | 1652.0894 | 1643.4603 | 8.6291 | 1643.5046 | 8.5402 | 0.044377 | 0 | 0 | 0 | 0
4972 | 1652.0894 | 6571 | 274 | 10 | 1 | 1011.9048 | 607.1429 | 0 | 0 | 33.0418 | 1652.0894 | 1643.4603 | 8.6291 | 1643.5046 | 8.5402 | 0.044377 | 0 | 0 | 0 | 0
4973 | 1652.0894 | 6572 | 274 | 10 | 1 | 1011.9048 | 607.1429 | 0 | 0 | 33.0418 | 1652.0894 | 1643.4603 | 8.6291 | 1643.5046 | 8.5402 | 0.044377 | 0 | 0 | 0 | 0
4974 | 1652.0894 | 6573 | 274 | 10 | 1 | 1011.9048 | 607.1429 | 0 | 0 | 33.0418 | 1652.0894 | 1643.4603 | 8.6291 | 1643.5046 | 8.5402 | 0.044377 | 0 | 0 | 0 | 0
4975 | 1652.0894 | 6582 | 275 | 10 | 2 | 1011.9048 | 607.1429 | 0 | 0 | 33.0418 | 1652.0894 | 1643.4603 | 8.6291 | 1643.5046 | 8.5402 | 0.044377 | 0 | 0 | 0 | 0
4976 | 1652.0894 | 6595 | 275 | 10 | 2 | 1011.9048 | 607.1429 | 0 | 0 | 33.0418 | 1652.0894 | 1643.4603 | 8.6291 | 1643.5046 | 8.5402 | 0.044377 | 0 | 0 | 0 | 0
4977 | 1652.0894 | 6596 | 275 | 10 | 2 | 1011.9048 | 607.1429 | 0 | 0 | 33.0418 | 1652.0894 | 1643.4603 | 8.6291 | 1643.5046 | 8.5402 | 0.044377 | 0 | 0 | 0 | 0
4978 | 1652.0894 | 6597 | 275 | 10 | 2 | 1011.9048 | 607.1429 | 0 | 0 | 33.0418 | 1652.0894 | 1643.4603 | 8.6291 | 1643.5046 | 8.5402 | 0.044377 | 0 | 0 | 0 | 0
4979 | 1652.0894 | 6606 | 276 | 10 | 3 | 1011.9048 | 607.1429 | 0 | 0 | 33.0418 | 1652.0894 | 1643.4603 | 8.6291 | 1643.5046 | 8.5402 | 0.044377 | 0 | 0 | 0 | 0
4980 | 1652.0894 | 6619 | 276 | 10 | 3 | 1011.9048 | 607.1429 | 0 | 0 | 33.0418 | 1652.0894 | 1643.4603 | 8.6291 | 1643.5046 | 8.5402 | 0.044377 | 0 | 0 | 0 | 0
4981 | 1652.0894 | 6620 | 276 | 10 | 3 | 1011.9048 | 607.1429 | 0 | 0 | 33.0418 | 1652.0894 | 1643.4603 | 8.6291 | 1643.5046 | 8.5402 | 0.044377 | 0 | 0 | 0 | 0
4982 | 1652.0894 | 6621 | 276 | 10 | 3 | 1011.9048 | 607.1429 | 0 | 0 | 33.0418 | 1652.0894 | 1643.4603 | 8.6291 | 1643.5046 | 8.5402 | 0.044377 | 0 | 0 | 0 | 0
4983 | 1652.0894 | 6630 | 277 | 10 | 4 | 1011.9048 | 607.1429 | 0 | 0 | 33.0418 | 1652.0894 | 1643.4603 | 8.6291 | 1643.5046 | 8.5402 | 0.044377 | 0 | 0 | 0 | 0
4984 | 1652.0894 | 6643 | 277 | 10 | 4 | 1011.9048 | 607.1429 | 0 | 0 | 33.0418 | 1652.0894 | 1643.4603 | 8.6291 | 1643.5046 | 8.5402 | 0.044377 | 0 | 0 | 0 | 0
4985 | 1652.0894 | 6644 | 277 | 10 | 4 | 1011.9048 | 607.1429 | 0 | 0 | 33.0418 | 1652.0894 | 1643.4603 | 8.6291 | 1643.5046 | 8.5402 | 0.044377 | 0 | 0 | 0 | 0
4986 | 1652.0894 | 6645 | 277 | 10 | 4 | 1011.9048 | 607.1429 | 0 | 0 | 33.0418 | 1652.0894 | 1643.4603 | 8.6291 | 1643.5046 | 8.5402 | 0.044377 | 0 | 0 | 0 | 0
4987 | 1652.0894 | 6654 | 278 | 10 | 5 | 1011.9048 | 607.1429 | 0 | 0 | 33.0418 | 1652.0894 | 1643.4603 | 8.6291 | 1643.5046 | 8.5402 | 0.044377 | 0 | 0 | 0 | 0
4988 | 1652.0894 | 6667 | 278 | 10 | 5 | 1011.9048 | 607.1429 | 0 | 0 | 33.0418 | 1652.0894 | 1643.4603 | 8.6291 | 1643.5046 | 8.5402 | 0.044377 | 0 | 0 | 0 | 0
4989 | 1652.0894 | 6668 | 278 | 10 | 5 | 1011.9048 | 607.1429 | 0 | 0 | 33.0418 | 1652.0894 | 1643.4603 | 8.6291 | 1643.5046 | 8.5402 | 0.044377 | 0 | 0 | 0 | 0
4990 | 1652.0894 | 6669 | 278 | 10 | 5 | 1011.9048 | 607.1429 | 0 | 0 | 33.0418 | 1652.0894 | 1643.4603 | 8.6291 | 1643.5046 | 8.5402 | 0.044377 | 0 | 0 | 0 | 0
4991 | 1652.0894 | 6678 | 279 | 10 | 6 | 1011.9048 | 607.1429 | 0 | 0 | 33.0418 | 1652.0894 | 1643.4603 | 8.6291 | 1643.5046 | 8.5402 | 0.044377 | 0 | 0 | 0 | 0
4992 | 1652.0894 | 6691 | 279 | 10 | 6 | 1011.9048 | 607.1429 | 0 | 0 | 33.0418 | 1652.0894 | 1643.4603 | 8.6291 | 1643.5046 | 8.5402 | 0.044377 | 0 | 0 | 0 | 0
4993 | 1652.0894 | 6692 | 279 | 10 | 6 | 1011.9048 | 607.1429 | 0 | 0 | 33.0418 | 1652.0894 | 1643.4603 | 8.6291 | 1643.5046 | 8.5402 | 0.044377 | 0 | 0 | 0 | 0
4994 | 1652.0894 | 6693 | 279 | 10 | 6 | 1011.9048 | 607.1429 | 0 | 0 | 33.0418 | 1652.0894 | 1643.4603 | 8.6291 | 1643.5046 | 8.5402 | 0.044377 | 0 | 0 | 0 | 0
4995 | 1652.0894 | 6702 | 280 | 10 | 7 | 1011.9048 | 607.1429 | 0 | 0 | 33.0418 | 1652.0894 | 1643.4603 | 8.6291 | 1643.5046 | 8.5402 | 0.044377 | 0 | 0 | 0 | 0
4996 | 1652.0894 | 6715 | 280 | 10 | 7 | 1011.9048 | 607.1429 | 0 | 0 | 33.0418 | 1652.0894 | 1643.4603 | 8.6291 | 1643.5046 | 8.5402 | 0.044377 | 0 | 0 | 0 | 0
4997 | 1652.0894 | 6716 | 280 | 10 | 7 | 1011.9048 | 607.1429 | 0 | 0 | 33.0418 | 1652.0894 | 1643.4603 | 8.6291 | 1643.5046 | 8.5402 | 0.044377 | 0 | 0 | 0 | 0
4998 | 1652.0894 | 6717 | 280 | 10 | 7 | 1011.9048 | 607.1429 | 0 | 0 | 33.0418 | 1652.0894 | 1643.4603 | 8.6291 | 1643.5046 | 8.5402 | 0.044377 | 0 | 0 | 0 | 0
4999 | 1652.0894 | 6726 | 281 | 10 | 8 | 1011.9048 | 607.1429 | 0 | 0 | 33.0418 | 1652.0894 | 1643.4603 | 8.6291 | 1643.5046 | 8.5402 | 0.044377 | 0 | 0 | 0 | 0
5000 | 1652.0894 | 6739 | 281 | 10 | 8 | 1011.9048 | 607.1429 | 0 | 0 | 33.0418 | 1652.0894 | 1643.4603 | 8.6291 | 1643.5046 | 8.5402 | 0.044377 | 0 | 0 | 0 | 0
5001 | 1652.0894 | 6740 | 281 | 10 | 8 | 1011.9048 | 607.1429 | 0 | 0 | 33.0418 | 1652.0894 | 1643.4603 | 8.6291 | 1643.5046 | 8.5402 | 0.044377 | 0 | 0 | 0 | 0
5002 | 1652.0894 | 6741 | 281 | 10 | 8 | 1011.9048 | 607.1429 | 0 | 0 | 33.0418 | 1652.0894 | 1643.4603 | 8.6291 | 1643.5046 | 8.5402 | 0.044377 | 0 | 0 | 0 | 0
5003 | 1652.0894 | 6750 | 282 | 10 | 9 | 1011.9048 | 607.1429 | 0 | 0 | 33.0418 | 1652.0894 | 1643.4603 | 8.6291 | 1643.5046 | 8.5402 | 0.044377 | 0 | 0 | 0 | 0
5004 | 1652.0894 | 6763 | 282 | 10 | 9 | 1011.9048 | 607.1429 | 0 | 0 | 33.0418 | 1652.0894 | 1643.4603 | 8.6291 | 1643.5046 | 8.5402 | 0.044377 | 0 | 0 | 0 | 0
5005 | 1652.0894 | 6764 | 282 | 10 | 9 | 1011.9048 | 607.1429 | 0 | 0 | 33.0418 | 1652.0894 | 1643.4603 | 8.6291 | 1643.5046 | 8.5402 | 0.044377 | 0 | 0 | 0 | 0
5006 | 1652.0894 | 6765 | 282 | 10 | 9 | 1011.9048 | 607.1429 | 0 | 0 | 33.0418 | 1652.0894 | 1643.4603 | 8.6291 | 1643.5046 | 8.5402 | 0.044377 | 0 | 0 | 0 | 0
5007 | 1652.0894 | 6774 | 283 | 10 | 10 | 1011.9048 | 607.1429 | 0 | 0 | 33.0418 | 1652.0894 | 1643.4603 | 8.6291 | 1643.5046 | 8.5402 | 0.044377 | 0 | 0 | 0 | 0
5008 | 1652.0894 | 6787 | 283 | 10 | 10 | 1011.9048 | 607.1429 | 0 | 0 | 33.0418 | 1652.0894 | 1643.4603 | 8.6291 | 1643.5046 | 8.5402 | 0.044377 | 0 | 0 | 0 | 0
5009 | 1652.0894 | 6788 | 283 | 10 | 10 | 1011.9048 | 607.1429 | 0 | 0 | 33.0418 | 1652.0894 | 1643.4603 | 8.6291 | 1643.5046 | 8.5402 | 0.044377 | 0 | 0 | 0 | 0
5010 | 1652.0894 | 6789 | 283 | 10 | 10 | 1011.9048 | 607.1429 | 0 | 0 | 33.0418 | 1652.0894 | 1643.4603 | 8.6291 | 1643.5046 | 8.5402 | 0.044377 | 0 | 0 | 0 | 0
5011 | 1652.0894 | 6798 | 284 | 10 | 11 | 1011.9048 | 607.1429 | 0 | 0 | 33.0418 | 1652.0894 | 1643.4603 | 8.6291 | 1643.5046 | 8.5402 | 0.044377 | 0 | 0 | 0 | 0
5012 | 1652.0894 | 6811 | 284 | 10 | 11 | 1011.9048 | 607.1429 | 0 | 0 | 33.0418 | 1652.0894 | 1643.4603 | 8.6291 | 1643.5046 | 8.5402 | 0.044377 | 0 | 0 | 0 | 0
5013 | 1652.0894 | 6812 | 284 | 10 | 11 | 1011.9048 | 607.1429 | 0 | 0 | 33.0418 | 1652.0894 | 1643.4603 | 8.6291 | 1643.5046 | 8.5402 | 0.044377 | 0 | 0 | 0 | 0
5014 | 1652.0894 | 6813 | 284 | 10 | 11 | 1011.9048 | 607.1429 | 0 | 0 | 33.0418 | 1652.0894 | 1643.4603 | 8.6291 | 1643.5046 | 8.5402 | 0.044377 | 0 | 0 | 0 | 0
5015 | 1652.0894 | 6822 | 285 | 10 | 12 | 1011.9048 | 607.1429 | 0 | 0 | 33.0418 | 1652.0894 | 1643.4603 | 8.6291 | 1643.5046 | 8.5402 | 0.044377 | 0 | 0 | 0 | 0
5016 | 1652.0894 | 6835 | 285 | 10 | 12 | 1011.9048 | 607.1429 | 0 | 0 | 33.0418 | 1652.0894 | 1643.4603 | 8.6291 | 1643.5046 | 8.5402 | 0.044377 | 0 | 0 | 0 | 0
5017 | 1652.0894 | 6836 | 285 | 10 | 12 | 1011.9048 | 607.1429 | 0 | 0 | 33.0418 | 1652.0894 | 1643.4603 | 8.6291 | 1643.5046 | 8.5402 | 0.044377 | 0 | 0 | 0 | 0
5018 | 1652.0894 | 6837 | 285 | 10 | 12 | 1011.9048 | 607.1429 | 0 | 0 | 33.0418 | 1652.0894 | 1643.4603 | 8.6291 | 1643.5046 | 8.5402 | 0.044377 | 0 | 0 | 0 | 0
5019 | 1652.0894 | 6846 | 286 | 10 | 13 | 1011.9048 | 607.1429 | 0 | 0 | 33.0418 | 1652.0894 | 1643.4603 | 8.6291 | 1643.5046 | 8.5402 | 0.044377 | 0 | 0 | 0 | 0
5020 | 1652.0894 | 6859 | 286 | 10 | 13 | 1011.9048 | 607.1429 | 0 | 0 | 33.0418 | 1652.0894 | 1643.4603 | 8.6291 | 1643.5046 | 8.5402 | 0.044377 | 0 | 0 | 0 | 0
5021 | 1652.0894 | 6860 | 286 | 10 | 13 | 1011.9048 | 607.1429 | 0 | 0 | 33.0418 | 1652.0894 | 1643.4603 | 8.6291 | 1643.5046 | 8.5402 | 0.044377 | 0 | 0 | 0 | 0
5022 | 1652.0894 | 6861 | 286 | 10 | 13 | 1011.9048 | 607.1429 | 0 | 0 | 33.0418 | 1652.0894 | 1643.4603 | 8.6291 | 1643.5046 | 8.5402 | 0.044377 | 0 | 0 | 0 | 0
5023 | 1652.0894 | 6870 | 287 | 10 | 14 | 1011.9048 | 607.1429 | 0 | 0 | 33.0418 | 1652.0894 | 1643.4603 | 8.6291 | 1643.5046 | 8.5402 | 0.044377 | 0 | 0 | 0 | 0
5024 | 1652.0894 | 6883 | 287 | 10 | 14 | 1011.9048 | 607.1429 | 0 | 0 | 33.0418 | 1652.0894 | 1643.4603 | 8.6291 | 1643.5046 | 8.5402 | 0.044377 | 0 | 0 | 0 | 0
5025 | 1652.0894 | 6884 | 287 | 10 | 14 | 1011.9048 | 607.1429 | 0 | 0 | 33.0418 | 1652.0894 | 1643.4603 | 8.6291 | 1643.5046 | 8.5402 | 0.044377 | 0 | 0 | 0 | 0
5026 | 1652.0894 | 6885 | 287 | 10 | 14 | 1011.9048 | 607.1429 | 0 | 0 | 33.0418 | 1652.0894 | 1643.4603 | 8.6291 | 1643.5046 | 8.5402 | 0.044377 | 0 | 0 | 0 | 0
5027 | 1652.0894 | 6894 | 288 | 10 | 15 | 1011.9048 | 607.1429 | 0 | 0 | 33.0418 | 1652.0894 | 1643.4603 | 8.6291 | 1643.5046 | 8.5402 | 0.044377 | 0 | 0 | 0 | 0
5028 | 1652.0894 | 6907 | 288 | 10 | 15 | 1011.9048 | 607.1429 | 0 | 0 | 33.0418 | 1652.0894 | 1643.4603 | 8.6291 | 1643.5046 | 8.5402 | 0.044377 | 0 | 0 | 0 | 0
5029 | 1652.0894 | 6908 | 288 | 10 | 15 | 1011.9048 | 607.1429 | 0 | 0 | 33.0418 | 1652.0894 | 1643.4603 | 8.6291 | 1643.5046 | 8.5402 | 0.044377 | 0 | 0 | 0 | 0
5030 | 1652.0894 | 6909 | 288 | 10 | 15 | 1011.9048 | 607.1429 | 0 | 0 | 33.0418 | 1652.0894 | 1643.4603 | 8.6291 | 1643.5046 | 8.5402 | 0.044377 | 0 | 0 | 0 | 0
5031 | 1652.0894 | 6918 | 289 | 10 | 16 | 1011.9048 | 607.1429 | 0 | 0 | 33.0418 | 1652.0894 | 1643.4603 | 8.6291 | 1643.5046 | 8.5402 | 0.044377 | 0 | 0 | 0 | 0
5032 | 1652.0894 | 6931 | 289 | 10 | 16 | 1011.9048 | 607.1429 | 0 | 0 | 33.0418 | 1652.0894 | 1643.4603 | 8.6291 | 1643.5046 | 8.5402 | 0.044377 | 0 | 0 | 0 | 0
5033 | 1652.0894 | 6932 | 289 | 10 | 16 | 1011.9048 | 607.1429 | 0 | 0 | 33.0418 | 1652.0894 | 1643.4603 | 8.6291 | 1643.5046 | 8.5402 | 0.044377 | 0 | 0 | 0 | 0
5034 | 1652.0894 | 6933 | 289 | 10 | 16 | 1011.9048 | 607.1429 | 0 | 0 | 33.0418 | 1652.0894 | 1643.4603 | 8.6291 | 1643.5046 | 8.5402 | 0.044377 | 0 | 0 | 0 | 0
5035 | 1652.0894 | 6942 | 290 | 10 | 17 | 1011.9048 | 607.1429 | 0 | 0 | 33.0418 | 1652.0894 | 1643.4603 | 8.6291 | 1643.5046 | 8.5402 | 0.044377 | 0 | 0 | 0 | 0
5036 | 1652.0894 | 6955 | 290 | 10 | 17 | 1011.9048 | 607.1429 | 0 | 0 | 33.0418 | 1652.0894 | 1643.4603 | 8.6291 | 1643.5046 | 8.5402 | 0.044377 | 0 | 0 | 0 | 0
5037 | 1652.0894 | 6956 | 290 | 10 | 17 | 1011.9048 | 607.1429 | 0 | 0 | 33.0418 | 1652.0894 | 1643.4603 | 8.6291 | 1643.5046 | 8.5402 | 0.044377 | 0 | 0 | 0 | 0
5038 | 1652.0894 | 6957 | 290 | 10 | 17 | 1011.9048 | 607.1429 | 0 | 0 | 33.0418 | 1652.0894 | 1643.4603 | 8.6291 | 1643.5046 | 8.5402 | 0.044377 | 0 | 0 | 0 | 0
5039 | 1652.0894 | 6966 | 291 | 10 | 18 | 1011.9048 | 607.1429 | 0 | 0 | 33.0418 | 1652.0894 | 1643.4603 | 8.6291 | 1643.5046 | 8.5402 | 0.044377 | 0 | 0 | 0 | 0
5040 | 1652.0894 | 6979 | 291 | 10 | 18 | 1011.9048 | 607.1429 | 0 | 0 | 33.0418 | 1652.0894 | 1643.4603 | 8.6291 | 1643.5046 | 8.5402 | 0.044377 | 0 | 0 | 0 | 0
5041 | 1652.0894 | 6980 | 291 | 10 | 18 | 1011.9048 | 607.1429 | 0 | 0 | 33.0418 | 1652.0894 | 1643.4603 | 8.6291 | 1643.5046 | 8.5402 | 0.044377 | 0 | 0 | 0 | 0
5042 | 1652.0894 | 6981 | 291 | 10 | 18 | 1011.9048 | 607.1429 | 0 | 0 | 33.0418 | 1652.0894 | 1643.4603 | 8.6291 | 1643.5046 | 8.5402 | 0.044377 | 0 | 0 | 0 | 0
5043 | 1652.0894 | 6990 | 292 | 10 | 19 | 1011.9048 | 607.1429 | 0 | 0 | 33.0418 | 1652.0894 | 1643.4603 | 8.6291 | 1643.5046 | 8.5402 | 0.044377 | 0 | 0 | 0 | 0
5044 | 1652.0894 | 7003 | 292 | 10 | 19 | 1011.9048 | 607.1429 | 0 | 0 | 33.0418 | 1652.0894 | 1643.4603 | 8.6291 | 1643.5046 | 8.5402 | 0.044377 | 0 | 0 | 0 | 0
5045 | 1652.0894 | 7004 | 292 | 10 | 19 | 1011.9048 | 607.1429 | 0 | 0 | 33.0418 | 1652.0894 | 1643.4603 | 8.6291 | 1643.5046 | 8.5402 | 0.044377 | 0 | 0 | 0 | 0
5046 | 1652.0894 | 7005 | 292 | 10 | 19 | 1011.9048 | 607.1429 | 0 | 0 | 33.0418 | 1652.0894 | 1643.4603 | 8.6291 | 1643.5046 | 8.5402 | 0.044377 | 0 | 0 | 0 | 0
5047 | 1652.0894 | 7014 | 293 | 10 | 20 | 1011.9048 | 607.1429 | 0 | 0 | 33.0418 | 1652.0894 | 1643.4603 | 8.6291 | 1643.5046 | 8.5402 | 0.044377 | 0 | 0 | 0 | 0
5048 | 1652.0894 | 7027 | 293 | 10 | 20 | 1011.9048 | 607.1429 | 0 | 0 | 33.0418 | 1652.0894 | 1643.4603 | 8.6291 | 1643.5046 | 8.5402 | 0.044377 | 0 | 0 | 0 | 0
5049 | 1652.0894 | 7028 | 293 | 10 | 20 | 1011.9048 | 607.1429 | 0 | 0 | 33.0418 | 1652.0894 | 1643.4603 | 8.6291 | 1643.5046 | 8.5402 | 0.044377 | 0 | 0 | 0 | 0
5050 | 1652.0894 | 7029 | 293 | 10 | 20 | 1011.9048 | 607.1429 | 0 | 0 | 33.0418 | 1652.0894 | 1643.4603 | 8.6291 | 1643.5046 | 8.5402 | 0.044377 | 0 | 0 | 0 | 0
5051 | 1652.0894 | 7038 | 294 | 10 | 21 | 1011.9048 | 607.1429 | 0 | 0 | 33.0418 | 1652.0894 | 1643.4603 | 8.6291 | 1643.5046 | 8.5402 | 0.044377 | 0 | 0 | 0 | 0
5052 | 1652.0894 | 7051 | 294 | 10 | 21 | 1011.9048 | 607.1429 | 0 | 0 | 33.0418 | 1652.0894 | 1643.4603 | 8.6291 | 1643.5046 | 8.5402 | 0.044377 | 0 | 0 | 0 | 0
5053 | 1652.0894 | 7052 | 294 | 10 | 21 | 1011.9048 | 607.1429 | 0 | 0 | 33.0418 | 1652.0894 | 1643.4603 | 8.6291 | 1643.5046 | 8.5402 | 0.044377 | 0 | 0 | 0 | 0
5054 | 1652.0894 | 7053 | 294 | 10 | 21 | 1011.9048 | 607.1429 | 0 | 0 | 33.0418 | 1652.0894 | 1643.4603 | 8.6291 | 1643.5046 | 8.5402 | 0.044377 | 0 | 0 | 0 | 0
5055 | 1652.0894 | 7062 | 295 | 10 | 22 | 1011.9048 | 607.1429 | 0 | 0 | 33.0418 | 1652.0894 | 1643.4603 | 8.6291 | 1643.5046 | 8.5402 | 0.044377 | 0 | 0 | 0 | 0
5056 | 1652.0894 | 7075 | 295 | 10 | 22 | 1011.9048 | 607.1429 | 0 | 0 | 33.0418 | 1652.0894 | 1643.4603 | 8.6291 | 1643.5046 | 8.5402 | 0.044377 | 0 | 0 | 0 | 0
5057 | 1652.0894 | 7076 | 295 | 10 | 22 | 1011.9048 | 607.1429 | 0 | 0 | 33.0418 | 1652.0894 | 1643.4603 | 8.6291 | 1643.5046 | 8.5402 | 0.044377 | 0 | 0 | 0 | 0
5058 | 1652.0894 | 7077 | 295 | 10 | 22 | 1011.9048 | 607.1429 | 0 | 0 | 33.0418 | 1652.0894 | 1643.4603 | 8.6291 | 1643.5046 | 8.5402 | 0.044377 | 0 | 0 | 0 | 0
5059 | 1652.0894 | 7086 | 296 | 10 | 23 | 1011.9048 | 607.1429 | 0 | 0 | 33.0418 | 1652.0894 | 1643.4603 | 8.6291 | 1643.5046 | 8.5402 | 0.044377 | 0 | 0 | 0 | 0
5060 | 1652.0894 | 7099 | 296 | 10 | 23 | 1011.9048 | 607.1429 | 0 | 0 | 33.0418 | 1652.0894 | 1643.4603 | 8.6291 | 1643.5046 | 8.5402 | 0.044377 | 0 | 0 | 0 | 0
5061 | 1652.0894 | 7100 | 296 | 10 | 23 | 1011.9048 | 607.1429 | 0 | 0 | 33.0418 | 1652.0894 | 1643.4603 | 8.6291 | 1643.5046 | 8.5402 | 0.044377 | 0 | 0 | 0 | 0
5062 | 1652.0894 | 7101 | 296 | 10 | 23 | 1011.9048 | 607.1429 | 0 | 0 | 33.0418 | 1652.0894 | 1643.4603 | 8.6291 | 1643.5046 | 8.5402 | 0.044377 | 0 | 0 | 0 | 0
5063 | 1652.0894 | 7110 | 297 | 10 | 24 | 1011.9048 | 607.1429 | 0 | 0 | 33.0418 | 1652.0894 | 1643.4603 | 8.6291 | 1643.5046 | 8.5402 | 0.044377 | 0 | 0 | 0 | 0
5064 | 1652.0894 | 7123 | 297 | 10 | 24 | 1011.9048 | 607.1429 | 0 | 0 | 33.0418 | 1652.0894 | 1643.4603 | 8.6291 | 1643.5046 | 8.5402 | 0.044377 | 0 | 0 | 0 | 0
5065 | 1652.0894 | 7124 | 297 | 10 | 24 | 1011.9048 | 607.1429 | 0 | 0 | 33.0418 | 1652.0894 | 1643.4603 | 8.6291 | 1643.5046 | 8.5402 | 0.044377 | 0 | 0 | 0 | 0
5066 | 1652.0894 | 7125 | 297 | 10 | 24 | 1011.9048 | 607.1429 | 0 | 0 | 33.0418 | 1652.0894 | 1643.4603 | 8.6291 | 1643.5046 | 8.5402 | 0.044377 | 0 | 0 | 0 | 0
5067 | 1652.0894 | 7134 | 298 | 10 | 25 | 1011.9048 | 607.1429 | 0 | 0 | 33.0418 | 1652.0894 | 1643.4603 | 8.6291 | 1643.5046 | 8.5402 | 0.044377 | 0 | 0 | 0 | 0
5068 | 1652.0894 | 7147 | 298 | 10 | 25 | 1011.9048 | 607.1429 | 0 | 0 | 33.0418 | 1652.0894 | 1643.4603 | 8.6291 | 1643.5046 | 8.5402 | 0.044377 | 0 | 0 | 0 | 0
5069 | 1652.0894 | 7148 | 298 | 10 | 25 | 1011.9048 | 607.1429 | 0 | 0 | 33.0418 | 1652.0894 | 1643.4603 | 8.6291 | 1643.5046 | 8.5402 | 0.044377 | 0 | 0 | 0 | 0
5070 | 1652.0894 | 7149 | 298 | 10 | 25 | 1011.9048 | 607.1429 | 0 | 0 | 33.0418 | 1652.0894 | 1643.4603 | 8.6291 | 1643.5046 | 8.5402 | 0.044377 | 0 | 0 | 0 | 0
5071 | 1652.0894 | 7158 | 299 | 10 | 26 | 1011.9048 | 607.1429 | 0 | 0 | 33.0418 | 1652.0894 | 1643.4603 | 8.6291 | 1643.5046 | 8.5402 | 0.044377 | 0 | 0 | 0 | 0
5072 | 1652.0894 | 7171 | 299 | 10 | 26 | 1011.9048 | 607.1429 | 0 | 0 | 33.0418 | 1652.0894 | 1643.4603 | 8.6291 | 1643.5046 | 8.5402 | 0.044377 | 0 | 0 | 0 | 0
5073 | 1652.0894 | 7172 | 299 | 10 | 26 | 1011.9048 | 607.1429 | 0 | 0 | 33.0418 | 1652.0894 | 1643.4603 | 8.6291 | 1643.5046 | 8.5402 | 0.044377 | 0 | 0 | 0 | 0
5074 | 1652.0894 | 7173 | 299 | 10 | 26 | 1011.9048 | 607.1429 | 0 | 0 | 33.0418 | 1652.0894 | 1643.4603 | 8.6291 | 1643.5046 | 8.5402 | 0.044377 | 0 | 0 | 0 | 0
5075 | 1652.0894 | 7182 | 300 | 10 | 27 | 1011.9048 | 607.1429 | 0 | 0 | 33.0418 | 1652.0894 | 1643.4603 | 8.6291 | 1643.5046 | 8.5402 | 0.044377 | 0 | 0 | 0 | 0
5076 | 1652.0894 | 7195 | 300 | 10 | 27 | 1011.9048 | 607.1429 | 0 | 0 | 33.0418 | 1652.0894 | 1643.4603 | 8.6291 | 1643.5046 | 8.5402 | 0.044377 | 0 | 0 | 0 | 0
5077 | 1652.0894 | 7196 | 300 | 10 | 27 | 1011.9048 | 607.1429 | 0 | 0 | 33.0418 | 1652.0894 | 1643.4603 | 8.6291 | 1643.5046 | 8.5402 | 0.044377 | 0 | 0 | 0 | 0
5078 | 1652.0894 | 7197 | 300 | 10 | 27 | 1011.9048 | 607.1429 | 0 | 0 | 33.0418 | 1652.0894 | 1643.4603 | 8.6291 | 1643.5046 | 8.5402 | 0.044377 | 0 | 0 | 0 | 0
5079 | 1652.0894 | 7206 | 301 | 10 | 28 | 1011.9048 | 607.1429 | 0 | 0 | 33.0418 | 1652.0894 | 1643.4603 | 8.6291 | 1643.5046 | 8.5402 | 0.044377 | 0 | 0 | 0 | 0
5080 | 1652.0894 | 7219 | 301 | 10 | 28 | 1011.9048 | 607.1429 | 0 | 0 | 33.0418 | 1652.0894 | 1643.4603 | 8.6291 | 1643.5046 | 8.5402 | 0.044377 | 0 | 0 | 0 | 0
5081 | 1652.0894 | 7220 | 301 | 10 | 28 | 1011.9048 | 607.1429 | 0 | 0 | 33.0418 | 1652.0894 | 1643.4603 | 8.6291 | 1643.5046 | 8.5402 | 0.044377 | 0 | 0 | 0 | 0
5082 | 1652.0894 | 7221 | 301 | 10 | 28 | 1011.9048 | 607.1429 | 0 | 0 | 33.0418 | 1652.0894 | 1643.4603 | 8.6291 | 1643.5046 | 8.5402 | 0.044377 | 0 | 0 | 0 | 0
5083 | 1652.0894 | 7230 | 302 | 10 | 29 | 1011.9048 | 607.1429 | 0 | 0 | 33.0418 | 1652.0894 | 1643.4603 | 8.6291 | 1643.5046 | 8.5402 | 0.044377 | 0 | 0 | 0 | 0
5084 | 1652.0894 | 7243 | 302 | 10 | 29 | 1011.9048 | 607.1429 | 0 | 0 | 33.0418 | 1652.0894 | 1643.4603 | 8.6291 | 1643.5046 | 8.5402 | 0.044377 | 0 | 0 | 0 | 0
5085 | 1652.0894 | 7244 | 302 | 10 | 29 | 1011.9048 | 607.1429 | 0 | 0 | 33.0418 | 1652.0894 | 1643.4603 | 8.6291 | 1643.5046 | 8.5402 | 0.044377 | 0 | 0 | 0 | 0
5086 | 1652.0894 | 7245 | 302 | 10 | 29 | 1011.9048 | 607.1429 | 0 | 0 | 33.0418 | 1652.0894 | 1643.4603 | 8.6291 | 1643.5046 | 8.5402 | 0.044377 | 0 | 0 | 0 | 0
5087 | 1652.0894 | 7254 | 303 | 10 | 30 | 1011.9048 | 607.1429 | 0 | 0 | 33.0418 | 1652.0894 | 1643.4603 | 8.6291 | 1643.5046 | 8.5402 | 0.044377 | 0 | 0 | 0 | 0
5088 | 1652.0894 | 7267 | 303 | 10 | 30 | 1011.9048 | 607.1429 | 0 | 0 | 33.0418 | 1652.0894 | 1643.4603 | 8.6291 | 1643.5046 | 8.5402 | 0.044377 | 0 | 0 | 0 | 0
5089 | 1652.0894 | 7268 | 303 | 10 | 30 | 1011.9048 | 607.1429 | 0 | 0 | 33.0418 | 1652.0894 | 1643.4603 | 8.6291 | 1643.5046 | 8.5402 | 0.044377 | 0 | 0 | 0 | 0
5090 | 1652.0894 | 7269 | 303 | 10 | 30 | 1011.9048 | 607.1429 | 0 | 0 | 33.0418 | 1652.0894 | 1643.4603 | 8.6291 | 1643.5046 | 8.5402 | 0.044377 | 0 | 0 | 0 | 0
5091 | 1652.0894 | 7278 | 304 | 10 | 31 | 1011.9048 | 607.1429 | 0 | 0 | 33.0418 | 1652.0894 | 1643.4603 | 8.6291 | 1643.5046 | 8.5402 | 0.044377 | 0 | 0 | 0 | 0
5092 | 1652.0894 | 7291 | 304 | 10 | 31 | 1011.9048 | 607.1429 | 0 | 0 | 33.0418 | 1652.0894 | 1643.4603 | 8.6291 | 1643.5046 | 8.5402 | 0.044377 | 0 | 0 | 0 | 0
5093 | 1652.0894 | 7292 | 304 | 10 | 31 | 1011.9048 | 607.1429 | 0 | 0 | 33.0418 | 1652.0894 | 1643.4603 | 8.6291 | 1643.5046 | 8.5402 | 0.044377 | 0 | 0 | 0 | 0
5094 | 1652.0894 | 7293 | 304 | 10 | 31 | 1011.9048 | 607.1429 | 0 | 0 | 33.0418 | 1652.0894 | 1643.4603 | 8.6291 | 1643.5046 | 8.5402 | 0.044377 | 0 | 0 | 0 | 0
5095 | 1646.0155 | 2898 | 121 | 5 | 1 | 952.381 | 625 | 35.7143 | 0 | 32.9203 | 1646.0155 | 1637.4181 | 8.5974 | 1637.4624 | 8.5088 | 0.044214 | 0 | 0 | 0 | 0
5096 | 1646.0155 | 2902 | 121 | 5 | 1 | 952.381 | 625 | 35.7143 | 0 | 32.9203 | 1646.0155 | 1637.4181 | 8.5974 | 1637.4624 | 8.5088 | 0.044214 | 0 | 0 | 0 | 0
5097 | 1646.0155 | 2922 | 122 | 5 | 2 | 952.381 | 625 | 35.7143 | 0 | 32.9203 | 1646.0155 | 1637.4181 | 8.5974 | 1637.4624 | 8.5088 | 0.044214 | 0 | 0 | 0 | 0
5098 | 1646.0155 | 2926 | 122 | 5 | 2 | 952.381 | 625 | 35.7143 | 0 | 32.9203 | 1646.0155 | 1637.4181 | 8.5974 | 1637.4624 | 8.5088 | 0.044214 | 0 | 0 | 0 | 0
5099 | 1646.0155 | 2946 | 123 | 5 | 3 | 952.381 | 625 | 35.7143 | 0 | 32.9203 | 1646.0155 | 1637.4181 | 8.5974 | 1637.4624 | 8.5088 | 0.044214 | 0 | 0 | 0 | 0
5100 | 1646.0155 | 2950 | 123 | 5 | 3 | 952.381 | 625 | 35.7143 | 0 | 32.9203 | 1646.0155 | 1637.4181 | 8.5974 | 1637.4624 | 8.5088 | 0.044214 | 0 | 0 | 0 | 0
5101 | 1646.0155 | 2970 | 124 | 5 | 4 | 952.381 | 625 | 35.7143 | 0 | 32.9203 | 1646.0155 | 1637.4181 | 8.5974 | 1637.4624 | 8.5088 | 0.044214 | 0 | 0 | 0 | 0
5102 | 1646.0155 | 2974 | 124 | 5 | 4 | 952.381 | 625 | 35.7143 | 0 | 32.9203 | 1646.0155 | 1637.4181 | 8.5974 | 1637.4624 | 8.5088 | 0.044214 | 0 | 0 | 0 | 0
5103 | 1646.0155 | 2994 | 125 | 5 | 5 | 952.381 | 625 | 35.7143 | 0 | 32.9203 | 1646.0155 | 1637.4181 | 8.5974 | 1637.4624 | 8.5088 | 0.044214 | 0 | 0 | 0 | 0
5104 | 1646.0155 | 2998 | 125 | 5 | 5 | 952.381 | 625 | 35.7143 | 0 | 32.9203 | 1646.0155 | 1637.4181 | 8.5974 | 1637.4624 | 8.5088 | 0.044214 | 0 | 0 | 0 | 0
5105 | 1646.0155 | 3018 | 126 | 5 | 6 | 952.381 | 625 | 35.7143 | 0 | 32.9203 | 1646.0155 | 1637.4181 | 8.5974 | 1637.4624 | 8.5088 | 0.044214 | 0 | 0 | 0 | 0
5106 | 1646.0155 | 3022 | 126 | 5 | 6 | 952.381 | 625 | 35.7143 | 0 | 32.9203 | 1646.0155 | 1637.4181 | 8.5974 | 1637.4624 | 8.5088 | 0.044214 | 0 | 0 | 0 | 0
5107 | 1646.0155 | 3042 | 127 | 5 | 7 | 952.381 | 625 | 35.7143 | 0 | 32.9203 | 1646.0155 | 1637.4181 | 8.5974 | 1637.4624 | 8.5088 | 0.044214 | 0 | 0 | 0 | 0
5108 | 1646.0155 | 3046 | 127 | 5 | 7 | 952.381 | 625 | 35.7143 | 0 | 32.9203 | 1646.0155 | 1637.4181 | 8.5974 | 1637.4624 | 8.5088 | 0.044214 | 0 | 0 | 0 | 0
5109 | 1646.0155 | 3066 | 128 | 5 | 8 | 952.381 | 625 | 35.7143 | 0 | 32.9203 | 1646.0155 | 1637.4181 | 8.5974 | 1637.4624 | 8.5088 | 0.044214 | 0 | 0 | 0 | 0
5110 | 1646.0155 | 3070 | 128 | 5 | 8 | 952.381 | 625 | 35.7143 | 0 | 32.9203 | 1646.0155 | 1637.4181 | 8.5974 | 1637.4624 | 8.5088 | 0.044214 | 0 | 0 | 0 | 0
5111 | 1646.0155 | 3090 | 129 | 5 | 9 | 952.381 | 625 | 35.7143 | 0 | 32.9203 | 1646.0155 | 1637.4181 | 8.5974 | 1637.4624 | 8.5088 | 0.044214 | 0 | 0 | 0 | 0
5112 | 1646.0155 | 3094 | 129 | 5 | 9 | 952.381 | 625 | 35.7143 | 0 | 32.9203 | 1646.0155 | 1637.4181 | 8.5974 | 1637.4624 | 8.5088 | 0.044214 | 0 | 0 | 0 | 0
5113 | 1646.0155 | 3114 | 130 | 5 | 10 | 952.381 | 625 | 35.7143 | 0 | 32.9203 | 1646.0155 | 1637.4181 | 8.5974 | 1637.4624 | 8.5088 | 0.044214 | 0 | 0 | 0 | 0
5114 | 1646.0155 | 3118 | 130 | 5 | 10 | 952.381 | 625 | 35.7143 | 0 | 32.9203 | 1646.0155 | 1637.4181 | 8.5974 | 1637.4624 | 8.5088 | 0.044214 | 0 | 0 | 0 | 0
5115 | 1646.0155 | 3138 | 131 | 5 | 11 | 952.381 | 625 | 35.7143 | 0 | 32.9203 | 1646.0155 | 1637.4181 | 8.5974 | 1637.4624 | 8.5088 | 0.044214 | 0 | 0 | 0 | 0
5116 | 1646.0155 | 3142 | 131 | 5 | 11 | 952.381 | 625 | 35.7143 | 0 | 32.9203 | 1646.0155 | 1637.4181 | 8.5974 | 1637.4624 | 8.5088 | 0.044214 | 0 | 0 | 0 | 0
5117 | 1646.0155 | 3162 | 132 | 5 | 12 | 952.381 | 625 | 35.7143 | 0 | 32.9203 | 1646.0155 | 1637.4181 | 8.5974 | 1637.4624 | 8.5088 | 0.044214 | 0 | 0 | 0 | 0
5118 | 1646.0155 | 3166 | 132 | 5 | 12 | 952.381 | 625 | 35.7143 | 0 | 32.9203 | 1646.0155 | 1637.4181 | 8.5974 | 1637.4624 | 8.5088 | 0.044214 | 0 | 0 | 0 | 0
5119 | 1646.0155 | 3186 | 133 | 5 | 13 | 952.381 | 625 | 35.7143 | 0 | 32.9203 | 1646.0155 | 1637.4181 | 8.5974 | 1637.4624 | 8.5088 | 0.044214 | 0 | 0 | 0 | 0
5120 | 1646.0155 | 3190 | 133 | 5 | 13 | 952.381 | 625 | 35.7143 | 0 | 32.9203 | 1646.0155 | 1637.4181 | 8.5974 | 1637.4624 | 8.5088 | 0.044214 | 0 | 0 | 0 | 0
5121 | 1646.0155 | 3210 | 134 | 5 | 14 | 952.381 | 625 | 35.7143 | 0 | 32.9203 | 1646.0155 | 1637.4181 | 8.5974 | 1637.4624 | 8.5088 | 0.044214 | 0 | 0 | 0 | 0
5122 | 1646.0155 | 3214 | 134 | 5 | 14 | 952.381 | 625 | 35.7143 | 0 | 32.9203 | 1646.0155 | 1637.4181 | 8.5974 | 1637.4624 | 8.5088 | 0.044214 | 0 | 0 | 0 | 0
5123 | 1646.0155 | 3234 | 135 | 5 | 15 | 952.381 | 625 | 35.7143 | 0 | 32.9203 | 1646.0155 | 1637.4181 | 8.5974 | 1637.4624 | 8.5088 | 0.044214 | 0 | 0 | 0 | 0
5124 | 1646.0155 | 3238 | 135 | 5 | 15 | 952.381 | 625 | 35.7143 | 0 | 32.9203 | 1646.0155 | 1637.4181 | 8.5974 | 1637.4624 | 8.5088 | 0.044214 | 0 | 0 | 0 | 0
5125 | 1646.0155 | 3258 | 136 | 5 | 16 | 952.381 | 625 | 35.7143 | 0 | 32.9203 | 1646.0155 | 1637.4181 | 8.5974 | 1637.4624 | 8.5088 | 0.044214 | 0 | 0 | 0 | 0
5126 | 1646.0155 | 3262 | 136 | 5 | 16 | 952.381 | 625 | 35.7143 | 0 | 32.9203 | 1646.0155 | 1637.4181 | 8.5974 | 1637.4624 | 8.5088 | 0.044214 | 0 | 0 | 0 | 0
5127 | 1646.0155 | 3282 | 137 | 5 | 17 | 952.381 | 625 | 35.7143 | 0 | 32.9203 | 1646.0155 | 1637.4181 | 8.5974 | 1637.4624 | 8.5088 | 0.044214 | 0 | 0 | 0 | 0
5128 | 1646.0155 | 3286 | 137 | 5 | 17 | 952.381 | 625 | 35.7143 | 0 | 32.9203 | 1646.0155 | 1637.4181 | 8.5974 | 1637.4624 | 8.5088 | 0.044214 | 0 | 0 | 0 | 0
5129 | 1646.0155 | 3306 | 138 | 5 | 18 | 952.381 | 625 | 35.7143 | 0 | 32.9203 | 1646.0155 | 1637.4181 | 8.5974 | 1637.4624 | 8.5088 | 0.044214 | 0 | 0 | 0 | 0
5130 | 1646.0155 | 3310 | 138 | 5 | 18 | 952.381 | 625 | 35.7143 | 0 | 32.9203 | 1646.0155 | 1637.4181 | 8.5974 | 1637.4624 | 8.5088 | 0.044214 | 0 | 0 | 0 | 0
5131 | 1646.0155 | 3330 | 139 | 5 | 19 | 952.381 | 625 | 35.7143 | 0 | 32.9203 | 1646.0155 | 1637.4181 | 8.5974 | 1637.4624 | 8.5088 | 0.044214 | 0 | 0 | 0 | 0
5132 | 1646.0155 | 3334 | 139 | 5 | 19 | 952.381 | 625 | 35.7143 | 0 | 32.9203 | 1646.0155 | 1637.4181 | 8.5974 | 1637.4624 | 8.5088 | 0.044214 | 0 | 0 | 0 | 0
5133 | 1646.0155 | 3354 | 140 | 5 | 20 | 952.381 | 625 | 35.7143 | 0 | 32.9203 | 1646.0155 | 1637.4181 | 8.5974 | 1637.4624 | 8.5088 | 0.044214 | 0 | 0 | 0 | 0
5134 | 1646.0155 | 3358 | 140 | 5 | 20 | 952.381 | 625 | 35.7143 | 0 | 32.9203 | 1646.0155 | 1637.4181 | 8.5974 | 1637.4624 | 8.5088 | 0.044214 | 0 | 0 | 0 | 0
5135 | 1646.0155 | 3378 | 141 | 5 | 21 | 952.381 | 625 | 35.7143 | 0 | 32.9203 | 1646.0155 | 1637.4181 | 8.5974 | 1637.4624 | 8.5088 | 0.044214 | 0 | 0 | 0 | 0
5136 | 1646.0155 | 3382 | 141 | 5 | 21 | 952.381 | 625 | 35.7143 | 0 | 32.9203 | 1646.0155 | 1637.4181 | 8.5974 | 1637.4624 | 8.5088 | 0.044214 | 0 | 0 | 0 | 0
5137 | 1646.0155 | 3402 | 142 | 5 | 22 | 952.381 | 625 | 35.7143 | 0 | 32.9203 | 1646.0155 | 1637.4181 | 8.5974 | 1637.4624 | 8.5088 | 0.044214 | 0 | 0 | 0 | 0
5138 | 1646.0155 | 3406 | 142 | 5 | 22 | 952.381 | 625 | 35.7143 | 0 | 32.9203 | 1646.0155 | 1637.4181 | 8.5974 | 1637.4624 | 8.5088 | 0.044214 | 0 | 0 | 0 | 0
5139 | 1646.0155 | 3426 | 143 | 5 | 23 | 952.381 | 625 | 35.7143 | 0 | 32.9203 | 1646.0155 | 1637.4181 | 8.5974 | 1637.4624 | 8.5088 | 0.044214 | 0 | 0 | 0 | 0
5140 | 1646.0155 | 3430 | 143 | 5 | 23 | 952.381 | 625 | 35.7143 | 0 | 32.9203 | 1646.0155 | 1637.4181 | 8.5974 | 1637.4624 | 8.5088 | 0.044214 | 0 | 0 | 0 | 0
5141 | 1646.0155 | 3450 | 144 | 5 | 24 | 952.381 | 625 | 35.7143 | 0 | 32.9203 | 1646.0155 | 1637.4181 | 8.5974 | 1637.4624 | 8.5088 | 0.044214 | 0 | 0 | 0 | 0
5142 | 1646.0155 | 3454 | 144 | 5 | 24 | 952.381 | 625 | 35.7143 | 0 | 32.9203 | 1646.0155 | 1637.4181 | 8.5974 | 1637.4624 | 8.5088 | 0.044214 | 0 | 0 | 0 | 0
5143 | 1646.0155 | 3474 | 145 | 5 | 25 | 952.381 | 625 | 35.7143 | 0 | 32.9203 | 1646.0155 | 1637.4181 | 8.5974 | 1637.4624 | 8.5088 | 0.044214 | 0 | 0 | 0 | 0
5144 | 1646.0155 | 3478 | 145 | 5 | 25 | 952.381 | 625 | 35.7143 | 0 | 32.9203 | 1646.0155 | 1637.4181 | 8.5974 | 1637.4624 | 8.5088 | 0.044214 | 0 | 0 | 0 | 0
5145 | 1646.0155 | 3498 | 146 | 5 | 26 | 952.381 | 625 | 35.7143 | 0 | 32.9203 | 1646.0155 | 1637.4181 | 8.5974 | 1637.4624 | 8.5088 | 0.044214 | 0 | 0 | 0 | 0
5146 | 1646.0155 | 3502 | 146 | 5 | 26 | 952.381 | 625 | 35.7143 | 0 | 32.9203 | 1646.0155 | 1637.4181 | 8.5974 | 1637.4624 | 8.5088 | 0.044214 | 0 | 0 | 0 | 0
5147 | 1646.0155 | 3522 | 147 | 5 | 27 | 952.381 | 625 | 35.7143 | 0 | 32.9203 | 1646.0155 | 1637.4181 | 8.5974 | 1637.4624 | 8.5088 | 0.044214 | 0 | 0 | 0 | 0
5148 | 1646.0155 | 3526 | 147 | 5 | 27 | 952.381 | 625 | 35.7143 | 0 | 32.9203 | 1646.0155 | 1637.4181 | 8.5974 | 1637.4624 | 8.5088 | 0.044214 | 0 | 0 | 0 | 0
5149 | 1646.0155 | 3546 | 148 | 5 | 28 | 952.381 | 625 | 35.7143 | 0 | 32.9203 | 1646.0155 | 1637.4181 | 8.5974 | 1637.4624 | 8.5088 | 0.044214 | 0 | 0 | 0 | 0
5150 | 1646.0155 | 3550 | 148 | 5 | 28 | 952.381 | 625 | 35.7143 | 0 | 32.9203 | 1646.0155 | 1637.4181 | 8.5974 | 1637.4624 | 8.5088 | 0.044214 | 0 | 0 | 0 | 0
5151 | 1646.0155 | 3570 | 149 | 5 | 29 | 952.381 | 625 | 35.7143 | 0 | 32.9203 | 1646.0155 | 1637.4181 | 8.5974 | 1637.4624 | 8.5088 | 0.044214 | 0 | 0 | 0 | 0
5152 | 1646.0155 | 3574 | 149 | 5 | 29 | 952.381 | 625 | 35.7143 | 0 | 32.9203 | 1646.0155 | 1637.4181 | 8.5974 | 1637.4624 | 8.5088 | 0.044214 | 0 | 0 | 0 | 0
5153 | 1646.0155 | 3594 | 150 | 5 | 30 | 952.381 | 625 | 35.7143 | 0 | 32.9203 | 1646.0155 | 1637.4181 | 8.5974 | 1637.4624 | 8.5088 | 0.044214 | 0 | 0 | 0 | 0
5154 | 1646.0155 | 3598 | 150 | 5 | 30 | 952.381 | 625 | 35.7143 | 0 | 32.9203 | 1646.0155 | 1637.4181 | 8.5974 | 1637.4624 | 8.5088 | 0.044214 | 0 | 0 | 0 | 0
5155 | 1646.0155 | 3618 | 151 | 5 | 31 | 952.381 | 625 | 35.7143 | 0 | 32.9203 | 1646.0155 | 1637.4181 | 8.5974 | 1637.4624 | 8.5088 | 0.044214 | 0 | 0 | 0 | 0
5156 | 1646.0155 | 3622 | 151 | 5 | 31 | 952.381 | 625 | 35.7143 | 0 | 32.9203 | 1646.0155 | 1637.4181 | 8.5974 | 1637.4624 | 8.5088 | 0.044214 | 0 | 0 | 0 | 0
5157 | 1542.76 | 7306 | 305 | 11 | 1 | 1369.0476 | 0 | 0 | 142.8571 | 30.8552 | 1542.76 | 1534.7019 | 8.0581 | 1534.7433 | 7.975 | 0.041441 | 0 | 0 | 0 | 0
5158 | 1542.76 | 7307 | 305 | 11 | 1 | 1369.0476 | 0 | 0 | 142.8571 | 30.8552 | 1542.76 | 1534.7019 | 8.0581 | 1534.7433 | 7.975 | 0.041441 | 0 | 0 | 0 | 0
5159 | 1542.76 | 7308 | 305 | 11 | 1 | 1369.0476 | 0 | 0 | 142.8571 | 30.8552 | 1542.76 | 1534.7019 | 8.0581 | 1534.7433 | 7.975 | 0.041441 | 0 | 0 | 0 | 0
5160 | 1542.76 | 7309 | 305 | 11 | 1 | 1369.0476 | 0 | 0 | 142.8571 | 30.8552 | 1542.76 | 1534.7019 | 8.0581 | 1534.7433 | 7.975 | 0.041441 | 0 | 0 | 0 | 0
5161 | 1542.76 | 7310 | 305 | 11 | 1 | 1369.0476 | 0 | 0 | 142.8571 | 30.8552 | 1542.76 | 1534.7019 | 8.0581 | 1534.7433 | 7.975 | 0.041441 | 0 | 0 | 0 | 0
5162 | 1542.76 | 7311 | 305 | 11 | 1 | 1369.0476 | 0 | 0 | 142.8571 | 30.8552 | 1542.76 | 1534.7019 | 8.0581 | 1534.7433 | 7.975 | 0.041441 | 0 | 0 | 0 | 0
5163 | 1542.76 | 7312 | 305 | 11 | 1 | 1369.0476 | 0 | 0 | 142.8571 | 30.8552 | 1542.76 | 1534.7019 | 8.0581 | 1534.7433 | 7.975 | 0.041441 | 0 | 0 | 0 | 0
5164 | 1542.76 | 7330 | 306 | 11 | 2 | 1369.0476 | 0 | 0 | 142.8571 | 30.8552 | 1542.76 | 1534.7019 | 8.0581 | 1534.7433 | 7.975 | 0.041441 | 0 | 0 | 0 | 0
5165 | 1542.76 | 7331 | 306 | 11 | 2 | 1369.0476 | 0 | 0 | 142.8571 | 30.8552 | 1542.76 | 1534.7019 | 8.0581 | 1534.7433 | 7.975 | 0.041441 | 0 | 0 | 0 | 0
5166 | 1542.76 | 7332 | 306 | 11 | 2 | 1369.0476 | 0 | 0 | 142.8571 | 30.8552 | 1542.76 | 1534.7019 | 8.0581 | 1534.7433 | 7.975 | 0.041441 | 0 | 0 | 0 | 0
5167 | 1542.76 | 7333 | 306 | 11 | 2 | 1369.0476 | 0 | 0 | 142.8571 | 30.8552 | 1542.76 | 1534.7019 | 8.0581 | 1534.7433 | 7.975 | 0.041441 | 0 | 0 | 0 | 0
5168 | 1542.76 | 7334 | 306 | 11 | 2 | 1369.0476 | 0 | 0 | 142.8571 | 30.8552 | 1542.76 | 1534.7019 | 8.0581 | 1534.7433 | 7.975 | 0.041441 | 0 | 0 | 0 | 0
5169 | 1542.76 | 7335 | 306 | 11 | 2 | 1369.0476 | 0 | 0 | 142.8571 | 30.8552 | 1542.76 | 1534.7019 | 8.0581 | 1534.7433 | 7.975 | 0.041441 | 0 | 0 | 0 | 0
5170 | 1542.76 | 7336 | 306 | 11 | 2 | 1369.0476 | 0 | 0 | 142.8571 | 30.8552 | 1542.76 | 1534.7019 | 8.0581 | 1534.7433 | 7.975 | 0.041441 | 0 | 0 | 0 | 0
5171 | 1542.76 | 7354 | 307 | 11 | 3 | 1369.0476 | 0 | 0 | 142.8571 | 30.8552 | 1542.76 | 1534.7019 | 8.0581 | 1534.7433 | 7.975 | 0.041441 | 0 | 0 | 0 | 0
5172 | 1542.76 | 7355 | 307 | 11 | 3 | 1369.0476 | 0 | 0 | 142.8571 | 30.8552 | 1542.76 | 1534.7019 | 8.0581 | 1534.7433 | 7.975 | 0.041441 | 0 | 0 | 0 | 0
5173 | 1542.76 | 7356 | 307 | 11 | 3 | 1369.0476 | 0 | 0 | 142.8571 | 30.8552 | 1542.76 | 1534.7019 | 8.0581 | 1534.7433 | 7.975 | 0.041441 | 0 | 0 | 0 | 0
5174 | 1542.76 | 7357 | 307 | 11 | 3 | 1369.0476 | 0 | 0 | 142.8571 | 30.8552 | 1542.76 | 1534.7019 | 8.0581 | 1534.7433 | 7.975 | 0.041441 | 0 | 0 | 0 | 0
5175 | 1542.76 | 7358 | 307 | 11 | 3 | 1369.0476 | 0 | 0 | 142.8571 | 30.8552 | 1542.76 | 1534.7019 | 8.0581 | 1534.7433 | 7.975 | 0.041441 | 0 | 0 | 0 | 0
5176 | 1542.76 | 7359 | 307 | 11 | 3 | 1369.0476 | 0 | 0 | 142.8571 | 30.8552 | 1542.76 | 1534.7019 | 8.0581 | 1534.7433 | 7.975 | 0.041441 | 0 | 0 | 0 | 0
5177 | 1542.76 | 7360 | 307 | 11 | 3 | 1369.0476 | 0 | 0 | 142.8571 | 30.8552 | 1542.76 | 1534.7019 | 8.0581 | 1534.7433 | 7.975 | 0.041441 | 0 | 0 | 0 | 0
5178 | 1542.76 | 7378 | 308 | 11 | 4 | 1369.0476 | 0 | 0 | 142.8571 | 30.8552 | 1542.76 | 1534.7019 | 8.0581 | 1534.7433 | 7.975 | 0.041441 | 0 | 0 | 0 | 0
5179 | 1542.76 | 7379 | 308 | 11 | 4 | 1369.0476 | 0 | 0 | 142.8571 | 30.8552 | 1542.76 | 1534.7019 | 8.0581 | 1534.7433 | 7.975 | 0.041441 | 0 | 0 | 0 | 0
5180 | 1542.76 | 7380 | 308 | 11 | 4 | 1369.0476 | 0 | 0 | 142.8571 | 30.8552 | 1542.76 | 1534.7019 | 8.0581 | 1534.7433 | 7.975 | 0.041441 | 0 | 0 | 0 | 0
5181 | 1542.76 | 7381 | 308 | 11 | 4 | 1369.0476 | 0 | 0 | 142.8571 | 30.8552 | 1542.76 | 1534.7019 | 8.0581 | 1534.7433 | 7.975 | 0.041441 | 0 | 0 | 0 | 0
5182 | 1542.76 | 7382 | 308 | 11 | 4 | 1369.0476 | 0 | 0 | 142.8571 | 30.8552 | 1542.76 | 1534.7019 | 8.0581 | 1534.7433 | 7.975 | 0.041441 | 0 | 0 | 0 | 0
5183 | 1542.76 | 7383 | 308 | 11 | 4 | 1369.0476 | 0 | 0 | 142.8571 | 30.8552 | 1542.76 | 1534.7019 | 8.0581 | 1534.7433 | 7.975 | 0.041441 | 0 | 0 | 0 | 0
5184 | 1542.76 | 7384 | 308 | 11 | 4 | 1369.0476 | 0 | 0 | 142.8571 | 30.8552 | 1542.76 | 1534.7019 | 8.0581 | 1534.7433 | 7.975 | 0.041441 | 0 | 0 | 0 | 0
5185 | 1542.76 | 7402 | 309 | 11 | 5 | 1369.0476 | 0 | 0 | 142.8571 | 30.8552 | 1542.76 | 1534.7019 | 8.0581 | 1534.7433 | 7.975 | 0.041441 | 0 | 0 | 0 | 0
5186 | 1542.76 | 7403 | 309 | 11 | 5 | 1369.0476 | 0 | 0 | 142.8571 | 30.8552 | 1542.76 | 1534.7019 | 8.0581 | 1534.7433 | 7.975 | 0.041441 | 0 | 0 | 0 | 0
5187 | 1542.76 | 7404 | 309 | 11 | 5 | 1369.0476 | 0 | 0 | 142.8571 | 30.8552 | 1542.76 | 1534.7019 | 8.0581 | 1534.7433 | 7.975 | 0.041441 | 0 | 0 | 0 | 0
5188 | 1542.76 | 7405 | 309 | 11 | 5 | 1369.0476 | 0 | 0 | 142.8571 | 30.8552 | 1542.76 | 1534.7019 | 8.0581 | 1534.7433 | 7.975 | 0.041441 | 0 | 0 | 0 | 0
5189 | 1542.76 | 7406 | 309 | 11 | 5 | 1369.0476 | 0 | 0 | 142.8571 | 30.8552 | 1542.76 | 1534.7019 | 8.0581 | 1534.7433 | 7.975 | 0.041441 | 0 | 0 | 0 | 0
5190 | 1542.76 | 7407 | 309 | 11 | 5 | 1369.0476 | 0 | 0 | 142.8571 | 30.8552 | 1542.76 | 1534.7019 | 8.0581 | 1534.7433 | 7.975 | 0.041441 | 0 | 0 | 0 | 0
5191 | 1542.76 | 7408 | 309 | 11 | 5 | 1369.0476 | 0 | 0 | 142.8571 | 30.8552 | 1542.76 | 1534.7019 | 8.0581 | 1534.7433 | 7.975 | 0.041441 | 0 | 0 | 0 | 0
5192 | 1542.76 | 7426 | 310 | 11 | 6 | 1369.0476 | 0 | 0 | 142.8571 | 30.8552 | 1542.76 | 1534.7019 | 8.0581 | 1534.7433 | 7.975 | 0.041441 | 0 | 0 | 0 | 0
5193 | 1542.76 | 7427 | 310 | 11 | 6 | 1369.0476 | 0 | 0 | 142.8571 | 30.8552 | 1542.76 | 1534.7019 | 8.0581 | 1534.7433 | 7.975 | 0.041441 | 0 | 0 | 0 | 0
5194 | 1542.76 | 7428 | 310 | 11 | 6 | 1369.0476 | 0 | 0 | 142.8571 | 30.8552 | 1542.76 | 1534.7019 | 8.0581 | 1534.7433 | 7.975 | 0.041441 | 0 | 0 | 0 | 0
5195 | 1542.76 | 7429 | 310 | 11 | 6 | 1369.0476 | 0 | 0 | 142.8571 | 30.8552 | 1542.76 | 1534.7019 | 8.0581 | 1534.7433 | 7.975 | 0.041441 | 0 | 0 | 0 | 0
5196 | 1542.76 | 7430 | 310 | 11 | 6 | 1369.0476 | 0 | 0 | 142.8571 | 30.8552 | 1542.76 | 1534.7019 | 8.0581 | 1534.7433 | 7.975 | 0.041441 | 0 | 0 | 0 | 0
5197 | 1542.76 | 7431 | 310 | 11 | 6 | 1369.0476 | 0 | 0 | 142.8571 | 30.8552 | 1542.76 | 1534.7019 | 8.0581 | 1534.7433 | 7.975 | 0.041441 | 0 | 0 | 0 | 0
5198 | 1542.76 | 7432 | 310 | 11 | 6 | 1369.0476 | 0 | 0 | 142.8571 | 30.8552 | 1542.76 | 1534.7019 | 8.0581 | 1534.7433 | 7.975 | 0.041441 | 0 | 0 | 0 | 0
5199 | 1542.76 | 7450 | 311 | 11 | 7 | 1369.0476 | 0 | 0 | 142.8571 | 30.8552 | 1542.76 | 1534.7019 | 8.0581 | 1534.7433 | 7.975 | 0.041441 | 0 | 0 | 0 | 0
5200 | 1542.76 | 7451 | 311 | 11 | 7 | 1369.0476 | 0 | 0 | 142.8571 | 30.8552 | 1542.76 | 1534.7019 | 8.0581 | 1534.7433 | 7.975 | 0.041441 | 0 | 0 | 0 | 0
5201 | 1542.76 | 7452 | 311 | 11 | 7 | 1369.0476 | 0 | 0 | 142.8571 | 30.8552 | 1542.76 | 1534.7019 | 8.0581 | 1534.7433 | 7.975 | 0.041441 | 0 | 0 | 0 | 0
5202 | 1542.76 | 7453 | 311 | 11 | 7 | 1369.0476 | 0 | 0 | 142.8571 | 30.8552 | 1542.76 | 1534.7019 | 8.0581 | 1534.7433 | 7.975 | 0.041441 | 0 | 0 | 0 | 0
5203 | 1542.76 | 7454 | 311 | 11 | 7 | 1369.0476 | 0 | 0 | 142.8571 | 30.8552 | 1542.76 | 1534.7019 | 8.0581 | 1534.7433 | 7.975 | 0.041441 | 0 | 0 | 0 | 0
5204 | 1542.76 | 7455 | 311 | 11 | 7 | 1369.0476 | 0 | 0 | 142.8571 | 30.8552 | 1542.76 | 1534.7019 | 8.0581 | 1534.7433 | 7.975 | 0.041441 | 0 | 0 | 0 | 0
5205 | 1542.76 | 7456 | 311 | 11 | 7 | 1369.0476 | 0 | 0 | 142.8571 | 30.8552 | 1542.76 | 1534.7019 | 8.0581 | 1534.7433 | 7.975 | 0.041441 | 0 | 0 | 0 | 0
5206 | 1542.76 | 7474 | 312 | 11 | 8 | 1369.0476 | 0 | 0 | 142.8571 | 30.8552 | 1542.76 | 1534.7019 | 8.0581 | 1534.7433 | 7.975 | 0.041441 | 0 | 0 | 0 | 0
5207 | 1542.76 | 7475 | 312 | 11 | 8 | 1369.0476 | 0 | 0 | 142.8571 | 30.8552 | 1542.76 | 1534.7019 | 8.0581 | 1534.7433 | 7.975 | 0.041441 | 0 | 0 | 0 | 0
5208 | 1542.76 | 7476 | 312 | 11 | 8 | 1369.0476 | 0 | 0 | 142.8571 | 30.8552 | 1542.76 | 1534.7019 | 8.0581 | 1534.7433 | 7.975 | 0.041441 | 0 | 0 | 0 | 0
5209 | 1542.76 | 7477 | 312 | 11 | 8 | 1369.0476 | 0 | 0 | 142.8571 | 30.8552 | 1542.76 | 1534.7019 | 8.0581 | 1534.7433 | 7.975 | 0.041441 | 0 | 0 | 0 | 0
5210 | 1542.76 | 7478 | 312 | 11 | 8 | 1369.0476 | 0 | 0 | 142.8571 | 30.8552 | 1542.76 | 1534.7019 | 8.0581 | 1534.7433 | 7.975 | 0.041441 | 0 | 0 | 0 | 0
5211 | 1542.76 | 7479 | 312 | 11 | 8 | 1369.0476 | 0 | 0 | 142.8571 | 30.8552 | 1542.76 | 1534.7019 | 8.0581 | 1534.7433 | 7.975 | 0.041441 | 0 | 0 | 0 | 0
5212 | 1542.76 | 7480 | 312 | 11 | 8 | 1369.0476 | 0 | 0 | 142.8571 | 30.8552 | 1542.76 | 1534.7019 | 8.0581 | 1534.7433 | 7.975 | 0.041441 | 0 | 0 | 0 | 0
5213 | 1542.76 | 7498 | 313 | 11 | 9 | 1369.0476 | 0 | 0 | 142.8571 | 30.8552 | 1542.76 | 1534.7019 | 8.0581 | 1534.7433 | 7.975 | 0.041441 | 0 | 0 | 0 | 0
5214 | 1542.76 | 7499 | 313 | 11 | 9 | 1369.0476 | 0 | 0 | 142.8571 | 30.8552 | 1542.76 | 1534.7019 | 8.0581 | 1534.7433 | 7.975 | 0.041441 | 0 | 0 | 0 | 0
5215 | 1542.76 | 7500 | 313 | 11 | 9 | 1369.0476 | 0 | 0 | 142.8571 | 30.8552 | 1542.76 | 1534.7019 | 8.0581 | 1534.7433 | 7.975 | 0.041441 | 0 | 0 | 0 | 0
5216 | 1542.76 | 7501 | 313 | 11 | 9 | 1369.0476 | 0 | 0 | 142.8571 | 30.8552 | 1542.76 | 1534.7019 | 8.0581 | 1534.7433 | 7.975 | 0.041441 | 0 | 0 | 0 | 0
5217 | 1542.76 | 7502 | 313 | 11 | 9 | 1369.0476 | 0 | 0 | 142.8571 | 30.8552 | 1542.76 | 1534.7019 | 8.0581 | 1534.7433 | 7.975 | 0.041441 | 0 | 0 | 0 | 0
5218 | 1542.76 | 7503 | 313 | 11 | 9 | 1369.0476 | 0 | 0 | 142.8571 | 30.8552 | 1542.76 | 1534.7019 | 8.0581 | 1534.7433 | 7.975 | 0.041441 | 0 | 0 | 0 | 0
5219 | 1542.76 | 7504 | 313 | 11 | 9 | 1369.0476 | 0 | 0 | 142.8571 | 30.8552 | 1542.76 | 1534.7019 | 8.0581 | 1534.7433 | 7.975 | 0.041441 | 0 | 0 | 0 | 0
5220 | 1542.76 | 7522 | 314 | 11 | 10 | 1369.0476 | 0 | 0 | 142.8571 | 30.8552 | 1542.76 | 1534.7019 | 8.0581 | 1534.7433 | 7.975 | 0.041441 | 0 | 0 | 0 | 0
5221 | 1542.76 | 7523 | 314 | 11 | 10 | 1369.0476 | 0 | 0 | 142.8571 | 30.8552 | 1542.76 | 1534.7019 | 8.0581 | 1534.7433 | 7.975 | 0.041441 | 0 | 0 | 0 | 0
5222 | 1542.76 | 7524 | 314 | 11 | 10 | 1369.0476 | 0 | 0 | 142.8571 | 30.8552 | 1542.76 | 1534.7019 | 8.0581 | 1534.7433 | 7.975 | 0.041441 | 0 | 0 | 0 | 0
5223 | 1542.76 | 7525 | 314 | 11 | 10 | 1369.0476 | 0 | 0 | 142.8571 | 30.8552 | 1542.76 | 1534.7019 | 8.0581 | 1534.7433 | 7.975 | 0.041441 | 0 | 0 | 0 | 0
5224 | 1542.76 | 7526 | 314 | 11 | 10 | 1369.0476 | 0 | 0 | 142.8571 | 30.8552 | 1542.76 | 1534.7019 | 8.0581 | 1534.7433 | 7.975 | 0.041441 | 0 | 0 | 0 | 0
5225 | 1542.76 | 7527 | 314 | 11 | 10 | 1369.0476 | 0 | 0 | 142.8571 | 30.8552 | 1542.76 | 1534.7019 | 8.0581 | 1534.7433 | 7.975 | 0.041441 | 0 | 0 | 0 | 0
5226 | 1542.76 | 7528 | 314 | 11 | 10 | 1369.0476 | 0 | 0 | 142.8571 | 30.8552 | 1542.76 | 1534.7019 | 8.0581 | 1534.7433 | 7.975 | 0.041441 | 0 | 0 | 0 | 0
5227 | 1542.76 | 7546 | 315 | 11 | 11 | 1369.0476 | 0 | 0 | 142.8571 | 30.8552 | 1542.76 | 1534.7019 | 8.0581 | 1534.7433 | 7.975 | 0.041441 | 0 | 0 | 0 | 0
5228 | 1542.76 | 7547 | 315 | 11 | 11 | 1369.0476 | 0 | 0 | 142.8571 | 30.8552 | 1542.76 | 1534.7019 | 8.0581 | 1534.7433 | 7.975 | 0.041441 | 0 | 0 | 0 | 0
5229 | 1542.76 | 7548 | 315 | 11 | 11 | 1369.0476 | 0 | 0 | 142.8571 | 30.8552 | 1542.76 | 1534.7019 | 8.0581 | 1534.7433 | 7.975 | 0.041441 | 0 | 0 | 0 | 0
5230 | 1542.76 | 7549 | 315 | 11 | 11 | 1369.0476 | 0 | 0 | 142.8571 | 30.8552 | 1542.76 | 1534.7019 | 8.0581 | 1534.7433 | 7.975 | 0.041441 | 0 | 0 | 0 | 0
5231 | 1542.76 | 7550 | 315 | 11 | 11 | 1369.0476 | 0 | 0 | 142.8571 | 30.8552 | 1542.76 | 1534.7019 | 8.0581 | 1534.7433 | 7.975 | 0.041441 | 0 | 0 | 0 | 0
5232 | 1542.76 | 7551 | 315 | 11 | 11 | 1369.0476 | 0 | 0 | 142.8571 | 30.8552 | 1542.76 | 1534.7019 | 8.0581 | 1534.7433 | 7.975 | 0.041441 | 0 | 0 | 0 | 0
5233 | 1542.76 | 7552 | 315 | 11 | 11 | 1369.0476 | 0 | 0 | 142.8571 | 30.8552 | 1542.76 | 1534.7019 | 8.0581 | 1534.7433 | 7.975 | 0.041441 | 0 | 0 | 0 | 0
5234 | 1542.76 | 7570 | 316 | 11 | 12 | 1369.0476 | 0 | 0 | 142.8571 | 30.8552 | 1542.76 | 1534.7019 | 8.0581 | 1534.7433 | 7.975 | 0.041441 | 0 | 0 | 0 | 0
5235 | 1542.76 | 7571 | 316 | 11 | 12 | 1369.0476 | 0 | 0 | 142.8571 | 30.8552 | 1542.76 | 1534.7019 | 8.0581 | 1534.7433 | 7.975 | 0.041441 | 0 | 0 | 0 | 0
5236 | 1542.76 | 7572 | 316 | 11 | 12 | 1369.0476 | 0 | 0 | 142.8571 | 30.8552 | 1542.76 | 1534.7019 | 8.0581 | 1534.7433 | 7.975 | 0.041441 | 0 | 0 | 0 | 0
5237 | 1542.76 | 7573 | 316 | 11 | 12 | 1369.0476 | 0 | 0 | 142.8571 | 30.8552 | 1542.76 | 1534.7019 | 8.0581 | 1534.7433 | 7.975 | 0.041441 | 0 | 0 | 0 | 0
5238 | 1542.76 | 7574 | 316 | 11 | 12 | 1369.0476 | 0 | 0 | 142.8571 | 30.8552 | 1542.76 | 1534.7019 | 8.0581 | 1534.7433 | 7.975 | 0.041441 | 0 | 0 | 0 | 0
5239 | 1542.76 | 7575 | 316 | 11 | 12 | 1369.0476 | 0 | 0 | 142.8571 | 30.8552 | 1542.76 | 1534.7019 | 8.0581 | 1534.7433 | 7.975 | 0.041441 | 0 | 0 | 0 | 0
5240 | 1542.76 | 7576 | 316 | 11 | 12 | 1369.0476 | 0 | 0 | 142.8571 | 30.8552 | 1542.76 | 1534.7019 | 8.0581 | 1534.7433 | 7.975 | 0.041441 | 0 | 0 | 0 | 0
5241 | 1542.76 | 7594 | 317 | 11 | 13 | 1369.0476 | 0 | 0 | 142.8571 | 30.8552 | 1542.76 | 1534.7019 | 8.0581 | 1534.7433 | 7.975 | 0.041441 | 0 | 0 | 0 | 0
5242 | 1542.76 | 7595 | 317 | 11 | 13 | 1369.0476 | 0 | 0 | 142.8571 | 30.8552 | 1542.76 | 1534.7019 | 8.0581 | 1534.7433 | 7.975 | 0.041441 | 0 | 0 | 0 | 0
5243 | 1542.76 | 7596 | 317 | 11 | 13 | 1369.0476 | 0 | 0 | 142.8571 | 30.8552 | 1542.76 | 1534.7019 | 8.0581 | 1534.7433 | 7.975 | 0.041441 | 0 | 0 | 0 | 0
5244 | 1542.76 | 7597 | 317 | 11 | 13 | 1369.0476 | 0 | 0 | 142.8571 | 30.8552 | 1542.76 | 1534.7019 | 8.0581 | 1534.7433 | 7.975 | 0.041441 | 0 | 0 | 0 | 0
5245 | 1542.76 | 7598 | 317 | 11 | 13 | 1369.0476 | 0 | 0 | 142.8571 | 30.8552 | 1542.76 | 1534.7019 | 8.0581 | 1534.7433 | 7.975 | 0.041441 | 0 | 0 | 0 | 0
5246 | 1542.76 | 7599 | 317 | 11 | 13 | 1369.0476 | 0 | 0 | 142.8571 | 30.8552 | 1542.76 | 1534.7019 | 8.0581 | 1534.7433 | 7.975 | 0.041441 | 0 | 0 | 0 | 0
5247 | 1542.76 | 7600 | 317 | 11 | 13 | 1369.0476 | 0 | 0 | 142.8571 | 30.8552 | 1542.76 | 1534.7019 | 8.0581 | 1534.7433 | 7.975 | 0.041441 | 0 | 0 | 0 | 0
5248 | 1542.76 | 7618 | 318 | 11 | 14 | 1369.0476 | 0 | 0 | 142.8571 | 30.8552 | 1542.76 | 1534.7019 | 8.0581 | 1534.7433 | 7.975 | 0.041441 | 0 | 0 | 0 | 0
5249 | 1542.76 | 7619 | 318 | 11 | 14 | 1369.0476 | 0 | 0 | 142.8571 | 30.8552 | 1542.76 | 1534.7019 | 8.0581 | 1534.7433 | 7.975 | 0.041441 | 0 | 0 | 0 | 0
5250 | 1542.76 | 7620 | 318 | 11 | 14 | 1369.0476 | 0 | 0 | 142.8571 | 30.8552 | 1542.76 | 1534.7019 | 8.0581 | 1534.7433 | 7.975 | 0.041441 | 0 | 0 | 0 | 0
5251 | 1542.76 | 7621 | 318 | 11 | 14 | 1369.0476 | 0 | 0 | 142.8571 | 30.8552 | 1542.76 | 1534.7019 | 8.0581 | 1534.7433 | 7.975 | 0.041441 | 0 | 0 | 0 | 0
5252 | 1542.76 | 7622 | 318 | 11 | 14 | 1369.0476 | 0 | 0 | 142.8571 | 30.8552 | 1542.76 | 1534.7019 | 8.0581 | 1534.7433 | 7.975 | 0.041441 | 0 | 0 | 0 | 0
5253 | 1542.76 | 7623 | 318 | 11 | 14 | 1369.0476 | 0 | 0 | 142.8571 | 30.8552 | 1542.76 | 1534.7019 | 8.0581 | 1534.7433 | 7.975 | 0.041441 | 0 | 0 | 0 | 0
5254 | 1542.76 | 7624 | 318 | 11 | 14 | 1369.0476 | 0 | 0 | 142.8571 | 30.8552 | 1542.76 | 1534.7019 | 8.0581 | 1534.7433 | 7.975 | 0.041441 | 0 | 0 | 0 | 0
5255 | 1542.76 | 7642 | 319 | 11 | 15 | 1369.0476 | 0 | 0 | 142.8571 | 30.8552 | 1542.76 | 1534.7019 | 8.0581 | 1534.7433 | 7.975 | 0.041441 | 0 | 0 | 0 | 0
5256 | 1542.76 | 7643 | 319 | 11 | 15 | 1369.0476 | 0 | 0 | 142.8571 | 30.8552 | 1542.76 | 1534.7019 | 8.0581 | 1534.7433 | 7.975 | 0.041441 | 0 | 0 | 0 | 0
5257 | 1542.76 | 7644 | 319 | 11 | 15 | 1369.0476 | 0 | 0 | 142.8571 | 30.8552 | 1542.76 | 1534.7019 | 8.0581 | 1534.7433 | 7.975 | 0.041441 | 0 | 0 | 0 | 0
5258 | 1542.76 | 7645 | 319 | 11 | 15 | 1369.0476 | 0 | 0 | 142.8571 | 30.8552 | 1542.76 | 1534.7019 | 8.0581 | 1534.7433 | 7.975 | 0.041441 | 0 | 0 | 0 | 0
5259 | 1542.76 | 7646 | 319 | 11 | 15 | 1369.0476 | 0 | 0 | 142.8571 | 30.8552 | 1542.76 | 1534.7019 | 8.0581 | 1534.7433 | 7.975 | 0.041441 | 0 | 0 | 0 | 0
5260 | 1542.76 | 7647 | 319 | 11 | 15 | 1369.0476 | 0 | 0 | 142.8571 | 30.8552 | 1542.76 | 1534.7019 | 8.0581 | 1534.7433 | 7.975 | 0.041441 | 0 | 0 | 0 | 0
5261 | 1542.76 | 7648 | 319 | 11 | 15 | 1369.0476 | 0 | 0 | 142.8571 | 30.8552 | 1542.76 | 1534.7019 | 8.0581 | 1534.7433 | 7.975 | 0.041441 | 0 | 0 | 0 | 0
5262 | 1542.76 | 7666 | 320 | 11 | 16 | 1369.0476 | 0 | 0 | 142.8571 | 30.8552 | 1542.76 | 1534.7019 | 8.0581 | 1534.7433 | 7.975 | 0.041441 | 0 | 0 | 0 | 0
5263 | 1542.76 | 7667 | 320 | 11 | 16 | 1369.0476 | 0 | 0 | 142.8571 | 30.8552 | 1542.76 | 1534.7019 | 8.0581 | 1534.7433 | 7.975 | 0.041441 | 0 | 0 | 0 | 0
5264 | 1542.76 | 7668 | 320 | 11 | 16 | 1369.0476 | 0 | 0 | 142.8571 | 30.8552 | 1542.76 | 1534.7019 | 8.0581 | 1534.7433 | 7.975 | 0.041441 | 0 | 0 | 0 | 0
5265 | 1542.76 | 7669 | 320 | 11 | 16 | 1369.0476 | 0 | 0 | 142.8571 | 30.8552 | 1542.76 | 1534.7019 | 8.0581 | 1534.7433 | 7.975 | 0.041441 | 0 | 0 | 0 | 0
5266 | 1542.76 | 7670 | 320 | 11 | 16 | 1369.0476 | 0 | 0 | 142.8571 | 30.8552 | 1542.76 | 1534.7019 | 8.0581 | 1534.7433 | 7.975 | 0.041441 | 0 | 0 | 0 | 0
5267 | 1542.76 | 7671 | 320 | 11 | 16 | 1369.0476 | 0 | 0 | 142.8571 | 30.8552 | 1542.76 | 1534.7019 | 8.0581 | 1534.7433 | 7.975 | 0.041441 | 0 | 0 | 0 | 0
5268 | 1542.76 | 7672 | 320 | 11 | 16 | 1369.0476 | 0 | 0 | 142.8571 | 30.8552 | 1542.76 | 1534.7019 | 8.0581 | 1534.7433 | 7.975 | 0.041441 | 0 | 0 | 0 | 0
5269 | 1542.76 | 7690 | 321 | 11 | 17 | 1369.0476 | 0 | 0 | 142.8571 | 30.8552 | 1542.76 | 1534.7019 | 8.0581 | 1534.7433 | 7.975 | 0.041441 | 0 | 0 | 0 | 0
5270 | 1542.76 | 7691 | 321 | 11 | 17 | 1369.0476 | 0 | 0 | 142.8571 | 30.8552 | 1542.76 | 1534.7019 | 8.0581 | 1534.7433 | 7.975 | 0.041441 | 0 | 0 | 0 | 0
5271 | 1542.76 | 7692 | 321 | 11 | 17 | 1369.0476 | 0 | 0 | 142.8571 | 30.8552 | 1542.76 | 1534.7019 | 8.0581 | 1534.7433 | 7.975 | 0.041441 | 0 | 0 | 0 | 0
5272 | 1542.76 | 7693 | 321 | 11 | 17 | 1369.0476 | 0 | 0 | 142.8571 | 30.8552 | 1542.76 | 1534.7019 | 8.0581 | 1534.7433 | 7.975 | 0.041441 | 0 | 0 | 0 | 0
5273 | 1542.76 | 7694 | 321 | 11 | 17 | 1369.0476 | 0 | 0 | 142.8571 | 30.8552 | 1542.76 | 1534.7019 | 8.0581 | 1534.7433 | 7.975 | 0.041441 | 0 | 0 | 0 | 0
5274 | 1542.76 | 7695 | 321 | 11 | 17 | 1369.0476 | 0 | 0 | 142.8571 | 30.8552 | 1542.76 | 1534.7019 | 8.0581 | 1534.7433 | 7.975 | 0.041441 | 0 | 0 | 0 | 0
5275 | 1542.76 | 7696 | 321 | 11 | 17 | 1369.0476 | 0 | 0 | 142.8571 | 30.8552 | 1542.76 | 1534.7019 | 8.0581 | 1534.7433 | 7.975 | 0.041441 | 0 | 0 | 0 | 0
5276 | 1542.76 | 7714 | 322 | 11 | 18 | 1369.0476 | 0 | 0 | 142.8571 | 30.8552 | 1542.76 | 1534.7019 | 8.0581 | 1534.7433 | 7.975 | 0.041441 | 0 | 0 | 0 | 0
5277 | 1542.76 | 7715 | 322 | 11 | 18 | 1369.0476 | 0 | 0 | 142.8571 | 30.8552 | 1542.76 | 1534.7019 | 8.0581 | 1534.7433 | 7.975 | 0.041441 | 0 | 0 | 0 | 0
5278 | 1542.76 | 7716 | 322 | 11 | 18 | 1369.0476 | 0 | 0 | 142.8571 | 30.8552 | 1542.76 | 1534.7019 | 8.0581 | 1534.7433 | 7.975 | 0.041441 | 0 | 0 | 0 | 0
5279 | 1542.76 | 7717 | 322 | 11 | 18 | 1369.0476 | 0 | 0 | 142.8571 | 30.8552 | 1542.76 | 1534.7019 | 8.0581 | 1534.7433 | 7.975 | 0.041441 | 0 | 0 | 0 | 0
5280 | 1542.76 | 7718 | 322 | 11 | 18 | 1369.0476 | 0 | 0 | 142.8571 | 30.8552 | 1542.76 | 1534.7019 | 8.0581 | 1534.7433 | 7.975 | 0.041441 | 0 | 0 | 0 | 0
5281 | 1542.76 | 7719 | 322 | 11 | 18 | 1369.0476 | 0 | 0 | 142.8571 | 30.8552 | 1542.76 | 1534.7019 | 8.0581 | 1534.7433 | 7.975 | 0.041441 | 0 | 0 | 0 | 0
5282 | 1542.76 | 7720 | 322 | 11 | 18 | 1369.0476 | 0 | 0 | 142.8571 | 30.8552 | 1542.76 | 1534.7019 | 8.0581 | 1534.7433 | 7.975 | 0.041441 | 0 | 0 | 0 | 0
5283 | 1542.76 | 7738 | 323 | 11 | 19 | 1369.0476 | 0 | 0 | 142.8571 | 30.8552 | 1542.76 | 1534.7019 | 8.0581 | 1534.7433 | 7.975 | 0.041441 | 0 | 0 | 0 | 0
5284 | 1542.76 | 7739 | 323 | 11 | 19 | 1369.0476 | 0 | 0 | 142.8571 | 30.8552 | 1542.76 | 1534.7019 | 8.0581 | 1534.7433 | 7.975 | 0.041441 | 0 | 0 | 0 | 0
5285 | 1542.76 | 7740 | 323 | 11 | 19 | 1369.0476 | 0 | 0 | 142.8571 | 30.8552 | 1542.76 | 1534.7019 | 8.0581 | 1534.7433 | 7.975 | 0.041441 | 0 | 0 | 0 | 0
5286 | 1542.76 | 7741 | 323 | 11 | 19 | 1369.0476 | 0 | 0 | 142.8571 | 30.8552 | 1542.76 | 1534.7019 | 8.0581 | 1534.7433 | 7.975 | 0.041441 | 0 | 0 | 0 | 0
5287 | 1542.76 | 7742 | 323 | 11 | 19 | 1369.0476 | 0 | 0 | 142.8571 | 30.8552 | 1542.76 | 1534.7019 | 8.0581 | 1534.7433 | 7.975 | 0.041441 | 0 | 0 | 0 | 0
5288 | 1542.76 | 7743 | 323 | 11 | 19 | 1369.0476 | 0 | 0 | 142.8571 | 30.8552 | 1542.76 | 1534.7019 | 8.0581 | 1534.7433 | 7.975 | 0.041441 | 0 | 0 | 0 | 0
5289 | 1542.76 | 7744 | 323 | 11 | 19 | 1369.0476 | 0 | 0 | 142.8571 | 30.8552 | 1542.76 | 1534.7019 | 8.0581 | 1534.7433 | 7.975 | 0.041441 | 0 | 0 | 0 | 0
5290 | 1542.76 | 7762 | 324 | 11 | 20 | 1369.0476 | 0 | 0 | 142.8571 | 30.8552 | 1542.76 | 1534.7019 | 8.0581 | 1534.7433 | 7.975 | 0.041441 | 0 | 0 | 0 | 0
5291 | 1542.76 | 7763 | 324 | 11 | 20 | 1369.0476 | 0 | 0 | 142.8571 | 30.8552 | 1542.76 | 1534.7019 | 8.0581 | 1534.7433 | 7.975 | 0.041441 | 0 | 0 | 0 | 0
5292 | 1542.76 | 7764 | 324 | 11 | 20 | 1369.0476 | 0 | 0 | 142.8571 | 30.8552 | 1542.76 | 1534.7019 | 8.0581 | 1534.7433 | 7.975 | 0.041441 | 0 | 0 | 0 | 0
5293 | 1542.76 | 7765 | 324 | 11 | 20 | 1369.0476 | 0 | 0 | 142.8571 | 30.8552 | 1542.76 | 1534.7019 | 8.0581 | 1534.7433 | 7.975 | 0.041441 | 0 | 0 | 0 | 0
5294 | 1542.76 | 7766 | 324 | 11 | 20 | 1369.0476 | 0 | 0 | 142.8571 | 30.8552 | 1542.76 | 1534.7019 | 8.0581 | 1534.7433 | 7.975 | 0.041441 | 0 | 0 | 0 | 0
5295 | 1542.76 | 7767 | 324 | 11 | 20 | 1369.0476 | 0 | 0 | 142.8571 | 30.8552 | 1542.76 | 1534.7019 | 8.0581 | 1534.7433 | 7.975 | 0.041441 | 0 | 0 | 0 | 0
5296 | 1542.76 | 7768 | 324 | 11 | 20 | 1369.0476 | 0 | 0 | 142.8571 | 30.8552 | 1542.76 | 1534.7019 | 8.0581 | 1534.7433 | 7.975 | 0.041441 | 0 | 0 | 0 | 0
5297 | 1542.76 | 7786 | 325 | 11 | 21 | 1369.0476 | 0 | 0 | 142.8571 | 30.8552 | 1542.76 | 1534.7019 | 8.0581 | 1534.7433 | 7.975 | 0.041441 | 0 | 0 | 0 | 0
5298 | 1542.76 | 7787 | 325 | 11 | 21 | 1369.0476 | 0 | 0 | 142.8571 | 30.8552 | 1542.76 | 1534.7019 | 8.0581 | 1534.7433 | 7.975 | 0.041441 | 0 | 0 | 0 | 0
5299 | 1542.76 | 7788 | 325 | 11 | 21 | 1369.0476 | 0 | 0 | 142.8571 | 30.8552 | 1542.76 | 1534.7019 | 8.0581 | 1534.7433 | 7.975 | 0.041441 | 0 | 0 | 0 | 0
5300 | 1542.76 | 7789 | 325 | 11 | 21 | 1369.0476 | 0 | 0 | 142.8571 | 30.8552 | 1542.76 | 1534.7019 | 8.0581 | 1534.7433 | 7.975 | 0.041441 | 0 | 0 | 0 | 0
5301 | 1542.76 | 7790 | 325 | 11 | 21 | 1369.0476 | 0 | 0 | 142.8571 | 30.8552 | 1542.76 | 1534.7019 | 8.0581 | 1534.7433 | 7.975 | 0.041441 | 0 | 0 | 0 | 0
5302 | 1542.76 | 7791 | 325 | 11 | 21 | 1369.0476 | 0 | 0 | 142.8571 | 30.8552 | 1542.76 | 1534.7019 | 8.0581 | 1534.7433 | 7.975 | 0.041441 | 0 | 0 | 0 | 0
5303 | 1542.76 | 7792 | 325 | 11 | 21 | 1369.0476 | 0 | 0 | 142.8571 | 30.8552 | 1542.76 | 1534.7019 | 8.0581 | 1534.7433 | 7.975 | 0.041441 | 0 | 0 | 0 | 0
5304 | 1542.76 | 7810 | 326 | 11 | 22 | 1369.0476 | 0 | 0 | 142.8571 | 30.8552 | 1542.76 | 1534.7019 | 8.0581 | 1534.7433 | 7.975 | 0.041441 | 0 | 0 | 0 | 0
5305 | 1542.76 | 7811 | 326 | 11 | 22 | 1369.0476 | 0 | 0 | 142.8571 | 30.8552 | 1542.76 | 1534.7019 | 8.0581 | 1534.7433 | 7.975 | 0.041441 | 0 | 0 | 0 | 0
5306 | 1542.76 | 7812 | 326 | 11 | 22 | 1369.0476 | 0 | 0 | 142.8571 | 30.8552 | 1542.76 | 1534.7019 | 8.0581 | 1534.7433 | 7.975 | 0.041441 | 0 | 0 | 0 | 0
5307 | 1542.76 | 7813 | 326 | 11 | 22 | 1369.0476 | 0 | 0 | 142.8571 | 30.8552 | 1542.76 | 1534.7019 | 8.0581 | 1534.7433 | 7.975 | 0.041441 | 0 | 0 | 0 | 0
5308 | 1542.76 | 7814 | 326 | 11 | 22 | 1369.0476 | 0 | 0 | 142.8571 | 30.8552 | 1542.76 | 1534.7019 | 8.0581 | 1534.7433 | 7.975 | 0.041441 | 0 | 0 | 0 | 0
5309 | 1542.76 | 7815 | 326 | 11 | 22 | 1369.0476 | 0 | 0 | 142.8571 | 30.8552 | 1542.76 | 1534.7019 | 8.0581 | 1534.7433 | 7.975 | 0.041441 | 0 | 0 | 0 | 0
5310 | 1542.76 | 7816 | 326 | 11 | 22 | 1369.0476 | 0 | 0 | 142.8571 | 30.8552 | 1542.76 | 1534.7019 | 8.0581 | 1534.7433 | 7.975 | 0.041441 | 0 | 0 | 0 | 0
5311 | 1542.76 | 7834 | 327 | 11 | 23 | 1369.0476 | 0 | 0 | 142.8571 | 30.8552 | 1542.76 | 1534.7019 | 8.0581 | 1534.7433 | 7.975 | 0.041441 | 0 | 0 | 0 | 0
5312 | 1542.76 | 7835 | 327 | 11 | 23 | 1369.0476 | 0 | 0 | 142.8571 | 30.8552 | 1542.76 | 1534.7019 | 8.0581 | 1534.7433 | 7.975 | 0.041441 | 0 | 0 | 0 | 0
5313 | 1542.76 | 7836 | 327 | 11 | 23 | 1369.0476 | 0 | 0 | 142.8571 | 30.8552 | 1542.76 | 1534.7019 | 8.0581 | 1534.7433 | 7.975 | 0.041441 | 0 | 0 | 0 | 0
5314 | 1542.76 | 7837 | 327 | 11 | 23 | 1369.0476 | 0 | 0 | 142.8571 | 30.8552 | 1542.76 | 1534.7019 | 8.0581 | 1534.7433 | 7.975 | 0.041441 | 0 | 0 | 0 | 0
5315 | 1542.76 | 7838 | 327 | 11 | 23 | 1369.0476 | 0 | 0 | 142.8571 | 30.8552 | 1542.76 | 1534.7019 | 8.0581 | 1534.7433 | 7.975 | 0.041441 | 0 | 0 | 0 | 0
5316 | 1542.76 | 7839 | 327 | 11 | 23 | 1369.0476 | 0 | 0 | 142.8571 | 30.8552 | 1542.76 | 1534.7019 | 8.0581 | 1534.7433 | 7.975 | 0.041441 | 0 | 0 | 0 | 0
5317 | 1542.76 | 7840 | 327 | 11 | 23 | 1369.0476 | 0 | 0 | 142.8571 | 30.8552 | 1542.76 | 1534.7019 | 8.0581 | 1534.7433 | 7.975 | 0.041441 | 0 | 0 | 0 | 0
5318 | 1542.76 | 7858 | 328 | 11 | 24 | 1369.0476 | 0 | 0 | 142.8571 | 30.8552 | 1542.76 | 1534.7019 | 8.0581 | 1534.7433 | 7.975 | 0.041441 | 0 | 0 | 0 | 0
5319 | 1542.76 | 7859 | 328 | 11 | 24 | 1369.0476 | 0 | 0 | 142.8571 | 30.8552 | 1542.76 | 1534.7019 | 8.0581 | 1534.7433 | 7.975 | 0.041441 | 0 | 0 | 0 | 0
5320 | 1542.76 | 7860 | 328 | 11 | 24 | 1369.0476 | 0 | 0 | 142.8571 | 30.8552 | 1542.76 | 1534.7019 | 8.0581 | 1534.7433 | 7.975 | 0.041441 | 0 | 0 | 0 | 0
5321 | 1542.76 | 7861 | 328 | 11 | 24 | 1369.0476 | 0 | 0 | 142.8571 | 30.8552 | 1542.76 | 1534.7019 | 8.0581 | 1534.7433 | 7.975 | 0.041441 | 0 | 0 | 0 | 0
5322 | 1542.76 | 7862 | 328 | 11 | 24 | 1369.0476 | 0 | 0 | 142.8571 | 30.8552 | 1542.76 | 1534.7019 | 8.0581 | 1534.7433 | 7.975 | 0.041441 | 0 | 0 | 0 | 0
5323 | 1542.76 | 7863 | 328 | 11 | 24 | 1369.0476 | 0 | 0 | 142.8571 | 30.8552 | 1542.76 | 1534.7019 | 8.0581 | 1534.7433 | 7.975 | 0.041441 | 0 | 0 | 0 | 0
5324 | 1542.76 | 7864 | 328 | 11 | 24 | 1369.0476 | 0 | 0 | 142.8571 | 30.8552 | 1542.76 | 1534.7019 | 8.0581 | 1534.7433 | 7.975 | 0.041441 | 0 | 0 | 0 | 0
5325 | 1542.76 | 7882 | 329 | 11 | 25 | 1369.0476 | 0 | 0 | 142.8571 | 30.8552 | 1542.76 | 1534.7019 | 8.0581 | 1534.7433 | 7.975 | 0.041441 | 0 | 0 | 0 | 0
5326 | 1542.76 | 7883 | 329 | 11 | 25 | 1369.0476 | 0 | 0 | 142.8571 | 30.8552 | 1542.76 | 1534.7019 | 8.0581 | 1534.7433 | 7.975 | 0.041441 | 0 | 0 | 0 | 0
5327 | 1542.76 | 7884 | 329 | 11 | 25 | 1369.0476 | 0 | 0 | 142.8571 | 30.8552 | 1542.76 | 1534.7019 | 8.0581 | 1534.7433 | 7.975 | 0.041441 | 0 | 0 | 0 | 0
5328 | 1542.76 | 7885 | 329 | 11 | 25 | 1369.0476 | 0 | 0 | 142.8571 | 30.8552 | 1542.76 | 1534.7019 | 8.0581 | 1534.7433 | 7.975 | 0.041441 | 0 | 0 | 0 | 0
5329 | 1542.76 | 7886 | 329 | 11 | 25 | 1369.0476 | 0 | 0 | 142.8571 | 30.8552 | 1542.76 | 1534.7019 | 8.0581 | 1534.7433 | 7.975 | 0.041441 | 0 | 0 | 0 | 0
5330 | 1542.76 | 7887 | 329 | 11 | 25 | 1369.0476 | 0 | 0 | 142.8571 | 30.8552 | 1542.76 | 1534.7019 | 8.0581 | 1534.7433 | 7.975 | 0.041441 | 0 | 0 | 0 | 0
5331 | 1542.76 | 7888 | 329 | 11 | 25 | 1369.0476 | 0 | 0 | 142.8571 | 30.8552 | 1542.76 | 1534.7019 | 8.0581 | 1534.7433 | 7.975 | 0.041441 | 0 | 0 | 0 | 0
5332 | 1542.76 | 7906 | 330 | 11 | 26 | 1369.0476 | 0 | 0 | 142.8571 | 30.8552 | 1542.76 | 1534.7019 | 8.0581 | 1534.7433 | 7.975 | 0.041441 | 0 | 0 | 0 | 0
5333 | 1542.76 | 7907 | 330 | 11 | 26 | 1369.0476 | 0 | 0 | 142.8571 | 30.8552 | 1542.76 | 1534.7019 | 8.0581 | 1534.7433 | 7.975 | 0.041441 | 0 | 0 | 0 | 0
5334 | 1542.76 | 7908 | 330 | 11 | 26 | 1369.0476 | 0 | 0 | 142.8571 | 30.8552 | 1542.76 | 1534.7019 | 8.0581 | 1534.7433 | 7.975 | 0.041441 | 0 | 0 | 0 | 0
5335 | 1542.76 | 7909 | 330 | 11 | 26 | 1369.0476 | 0 | 0 | 142.8571 | 30.8552 | 1542.76 | 1534.7019 | 8.0581 | 1534.7433 | 7.975 | 0.041441 | 0 | 0 | 0 | 0
5336 | 1542.76 | 7910 | 330 | 11 | 26 | 1369.0476 | 0 | 0 | 142.8571 | 30.8552 | 1542.76 | 1534.7019 | 8.0581 | 1534.7433 | 7.975 | 0.041441 | 0 | 0 | 0 | 0
5337 | 1542.76 | 7911 | 330 | 11 | 26 | 1369.0476 | 0 | 0 | 142.8571 | 30.8552 | 1542.76 | 1534.7019 | 8.0581 | 1534.7433 | 7.975 | 0.041441 | 0 | 0 | 0 | 0
5338 | 1542.76 | 7912 | 330 | 11 | 26 | 1369.0476 | 0 | 0 | 142.8571 | 30.8552 | 1542.76 | 1534.7019 | 8.0581 | 1534.7433 | 7.975 | 0.041441 | 0 | 0 | 0 | 0
5339 | 1542.76 | 7930 | 331 | 11 | 27 | 1369.0476 | 0 | 0 | 142.8571 | 30.8552 | 1542.76 | 1534.7019 | 8.0581 | 1534.7433 | 7.975 | 0.041441 | 0 | 0 | 0 | 0
5340 | 1542.76 | 7931 | 331 | 11 | 27 | 1369.0476 | 0 | 0 | 142.8571 | 30.8552 | 1542.76 | 1534.7019 | 8.0581 | 1534.7433 | 7.975 | 0.041441 | 0 | 0 | 0 | 0
5341 | 1542.76 | 7932 | 331 | 11 | 27 | 1369.0476 | 0 | 0 | 142.8571 | 30.8552 | 1542.76 | 1534.7019 | 8.0581 | 1534.7433 | 7.975 | 0.041441 | 0 | 0 | 0 | 0
5342 | 1542.76 | 7933 | 331 | 11 | 27 | 1369.0476 | 0 | 0 | 142.8571 | 30.8552 | 1542.76 | 1534.7019 | 8.0581 | 1534.7433 | 7.975 | 0.041441 | 0 | 0 | 0 | 0
5343 | 1542.76 | 7934 | 331 | 11 | 27 | 1369.0476 | 0 | 0 | 142.8571 | 30.8552 | 1542.76 | 1534.7019 | 8.0581 | 1534.7433 | 7.975 | 0.041441 | 0 | 0 | 0 | 0
5344 | 1542.76 | 7935 | 331 | 11 | 27 | 1369.0476 | 0 | 0 | 142.8571 | 30.8552 | 1542.76 | 1534.7019 | 8.0581 | 1534.7433 | 7.975 | 0.041441 | 0 | 0 | 0 | 0
5345 | 1542.76 | 7936 | 331 | 11 | 27 | 1369.0476 | 0 | 0 | 142.8571 | 30.8552 | 1542.76 | 1534.7019 | 8.0581 | 1534.7433 | 7.975 | 0.041441 | 0 | 0 | 0 | 0
5346 | 1542.76 | 7954 | 332 | 11 | 28 | 1369.0476 | 0 | 0 | 142.8571 | 30.8552 | 1542.76 | 1534.7019 | 8.0581 | 1534.7433 | 7.975 | 0.041441 | 0 | 0 | 0 | 0
5347 | 1542.76 | 7955 | 332 | 11 | 28 | 1369.0476 | 0 | 0 | 142.8571 | 30.8552 | 1542.76 | 1534.7019 | 8.0581 | 1534.7433 | 7.975 | 0.041441 | 0 | 0 | 0 | 0
5348 | 1542.76 | 7956 | 332 | 11 | 28 | 1369.0476 | 0 | 0 | 142.8571 | 30.8552 | 1542.76 | 1534.7019 | 8.0581 | 1534.7433 | 7.975 | 0.041441 | 0 | 0 | 0 | 0
5349 | 1542.76 | 7957 | 332 | 11 | 28 | 1369.0476 | 0 | 0 | 142.8571 | 30.8552 | 1542.76 | 1534.7019 | 8.0581 | 1534.7433 | 7.975 | 0.041441 | 0 | 0 | 0 | 0
5350 | 1542.76 | 7958 | 332 | 11 | 28 | 1369.0476 | 0 | 0 | 142.8571 | 30.8552 | 1542.76 | 1534.7019 | 8.0581 | 1534.7433 | 7.975 | 0.041441 | 0 | 0 | 0 | 0
5351 | 1542.76 | 7959 | 332 | 11 | 28 | 1369.0476 | 0 | 0 | 142.8571 | 30.8552 | 1542.76 | 1534.7019 | 8.0581 | 1534.7433 | 7.975 | 0.041441 | 0 | 0 | 0 | 0
5352 | 1542.76 | 7960 | 332 | 11 | 28 | 1369.0476 | 0 | 0 | 142.8571 | 30.8552 | 1542.76 | 1534.7019 | 8.0581 | 1534.7433 | 7.975 | 0.041441 | 0 | 0 | 0 | 0
5353 | 1542.76 | 7978 | 333 | 11 | 29 | 1369.0476 | 0 | 0 | 142.8571 | 30.8552 | 1542.76 | 1534.7019 | 8.0581 | 1534.7433 | 7.975 | 0.041441 | 0 | 0 | 0 | 0
5354 | 1542.76 | 7979 | 333 | 11 | 29 | 1369.0476 | 0 | 0 | 142.8571 | 30.8552 | 1542.76 | 1534.7019 | 8.0581 | 1534.7433 | 7.975 | 0.041441 | 0 | 0 | 0 | 0
5355 | 1542.76 | 7980 | 333 | 11 | 29 | 1369.0476 | 0 | 0 | 142.8571 | 30.8552 | 1542.76 | 1534.7019 | 8.0581 | 1534.7433 | 7.975 | 0.041441 | 0 | 0 | 0 | 0
5356 | 1542.76 | 7981 | 333 | 11 | 29 | 1369.0476 | 0 | 0 | 142.8571 | 30.8552 | 1542.76 | 1534.7019 | 8.0581 | 1534.7433 | 7.975 | 0.041441 | 0 | 0 | 0 | 0
5357 | 1542.76 | 7982 | 333 | 11 | 29 | 1369.0476 | 0 | 0 | 142.8571 | 30.8552 | 1542.76 | 1534.7019 | 8.0581 | 1534.7433 | 7.975 | 0.041441 | 0 | 0 | 0 | 0
5358 | 1542.76 | 7983 | 333 | 11 | 29 | 1369.0476 | 0 | 0 | 142.8571 | 30.8552 | 1542.76 | 1534.7019 | 8.0581 | 1534.7433 | 7.975 | 0.041441 | 0 | 0 | 0 | 0
5359 | 1542.76 | 7984 | 333 | 11 | 29 | 1369.0476 | 0 | 0 | 142.8571 | 30.8552 | 1542.76 | 1534.7019 | 8.0581 | 1534.7433 | 7.975 | 0.041441 | 0 | 0 | 0 | 0
5360 | 1542.76 | 8002 | 334 | 11 | 30 | 1369.0476 | 0 | 0 | 142.8571 | 30.8552 | 1542.76 | 1534.7019 | 8.0581 | 1534.7433 | 7.975 | 0.041441 | 0 | 0 | 0 | 0
5361 | 1542.76 | 8003 | 334 | 11 | 30 | 1369.0476 | 0 | 0 | 142.8571 | 30.8552 | 1542.76 | 1534.7019 | 8.0581 | 1534.7433 | 7.975 | 0.041441 | 0 | 0 | 0 | 0
5362 | 1542.76 | 8004 | 334 | 11 | 30 | 1369.0476 | 0 | 0 | 142.8571 | 30.8552 | 1542.76 | 1534.7019 | 8.0581 | 1534.7433 | 7.975 | 0.041441 | 0 | 0 | 0 | 0
5363 | 1542.76 | 8005 | 334 | 11 | 30 | 1369.0476 | 0 | 0 | 142.8571 | 30.8552 | 1542.76 | 1534.7019 | 8.0581 | 1534.7433 | 7.975 | 0.041441 | 0 | 0 | 0 | 0
5364 | 1542.76 | 8006 | 334 | 11 | 30 | 1369.0476 | 0 | 0 | 142.8571 | 30.8552 | 1542.76 | 1534.7019 | 8.0581 | 1534.7433 | 7.975 | 0.041441 | 0 | 0 | 0 | 0
5365 | 1542.76 | 8007 | 334 | 11 | 30 | 1369.0476 | 0 | 0 | 142.8571 | 30.8552 | 1542.76 | 1534.7019 | 8.0581 | 1534.7433 | 7.975 | 0.041441 | 0 | 0 | 0 | 0
5366 | 1542.76 | 8008 | 334 | 11 | 30 | 1369.0476 | 0 | 0 | 142.8571 | 30.8552 | 1542.76 | 1534.7019 | 8.0581 | 1534.7433 | 7.975 | 0.041441 | 0 | 0 | 0 | 0
5367 | 1488.0952 | 4362 | 182 | 7 | 1 | 119.0476 | 1339.2857 | 0 | 0 | 29.7619 | 1488.0952 | 1480.3227 | 7.7726 | 1480.3626 | 7.6924 | 0.039972 | 0 | 0 | 0 | 0
5368 | 1488.0952 | 4366 | 182 | 7 | 1 | 119.0476 | 1339.2857 | 0 | 0 | 29.7619 | 1488.0952 | 1480.3227 | 7.7726 | 1480.3626 | 7.6924 | 0.039972 | 0 | 0 | 0 | 0
5369 | 1488.0952 | 4386 | 183 | 7 | 2 | 119.0476 | 1339.2857 | 0 | 0 | 29.7619 | 1488.0952 | 1480.3227 | 7.7726 | 1480.3626 | 7.6924 | 0.039972 | 0 | 0 | 0 | 0
5370 | 1488.0952 | 4390 | 183 | 7 | 2 | 119.0476 | 1339.2857 | 0 | 0 | 29.7619 | 1488.0952 | 1480.3227 | 7.7726 | 1480.3626 | 7.6924 | 0.039972 | 0 | 0 | 0 | 0
5371 | 1488.0952 | 4410 | 184 | 7 | 3 | 119.0476 | 1339.2857 | 0 | 0 | 29.7619 | 1488.0952 | 1480.3227 | 7.7726 | 1480.3626 | 7.6924 | 0.039972 | 0 | 0 | 0 | 0
5372 | 1488.0952 | 4414 | 184 | 7 | 3 | 119.0476 | 1339.2857 | 0 | 0 | 29.7619 | 1488.0952 | 1480.3227 | 7.7726 | 1480.3626 | 7.6924 | 0.039972 | 0 | 0 | 0 | 0
5373 | 1488.0952 | 4434 | 185 | 7 | 4 | 119.0476 | 1339.2857 | 0 | 0 | 29.7619 | 1488.0952 | 1480.3227 | 7.7726 | 1480.3626 | 7.6924 | 0.039972 | 0 | 0 | 0 | 0
5374 | 1488.0952 | 4438 | 185 | 7 | 4 | 119.0476 | 1339.2857 | 0 | 0 | 29.7619 | 1488.0952 | 1480.3227 | 7.7726 | 1480.3626 | 7.6924 | 0.039972 | 0 | 0 | 0 | 0
5375 | 1488.0952 | 4458 | 186 | 7 | 5 | 119.0476 | 1339.2857 | 0 | 0 | 29.7619 | 1488.0952 | 1480.3227 | 7.7726 | 1480.3626 | 7.6924 | 0.039972 | 0 | 0 | 0 | 0
5376 | 1488.0952 | 4462 | 186 | 7 | 5 | 119.0476 | 1339.2857 | 0 | 0 | 29.7619 | 1488.0952 | 1480.3227 | 7.7726 | 1480.3626 | 7.6924 | 0.039972 | 0 | 0 | 0 | 0
5377 | 1488.0952 | 4482 | 187 | 7 | 6 | 119.0476 | 1339.2857 | 0 | 0 | 29.7619 | 1488.0952 | 1480.3227 | 7.7726 | 1480.3626 | 7.6924 | 0.039972 | 0 | 0 | 0 | 0
5378 | 1488.0952 | 4486 | 187 | 7 | 6 | 119.0476 | 1339.2857 | 0 | 0 | 29.7619 | 1488.0952 | 1480.3227 | 7.7726 | 1480.3626 | 7.6924 | 0.039972 | 0 | 0 | 0 | 0
5379 | 1488.0952 | 4506 | 188 | 7 | 7 | 119.0476 | 1339.2857 | 0 | 0 | 29.7619 | 1488.0952 | 1480.3227 | 7.7726 | 1480.3626 | 7.6924 | 0.039972 | 0 | 0 | 0 | 0
5380 | 1488.0952 | 4510 | 188 | 7 | 7 | 119.0476 | 1339.2857 | 0 | 0 | 29.7619 | 1488.0952 | 1480.3227 | 7.7726 | 1480.3626 | 7.6924 | 0.039972 | 0 | 0 | 0 | 0
5381 | 1488.0952 | 4530 | 189 | 7 | 8 | 119.0476 | 1339.2857 | 0 | 0 | 29.7619 | 1488.0952 | 1480.3227 | 7.7726 | 1480.3626 | 7.6924 | 0.039972 | 0 | 0 | 0 | 0
5382 | 1488.0952 | 4534 | 189 | 7 | 8 | 119.0476 | 1339.2857 | 0 | 0 | 29.7619 | 1488.0952 | 1480.3227 | 7.7726 | 1480.3626 | 7.6924 | 0.039972 | 0 | 0 | 0 | 0
5383 | 1488.0952 | 4554 | 190 | 7 | 9 | 119.0476 | 1339.2857 | 0 | 0 | 29.7619 | 1488.0952 | 1480.3227 | 7.7726 | 1480.3626 | 7.6924 | 0.039972 | 0 | 0 | 0 | 0
5384 | 1488.0952 | 4558 | 190 | 7 | 9 | 119.0476 | 1339.2857 | 0 | 0 | 29.7619 | 1488.0952 | 1480.3227 | 7.7726 | 1480.3626 | 7.6924 | 0.039972 | 0 | 0 | 0 | 0
5385 | 1488.0952 | 4578 | 191 | 7 | 10 | 119.0476 | 1339.2857 | 0 | 0 | 29.7619 | 1488.0952 | 1480.3227 | 7.7726 | 1480.3626 | 7.6924 | 0.039972 | 0 | 0 | 0 | 0
5386 | 1488.0952 | 4582 | 191 | 7 | 10 | 119.0476 | 1339.2857 | 0 | 0 | 29.7619 | 1488.0952 | 1480.3227 | 7.7726 | 1480.3626 | 7.6924 | 0.039972 | 0 | 0 | 0 | 0
5387 | 1488.0952 | 4602 | 192 | 7 | 11 | 119.0476 | 1339.2857 | 0 | 0 | 29.7619 | 1488.0952 | 1480.3227 | 7.7726 | 1480.3626 | 7.6924 | 0.039972 | 0 | 0 | 0 | 0
5388 | 1488.0952 | 4606 | 192 | 7 | 11 | 119.0476 | 1339.2857 | 0 | 0 | 29.7619 | 1488.0952 | 1480.3227 | 7.7726 | 1480.3626 | 7.6924 | 0.039972 | 0 | 0 | 0 | 0
5389 | 1488.0952 | 4626 | 193 | 7 | 12 | 119.0476 | 1339.2857 | 0 | 0 | 29.7619 | 1488.0952 | 1480.3227 | 7.7726 | 1480.3626 | 7.6924 | 0.039972 | 0 | 0 | 0 | 0
5390 | 1488.0952 | 4630 | 193 | 7 | 12 | 119.0476 | 1339.2857 | 0 | 0 | 29.7619 | 1488.0952 | 1480.3227 | 7.7726 | 1480.3626 | 7.6924 | 0.039972 | 0 | 0 | 0 | 0
5391 | 1488.0952 | 4650 | 194 | 7 | 13 | 119.0476 | 1339.2857 | 0 | 0 | 29.7619 | 1488.0952 | 1480.3227 | 7.7726 | 1480.3626 | 7.6924 | 0.039972 | 0 | 0 | 0 | 0
5392 | 1488.0952 | 4654 | 194 | 7 | 13 | 119.0476 | 1339.2857 | 0 | 0 | 29.7619 | 1488.0952 | 1480.3227 | 7.7726 | 1480.3626 | 7.6924 | 0.039972 | 0 | 0 | 0 | 0
5393 | 1488.0952 | 4674 | 195 | 7 | 14 | 119.0476 | 1339.2857 | 0 | 0 | 29.7619 | 1488.0952 | 1480.3227 | 7.7726 | 1480.3626 | 7.6924 | 0.039972 | 0 | 0 | 0 | 0
5394 | 1488.0952 | 4678 | 195 | 7 | 14 | 119.0476 | 1339.2857 | 0 | 0 | 29.7619 | 1488.0952 | 1480.3227 | 7.7726 | 1480.3626 | 7.6924 | 0.039972 | 0 | 0 | 0 | 0
5395 | 1488.0952 | 4698 | 196 | 7 | 15 | 119.0476 | 1339.2857 | 0 | 0 | 29.7619 | 1488.0952 | 1480.3227 | 7.7726 | 1480.3626 | 7.6924 | 0.039972 | 0 | 0 | 0 | 0
5396 | 1488.0952 | 4702 | 196 | 7 | 15 | 119.0476 | 1339.2857 | 0 | 0 | 29.7619 | 1488.0952 | 1480.3227 | 7.7726 | 1480.3626 | 7.6924 | 0.039972 | 0 | 0 | 0 | 0
5397 | 1488.0952 | 4722 | 197 | 7 | 16 | 119.0476 | 1339.2857 | 0 | 0 | 29.7619 | 1488.0952 | 1480.3227 | 7.7726 | 1480.3626 | 7.6924 | 0.039972 | 0 | 0 | 0 | 0
5398 | 1488.0952 | 4726 | 197 | 7 | 16 | 119.0476 | 1339.2857 | 0 | 0 | 29.7619 | 1488.0952 | 1480.3227 | 7.7726 | 1480.3626 | 7.6924 | 0.039972 | 0 | 0 | 0 | 0
5399 | 1488.0952 | 4746 | 198 | 7 | 17 | 119.0476 | 1339.2857 | 0 | 0 | 29.7619 | 1488.0952 | 1480.3227 | 7.7726 | 1480.3626 | 7.6924 | 0.039972 | 0 | 0 | 0 | 0
5400 | 1488.0952 | 4750 | 198 | 7 | 17 | 119.0476 | 1339.2857 | 0 | 0 | 29.7619 | 1488.0952 | 1480.3227 | 7.7726 | 1480.3626 | 7.6924 | 0.039972 | 0 | 0 | 0 | 0
5401 | 1488.0952 | 4770 | 199 | 7 | 18 | 119.0476 | 1339.2857 | 0 | 0 | 29.7619 | 1488.0952 | 1480.3227 | 7.7726 | 1480.3626 | 7.6924 | 0.039972 | 0 | 0 | 0 | 0
5402 | 1488.0952 | 4774 | 199 | 7 | 18 | 119.0476 | 1339.2857 | 0 | 0 | 29.7619 | 1488.0952 | 1480.3227 | 7.7726 | 1480.3626 | 7.6924 | 0.039972 | 0 | 0 | 0 | 0
5403 | 1488.0952 | 4794 | 200 | 7 | 19 | 119.0476 | 1339.2857 | 0 | 0 | 29.7619 | 1488.0952 | 1480.3227 | 7.7726 | 1480.3626 | 7.6924 | 0.039972 | 0 | 0 | 0 | 0
5404 | 1488.0952 | 4798 | 200 | 7 | 19 | 119.0476 | 1339.2857 | 0 | 0 | 29.7619 | 1488.0952 | 1480.3227 | 7.7726 | 1480.3626 | 7.6924 | 0.039972 | 0 | 0 | 0 | 0
5405 | 1488.0952 | 4818 | 201 | 7 | 20 | 119.0476 | 1339.2857 | 0 | 0 | 29.7619 | 1488.0952 | 1480.3227 | 7.7726 | 1480.3626 | 7.6924 | 0.039972 | 0 | 0 | 0 | 0
5406 | 1488.0952 | 4822 | 201 | 7 | 20 | 119.0476 | 1339.2857 | 0 | 0 | 29.7619 | 1488.0952 | 1480.3227 | 7.7726 | 1480.3626 | 7.6924 | 0.039972 | 0 | 0 | 0 | 0
5407 | 1488.0952 | 4842 | 202 | 7 | 21 | 119.0476 | 1339.2857 | 0 | 0 | 29.7619 | 1488.0952 | 1480.3227 | 7.7726 | 1480.3626 | 7.6924 | 0.039972 | 0 | 0 | 0 | 0
5408 | 1488.0952 | 4846 | 202 | 7 | 21 | 119.0476 | 1339.2857 | 0 | 0 | 29.7619 | 1488.0952 | 1480.3227 | 7.7726 | 1480.3626 | 7.6924 | 0.039972 | 0 | 0 | 0 | 0
5409 | 1488.0952 | 4866 | 203 | 7 | 22 | 119.0476 | 1339.2857 | 0 | 0 | 29.7619 | 1488.0952 | 1480.3227 | 7.7726 | 1480.3626 | 7.6924 | 0.039972 | 0 | 0 | 0 | 0
5410 | 1488.0952 | 4870 | 203 | 7 | 22 | 119.0476 | 1339.2857 | 0 | 0 | 29.7619 | 1488.0952 | 1480.3227 | 7.7726 | 1480.3626 | 7.6924 | 0.039972 | 0 | 0 | 0 | 0
5411 | 1488.0952 | 4890 | 204 | 7 | 23 | 119.0476 | 1339.2857 | 0 | 0 | 29.7619 | 1488.0952 | 1480.3227 | 7.7726 | 1480.3626 | 7.6924 | 0.039972 | 0 | 0 | 0 | 0
5412 | 1488.0952 | 4894 | 204 | 7 | 23 | 119.0476 | 1339.2857 | 0 | 0 | 29.7619 | 1488.0952 | 1480.3227 | 7.7726 | 1480.3626 | 7.6924 | 0.039972 | 0 | 0 | 0 | 0
5413 | 1488.0952 | 4914 | 205 | 7 | 24 | 119.0476 | 1339.2857 | 0 | 0 | 29.7619 | 1488.0952 | 1480.3227 | 7.7726 | 1480.3626 | 7.6924 | 0.039972 | 0 | 0 | 0 | 0
5414 | 1488.0952 | 4918 | 205 | 7 | 24 | 119.0476 | 1339.2857 | 0 | 0 | 29.7619 | 1488.0952 | 1480.3227 | 7.7726 | 1480.3626 | 7.6924 | 0.039972 | 0 | 0 | 0 | 0
5415 | 1488.0952 | 4938 | 206 | 7 | 25 | 119.0476 | 1339.2857 | 0 | 0 | 29.7619 | 1488.0952 | 1480.3227 | 7.7726 | 1480.3626 | 7.6924 | 0.039972 | 0 | 0 | 0 | 0
5416 | 1488.0952 | 4942 | 206 | 7 | 25 | 119.0476 | 1339.2857 | 0 | 0 | 29.7619 | 1488.0952 | 1480.3227 | 7.7726 | 1480.3626 | 7.6924 | 0.039972 | 0 | 0 | 0 | 0
5417 | 1488.0952 | 4962 | 207 | 7 | 26 | 119.0476 | 1339.2857 | 0 | 0 | 29.7619 | 1488.0952 | 1480.3227 | 7.7726 | 1480.3626 | 7.6924 | 0.039972 | 0 | 0 | 0 | 0
5418 | 1488.0952 | 4966 | 207 | 7 | 26 | 119.0476 | 1339.2857 | 0 | 0 | 29.7619 | 1488.0952 | 1480.3227 | 7.7726 | 1480.3626 | 7.6924 | 0.039972 | 0 | 0 | 0 | 0
5419 | 1488.0952 | 4986 | 208 | 7 | 27 | 119.0476 | 1339.2857 | 0 | 0 | 29.7619 | 1488.0952 | 1480.3227 | 7.7726 | 1480.3626 | 7.6924 | 0.039972 | 0 | 0 | 0 | 0
5420 | 1488.0952 | 4990 | 208 | 7 | 27 | 119.0476 | 1339.2857 | 0 | 0 | 29.7619 | 1488.0952 | 1480.3227 | 7.7726 | 1480.3626 | 7.6924 | 0.039972 | 0 | 0 | 0 | 0
5421 | 1488.0952 | 5010 | 209 | 7 | 28 | 119.0476 | 1339.2857 | 0 | 0 | 29.7619 | 1488.0952 | 1480.3227 | 7.7726 | 1480.3626 | 7.6924 | 0.039972 | 0 | 0 | 0 | 0
5422 | 1488.0952 | 5014 | 209 | 7 | 28 | 119.0476 | 1339.2857 | 0 | 0 | 29.7619 | 1488.0952 | 1480.3227 | 7.7726 | 1480.3626 | 7.6924 | 0.039972 | 0 | 0 | 0 | 0
5423 | 1488.0952 | 5034 | 210 | 7 | 29 | 119.0476 | 1339.2857 | 0 | 0 | 29.7619 | 1488.0952 | 1480.3227 | 7.7726 | 1480.3626 | 7.6924 | 0.039972 | 0 | 0 | 0 | 0
5424 | 1488.0952 | 5038 | 210 | 7 | 29 | 119.0476 | 1339.2857 | 0 | 0 | 29.7619 | 1488.0952 | 1480.3227 | 7.7726 | 1480.3626 | 7.6924 | 0.039972 | 0 | 0 | 0 | 0
5425 | 1488.0952 | 5058 | 211 | 7 | 30 | 119.0476 | 1339.2857 | 0 | 0 | 29.7619 | 1488.0952 | 1480.3227 | 7.7726 | 1480.3626 | 7.6924 | 0.039972 | 0 | 0 | 0 | 0
5426 | 1488.0952 | 5062 | 211 | 7 | 30 | 119.0476 | 1339.2857 | 0 | 0 | 29.7619 | 1488.0952 | 1480.3227 | 7.7726 | 1480.3626 | 7.6924 | 0.039972 | 0 | 0 | 0 | 0
5427 | 1488.0952 | 5082 | 212 | 7 | 31 | 119.0476 | 1339.2857 | 0 | 0 | 29.7619 | 1488.0952 | 1480.3227 | 7.7726 | 1480.3626 | 7.6924 | 0.039972 | 0 | 0 | 0 | 0
5428 | 1488.0952 | 5086 | 212 | 7 | 31 | 119.0476 | 1339.2857 | 0 | 0 | 29.7619 | 1488.0952 | 1480.3227 | 7.7726 | 1480.3626 | 7.6924 | 0.039972 | 0 | 0 | 0 | 0
5429 | 1488.0952 | 5106 | 213 | 8 | 1 | 119.0476 | 1339.2857 | 0 | 0 | 29.7619 | 1488.0952 | 1480.3227 | 7.7726 | 1480.3626 | 7.6924 | 0.039972 | 0 | 0 | 0 | 0
5430 | 1488.0952 | 5110 | 213 | 8 | 1 | 119.0476 | 1339.2857 | 0 | 0 | 29.7619 | 1488.0952 | 1480.3227 | 7.7726 | 1480.3626 | 7.6924 | 0.039972 | 0 | 0 | 0 | 0
5431 | 1488.0952 | 5130 | 214 | 8 | 2 | 119.0476 | 1339.2857 | 0 | 0 | 29.7619 | 1488.0952 | 1480.3227 | 7.7726 | 1480.3626 | 7.6924 | 0.039972 | 0 | 0 | 0 | 0
5432 | 1488.0952 | 5134 | 214 | 8 | 2 | 119.0476 | 1339.2857 | 0 | 0 | 29.7619 | 1488.0952 | 1480.3227 | 7.7726 | 1480.3626 | 7.6924 | 0.039972 | 0 | 0 | 0 | 0
5433 | 1488.0952 | 5154 | 215 | 8 | 3 | 119.0476 | 1339.2857 | 0 | 0 | 29.7619 | 1488.0952 | 1480.3227 | 7.7726 | 1480.3626 | 7.6924 | 0.039972 | 0 | 0 | 0 | 0
5434 | 1488.0952 | 5158 | 215 | 8 | 3 | 119.0476 | 1339.2857 | 0 | 0 | 29.7619 | 1488.0952 | 1480.3227 | 7.7726 | 1480.3626 | 7.6924 | 0.039972 | 0 | 0 | 0 | 0
5435 | 1488.0952 | 5178 | 216 | 8 | 4 | 119.0476 | 1339.2857 | 0 | 0 | 29.7619 | 1488.0952 | 1480.3227 | 7.7726 | 1480.3626 | 7.6924 | 0.039972 | 0 | 0 | 0 | 0
5436 | 1488.0952 | 5182 | 216 | 8 | 4 | 119.0476 | 1339.2857 | 0 | 0 | 29.7619 | 1488.0952 | 1480.3227 | 7.7726 | 1480.3626 | 7.6924 | 0.039972 | 0 | 0 | 0 | 0
5437 | 1488.0952 | 5202 | 217 | 8 | 5 | 119.0476 | 1339.2857 | 0 | 0 | 29.7619 | 1488.0952 | 1480.3227 | 7.7726 | 1480.3626 | 7.6924 | 0.039972 | 0 | 0 | 0 | 0
5438 | 1488.0952 | 5206 | 217 | 8 | 5 | 119.0476 | 1339.2857 | 0 | 0 | 29.7619 | 1488.0952 | 1480.3227 | 7.7726 | 1480.3626 | 7.6924 | 0.039972 | 0 | 0 | 0 | 0
5439 | 1488.0952 | 5226 | 218 | 8 | 6 | 119.0476 | 1339.2857 | 0 | 0 | 29.7619 | 1488.0952 | 1480.3227 | 7.7726 | 1480.3626 | 7.6924 | 0.039972 | 0 | 0 | 0 | 0
5440 | 1488.0952 | 5230 | 218 | 8 | 6 | 119.0476 | 1339.2857 | 0 | 0 | 29.7619 | 1488.0952 | 1480.3227 | 7.7726 | 1480.3626 | 7.6924 | 0.039972 | 0 | 0 | 0 | 0
5441 | 1488.0952 | 5250 | 219 | 8 | 7 | 119.0476 | 1339.2857 | 0 | 0 | 29.7619 | 1488.0952 | 1480.3227 | 7.7726 | 1480.3626 | 7.6924 | 0.039972 | 0 | 0 | 0 | 0
5442 | 1488.0952 | 5254 | 219 | 8 | 7 | 119.0476 | 1339.2857 | 0 | 0 | 29.7619 | 1488.0952 | 1480.3227 | 7.7726 | 1480.3626 | 7.6924 | 0.039972 | 0 | 0 | 0 | 0
5443 | 1488.0952 | 5274 | 220 | 8 | 8 | 119.0476 | 1339.2857 | 0 | 0 | 29.7619 | 1488.0952 | 1480.3227 | 7.7726 | 1480.3626 | 7.6924 | 0.039972 | 0 | 0 | 0 | 0
5444 | 1488.0952 | 5278 | 220 | 8 | 8 | 119.0476 | 1339.2857 | 0 | 0 | 29.7619 | 1488.0952 | 1480.3227 | 7.7726 | 1480.3626 | 7.6924 | 0.039972 | 0 | 0 | 0 | 0
5445 | 1488.0952 | 5298 | 221 | 8 | 9 | 119.0476 | 1339.2857 | 0 | 0 | 29.7619 | 1488.0952 | 1480.3227 | 7.7726 | 1480.3626 | 7.6924 | 0.039972 | 0 | 0 | 0 | 0
5446 | 1488.0952 | 5302 | 221 | 8 | 9 | 119.0476 | 1339.2857 | 0 | 0 | 29.7619 | 1488.0952 | 1480.3227 | 7.7726 | 1480.3626 | 7.6924 | 0.039972 | 0 | 0 | 0 | 0
5447 | 1488.0952 | 5322 | 222 | 8 | 10 | 119.0476 | 1339.2857 | 0 | 0 | 29.7619 | 1488.0952 | 1480.3227 | 7.7726 | 1480.3626 | 7.6924 | 0.039972 | 0 | 0 | 0 | 0
5448 | 1488.0952 | 5326 | 222 | 8 | 10 | 119.0476 | 1339.2857 | 0 | 0 | 29.7619 | 1488.0952 | 1480.3227 | 7.7726 | 1480.3626 | 7.6924 | 0.039972 | 0 | 0 | 0 | 0
5449 | 1488.0952 | 5346 | 223 | 8 | 11 | 119.0476 | 1339.2857 | 0 | 0 | 29.7619 | 1488.0952 | 1480.3227 | 7.7726 | 1480.3626 | 7.6924 | 0.039972 | 0 | 0 | 0 | 0
5450 | 1488.0952 | 5350 | 223 | 8 | 11 | 119.0476 | 1339.2857 | 0 | 0 | 29.7619 | 1488.0952 | 1480.3227 | 7.7726 | 1480.3626 | 7.6924 | 0.039972 | 0 | 0 | 0 | 0
5451 | 1488.0952 | 5370 | 224 | 8 | 12 | 119.0476 | 1339.2857 | 0 | 0 | 29.7619 | 1488.0952 | 1480.3227 | 7.7726 | 1480.3626 | 7.6924 | 0.039972 | 0 | 0 | 0 | 0
5452 | 1488.0952 | 5374 | 224 | 8 | 12 | 119.0476 | 1339.2857 | 0 | 0 | 29.7619 | 1488.0952 | 1480.3227 | 7.7726 | 1480.3626 | 7.6924 | 0.039972 | 0 | 0 | 0 | 0
5453 | 1488.0952 | 5394 | 225 | 8 | 13 | 119.0476 | 1339.2857 | 0 | 0 | 29.7619 | 1488.0952 | 1480.3227 | 7.7726 | 1480.3626 | 7.6924 | 0.039972 | 0 | 0 | 0 | 0
5454 | 1488.0952 | 5398 | 225 | 8 | 13 | 119.0476 | 1339.2857 | 0 | 0 | 29.7619 | 1488.0952 | 1480.3227 | 7.7726 | 1480.3626 | 7.6924 | 0.039972 | 0 | 0 | 0 | 0
5455 | 1488.0952 | 5418 | 226 | 8 | 14 | 119.0476 | 1339.2857 | 0 | 0 | 29.7619 | 1488.0952 | 1480.3227 | 7.7726 | 1480.3626 | 7.6924 | 0.039972 | 0 | 0 | 0 | 0
5456 | 1488.0952 | 5422 | 226 | 8 | 14 | 119.0476 | 1339.2857 | 0 | 0 | 29.7619 | 1488.0952 | 1480.3227 | 7.7726 | 1480.3626 | 7.6924 | 0.039972 | 0 | 0 | 0 | 0
5457 | 1488.0952 | 5442 | 227 | 8 | 15 | 119.0476 | 1339.2857 | 0 | 0 | 29.7619 | 1488.0952 | 1480.3227 | 7.7726 | 1480.3626 | 7.6924 | 0.039972 | 0 | 0 | 0 | 0
5458 | 1488.0952 | 5446 | 227 | 8 | 15 | 119.0476 | 1339.2857 | 0 | 0 | 29.7619 | 1488.0952 | 1480.3227 | 7.7726 | 1480.3626 | 7.6924 | 0.039972 | 0 | 0 | 0 | 0
5459 | 1488.0952 | 5466 | 228 | 8 | 16 | 119.0476 | 1339.2857 | 0 | 0 | 29.7619 | 1488.0952 | 1480.3227 | 7.7726 | 1480.3626 | 7.6924 | 0.039972 | 0 | 0 | 0 | 0
5460 | 1488.0952 | 5470 | 228 | 8 | 16 | 119.0476 | 1339.2857 | 0 | 0 | 29.7619 | 1488.0952 | 1480.3227 | 7.7726 | 1480.3626 | 7.6924 | 0.039972 | 0 | 0 | 0 | 0
5461 | 1488.0952 | 5490 | 229 | 8 | 17 | 119.0476 | 1339.2857 | 0 | 0 | 29.7619 | 1488.0952 | 1480.3227 | 7.7726 | 1480.3626 | 7.6924 | 0.039972 | 0 | 0 | 0 | 0
5462 | 1488.0952 | 5494 | 229 | 8 | 17 | 119.0476 | 1339.2857 | 0 | 0 | 29.7619 | 1488.0952 | 1480.3227 | 7.7726 | 1480.3626 | 7.6924 | 0.039972 | 0 | 0 | 0 | 0
5463 | 1488.0952 | 5514 | 230 | 8 | 18 | 119.0476 | 1339.2857 | 0 | 0 | 29.7619 | 1488.0952 | 1480.3227 | 7.7726 | 1480.3626 | 7.6924 | 0.039972 | 0 | 0 | 0 | 0
5464 | 1488.0952 | 5518 | 230 | 8 | 18 | 119.0476 | 1339.2857 | 0 | 0 | 29.7619 | 1488.0952 | 1480.3227 | 7.7726 | 1480.3626 | 7.6924 | 0.039972 | 0 | 0 | 0 | 0
5465 | 1488.0952 | 5538 | 231 | 8 | 19 | 119.0476 | 1339.2857 | 0 | 0 | 29.7619 | 1488.0952 | 1480.3227 | 7.7726 | 1480.3626 | 7.6924 | 0.039972 | 0 | 0 | 0 | 0
5466 | 1488.0952 | 5542 | 231 | 8 | 19 | 119.0476 | 1339.2857 | 0 | 0 | 29.7619 | 1488.0952 | 1480.3227 | 7.7726 | 1480.3626 | 7.6924 | 0.039972 | 0 | 0 | 0 | 0
5467 | 1488.0952 | 5562 | 232 | 8 | 20 | 119.0476 | 1339.2857 | 0 | 0 | 29.7619 | 1488.0952 | 1480.3227 | 7.7726 | 1480.3626 | 7.6924 | 0.039972 | 0 | 0 | 0 | 0
5468 | 1488.0952 | 5566 | 232 | 8 | 20 | 119.0476 | 1339.2857 | 0 | 0 | 29.7619 | 1488.0952 | 1480.3227 | 7.7726 | 1480.3626 | 7.6924 | 0.039972 | 0 | 0 | 0 | 0
5469 | 1488.0952 | 5586 | 233 | 8 | 21 | 119.0476 | 1339.2857 | 0 | 0 | 29.7619 | 1488.0952 | 1480.3227 | 7.7726 | 1480.3626 | 7.6924 | 0.039972 | 0 | 0 | 0 | 0
5470 | 1488.0952 | 5590 | 233 | 8 | 21 | 119.0476 | 1339.2857 | 0 | 0 | 29.7619 | 1488.0952 | 1480.3227 | 7.7726 | 1480.3626 | 7.6924 | 0.039972 | 0 | 0 | 0 | 0
5471 | 1488.0952 | 5610 | 234 | 8 | 22 | 119.0476 | 1339.2857 | 0 | 0 | 29.7619 | 1488.0952 | 1480.3227 | 7.7726 | 1480.3626 | 7.6924 | 0.039972 | 0 | 0 | 0 | 0
5472 | 1488.0952 | 5614 | 234 | 8 | 22 | 119.0476 | 1339.2857 | 0 | 0 | 29.7619 | 1488.0952 | 1480.3227 | 7.7726 | 1480.3626 | 7.6924 | 0.039972 | 0 | 0 | 0 | 0
5473 | 1488.0952 | 5634 | 235 | 8 | 23 | 119.0476 | 1339.2857 | 0 | 0 | 29.7619 | 1488.0952 | 1480.3227 | 7.7726 | 1480.3626 | 7.6924 | 0.039972 | 0 | 0 | 0 | 0
5474 | 1488.0952 | 5638 | 235 | 8 | 23 | 119.0476 | 1339.2857 | 0 | 0 | 29.7619 | 1488.0952 | 1480.3227 | 7.7726 | 1480.3626 | 7.6924 | 0.039972 | 0 | 0 | 0 | 0
5475 | 1488.0952 | 5658 | 236 | 8 | 24 | 119.0476 | 1339.2857 | 0 | 0 | 29.7619 | 1488.0952 | 1480.3227 | 7.7726 | 1480.3626 | 7.6924 | 0.039972 | 0 | 0 | 0 | 0
5476 | 1488.0952 | 5662 | 236 | 8 | 24 | 119.0476 | 1339.2857 | 0 | 0 | 29.7619 | 1488.0952 | 1480.3227 | 7.7726 | 1480.3626 | 7.6924 | 0.039972 | 0 | 0 | 0 | 0
5477 | 1488.0952 | 5682 | 237 | 8 | 25 | 119.0476 | 1339.2857 | 0 | 0 | 29.7619 | 1488.0952 | 1480.3227 | 7.7726 | 1480.3626 | 7.6924 | 0.039972 | 0 | 0 | 0 | 0
5478 | 1488.0952 | 5686 | 237 | 8 | 25 | 119.0476 | 1339.2857 | 0 | 0 | 29.7619 | 1488.0952 | 1480.3227 | 7.7726 | 1480.3626 | 7.6924 | 0.039972 | 0 | 0 | 0 | 0
5479 | 1488.0952 | 5706 | 238 | 8 | 26 | 119.0476 | 1339.2857 | 0 | 0 | 29.7619 | 1488.0952 | 1480.3227 | 7.7726 | 1480.3626 | 7.6924 | 0.039972 | 0 | 0 | 0 | 0
5480 | 1488.0952 | 5710 | 238 | 8 | 26 | 119.0476 | 1339.2857 | 0 | 0 | 29.7619 | 1488.0952 | 1480.3227 | 7.7726 | 1480.3626 | 7.6924 | 0.039972 | 0 | 0 | 0 | 0
5481 | 1488.0952 | 5730 | 239 | 8 | 27 | 119.0476 | 1339.2857 | 0 | 0 | 29.7619 | 1488.0952 | 1480.3227 | 7.7726 | 1480.3626 | 7.6924 | 0.039972 | 0 | 0 | 0 | 0
5482 | 1488.0952 | 5734 | 239 | 8 | 27 | 119.0476 | 1339.2857 | 0 | 0 | 29.7619 | 1488.0952 | 1480.3227 | 7.7726 | 1480.3626 | 7.6924 | 0.039972 | 0 | 0 | 0 | 0
5483 | 1488.0952 | 5754 | 240 | 8 | 28 | 119.0476 | 1339.2857 | 0 | 0 | 29.7619 | 1488.0952 | 1480.3227 | 7.7726 | 1480.3626 | 7.6924 | 0.039972 | 0 | 0 | 0 | 0
5484 | 1488.0952 | 5758 | 240 | 8 | 28 | 119.0476 | 1339.2857 | 0 | 0 | 29.7619 | 1488.0952 | 1480.3227 | 7.7726 | 1480.3626 | 7.6924 | 0.039972 | 0 | 0 | 0 | 0
5485 | 1488.0952 | 5778 | 241 | 8 | 29 | 119.0476 | 1339.2857 | 0 | 0 | 29.7619 | 1488.0952 | 1480.3227 | 7.7726 | 1480.3626 | 7.6924 | 0.039972 | 0 | 0 | 0 | 0
5486 | 1488.0952 | 5782 | 241 | 8 | 29 | 119.0476 | 1339.2857 | 0 | 0 | 29.7619 | 1488.0952 | 1480.3227 | 7.7726 | 1480.3626 | 7.6924 | 0.039972 | 0 | 0 | 0 | 0
5487 | 1488.0952 | 5802 | 242 | 8 | 30 | 119.0476 | 1339.2857 | 0 | 0 | 29.7619 | 1488.0952 | 1480.3227 | 7.7726 | 1480.3626 | 7.6924 | 0.039972 | 0 | 0 | 0 | 0
5488 | 1488.0952 | 5806 | 242 | 8 | 30 | 119.0476 | 1339.2857 | 0 | 0 | 29.7619 | 1488.0952 | 1480.3227 | 7.7726 | 1480.3626 | 7.6924 | 0.039972 | 0 | 0 | 0 | 0
5489 | 1488.0952 | 5826 | 243 | 8 | 31 | 119.0476 | 1339.2857 | 0 | 0 | 29.7619 | 1488.0952 | 1480.3227 | 7.7726 | 1480.3626 | 7.6924 | 0.039972 | 0 | 0 | 0 | 0
5490 | 1488.0952 | 5830 | 243 | 8 | 31 | 119.0476 | 1339.2857 | 0 | 0 | 29.7619 | 1488.0952 | 1480.3227 | 7.7726 | 1480.3626 | 7.6924 | 0.039972 | 0 | 0 | 0 | 0
5491 | 1426.1419 | 6561 | 274 | 10 | 1 | 1011.9048 | 242.8571 | 0 | 142.8571 | 28.5228 | 1426.1419 | 1418.6929 | 7.449 | 1418.7312 | 7.3722 | 0.038308 | 0 | 0 | 0 | 0
5492 | 1426.1419 | 6585 | 275 | 10 | 2 | 1011.9048 | 242.8571 | 0 | 142.8571 | 28.5228 | 1426.1419 | 1418.6929 | 7.449 | 1418.7312 | 7.3722 | 0.038308 | 0 | 0 | 0 | 0
5493 | 1426.1419 | 6609 | 276 | 10 | 3 | 1011.9048 | 242.8571 | 0 | 142.8571 | 28.5228 | 1426.1419 | 1418.6929 | 7.449 | 1418.7312 | 7.3722 | 0.038308 | 0 | 0 | 0 | 0
5494 | 1426.1419 | 6633 | 277 | 10 | 4 | 1011.9048 | 242.8571 | 0 | 142.8571 | 28.5228 | 1426.1419 | 1418.6929 | 7.449 | 1418.7312 | 7.3722 | 0.038308 | 0 | 0 | 0 | 0
5495 | 1426.1419 | 6657 | 278 | 10 | 5 | 1011.9048 | 242.8571 | 0 | 142.8571 | 28.5228 | 1426.1419 | 1418.6929 | 7.449 | 1418.7312 | 7.3722 | 0.038308 | 0 | 0 | 0 | 0
5496 | 1426.1419 | 6681 | 279 | 10 | 6 | 1011.9048 | 242.8571 | 0 | 142.8571 | 28.5228 | 1426.1419 | 1418.6929 | 7.449 | 1418.7312 | 7.3722 | 0.038308 | 0 | 0 | 0 | 0
5497 | 1426.1419 | 6705 | 280 | 10 | 7 | 1011.9048 | 242.8571 | 0 | 142.8571 | 28.5228 | 1426.1419 | 1418.6929 | 7.449 | 1418.7312 | 7.3722 | 0.038308 | 0 | 0 | 0 | 0
5498 | 1426.1419 | 6729 | 281 | 10 | 8 | 1011.9048 | 242.8571 | 0 | 142.8571 | 28.5228 | 1426.1419 | 1418.6929 | 7.449 | 1418.7312 | 7.3722 | 0.038308 | 0 | 0 | 0 | 0
5499 | 1426.1419 | 6753 | 282 | 10 | 9 | 1011.9048 | 242.8571 | 0 | 142.8571 | 28.5228 | 1426.1419 | 1418.6929 | 7.449 | 1418.7312 | 7.3722 | 0.038308 | 0 | 0 | 0 | 0
5500 | 1426.1419 | 6777 | 283 | 10 | 10 | 1011.9048 | 242.8571 | 0 | 142.8571 | 28.5228 | 1426.1419 | 1418.6929 | 7.449 | 1418.7312 | 7.3722 | 0.038308 | 0 | 0 | 0 | 0
5501 | 1426.1419 | 6801 | 284 | 10 | 11 | 1011.9048 | 242.8571 | 0 | 142.8571 | 28.5228 | 1426.1419 | 1418.6929 | 7.449 | 1418.7312 | 7.3722 | 0.038308 | 0 | 0 | 0 | 0
5502 | 1426.1419 | 6825 | 285 | 10 | 12 | 1011.9048 | 242.8571 | 0 | 142.8571 | 28.5228 | 1426.1419 | 1418.6929 | 7.449 | 1418.7312 | 7.3722 | 0.038308 | 0 | 0 | 0 | 0
5503 | 1426.1419 | 6849 | 286 | 10 | 13 | 1011.9048 | 242.8571 | 0 | 142.8571 | 28.5228 | 1426.1419 | 1418.6929 | 7.449 | 1418.7312 | 7.3722 | 0.038308 | 0 | 0 | 0 | 0
5504 | 1426.1419 | 6873 | 287 | 10 | 14 | 1011.9048 | 242.8571 | 0 | 142.8571 | 28.5228 | 1426.1419 | 1418.6929 | 7.449 | 1418.7312 | 7.3722 | 0.038308 | 0 | 0 | 0 | 0
5505 | 1426.1419 | 6897 | 288 | 10 | 15 | 1011.9048 | 242.8571 | 0 | 142.8571 | 28.5228 | 1426.1419 | 1418.6929 | 7.449 | 1418.7312 | 7.3722 | 0.038308 | 0 | 0 | 0 | 0
5506 | 1426.1419 | 6921 | 289 | 10 | 16 | 1011.9048 | 242.8571 | 0 | 142.8571 | 28.5228 | 1426.1419 | 1418.6929 | 7.449 | 1418.7312 | 7.3722 | 0.038308 | 0 | 0 | 0 | 0
5507 | 1426.1419 | 6945 | 290 | 10 | 17 | 1011.9048 | 242.8571 | 0 | 142.8571 | 28.5228 | 1426.1419 | 1418.6929 | 7.449 | 1418.7312 | 7.3722 | 0.038308 | 0 | 0 | 0 | 0
5508 | 1426.1419 | 6969 | 291 | 10 | 18 | 1011.9048 | 242.8571 | 0 | 142.8571 | 28.5228 | 1426.1419 | 1418.6929 | 7.449 | 1418.7312 | 7.3722 | 0.038308 | 0 | 0 | 0 | 0
5509 | 1426.1419 | 6993 | 292 | 10 | 19 | 1011.9048 | 242.8571 | 0 | 142.8571 | 28.5228 | 1426.1419 | 1418.6929 | 7.449 | 1418.7312 | 7.3722 | 0.038308 | 0 | 0 | 0 | 0
5510 | 1426.1419 | 7017 | 293 | 10 | 20 | 1011.9048 | 242.8571 | 0 | 142.8571 | 28.5228 | 1426.1419 | 1418.6929 | 7.449 | 1418.7312 | 7.3722 | 0.038308 | 0 | 0 | 0 | 0
5511 | 1426.1419 | 7041 | 294 | 10 | 21 | 1011.9048 | 242.8571 | 0 | 142.8571 | 28.5228 | 1426.1419 | 1418.6929 | 7.449 | 1418.7312 | 7.3722 | 0.038308 | 0 | 0 | 0 | 0
5512 | 1426.1419 | 7065 | 295 | 10 | 22 | 1011.9048 | 242.8571 | 0 | 142.8571 | 28.5228 | 1426.1419 | 1418.6929 | 7.449 | 1418.7312 | 7.3722 | 0.038308 | 0 | 0 | 0 | 0
5513 | 1426.1419 | 7089 | 296 | 10 | 23 | 1011.9048 | 242.8571 | 0 | 142.8571 | 28.5228 | 1426.1419 | 1418.6929 | 7.449 | 1418.7312 | 7.3722 | 0.038308 | 0 | 0 | 0 | 0
5514 | 1426.1419 | 7113 | 297 | 10 | 24 | 1011.9048 | 242.8571 | 0 | 142.8571 | 28.5228 | 1426.1419 | 1418.6929 | 7.449 | 1418.7312 | 7.3722 | 0.038308 | 0 | 0 | 0 | 0
5515 | 1426.1419 | 7137 | 298 | 10 | 25 | 1011.9048 | 242.8571 | 0 | 142.8571 | 28.5228 | 1426.1419 | 1418.6929 | 7.449 | 1418.7312 | 7.3722 | 0.038308 | 0 | 0 | 0 | 0
5516 | 1426.1419 | 7161 | 299 | 10 | 26 | 1011.9048 | 242.8571 | 0 | 142.8571 | 28.5228 | 1426.1419 | 1418.6929 | 7.449 | 1418.7312 | 7.3722 | 0.038308 | 0 | 0 | 0 | 0
5517 | 1426.1419 | 7185 | 300 | 10 | 27 | 1011.9048 | 242.8571 | 0 | 142.8571 | 28.5228 | 1426.1419 | 1418.6929 | 7.449 | 1418.7312 | 7.3722 | 0.038308 | 0 | 0 | 0 | 0
5518 | 1426.1419 | 7209 | 301 | 10 | 28 | 1011.9048 | 242.8571 | 0 | 142.8571 | 28.5228 | 1426.1419 | 1418.6929 | 7.449 | 1418.7312 | 7.3722 | 0.038308 | 0 | 0 | 0 | 0
5519 | 1426.1419 | 7233 | 302 | 10 | 29 | 1011.9048 | 242.8571 | 0 | 142.8571 | 28.5228 | 1426.1419 | 1418.6929 | 7.449 | 1418.7312 | 7.3722 | 0.038308 | 0 | 0 | 0 | 0
5520 | 1426.1419 | 7257 | 303 | 10 | 30 | 1011.9048 | 242.8571 | 0 | 142.8571 | 28.5228 | 1426.1419 | 1418.6929 | 7.449 | 1418.7312 | 7.3722 | 0.038308 | 0 | 0 | 0 | 0
5521 | 1426.1419 | 7281 | 304 | 10 | 31 | 1011.9048 | 242.8571 | 0 | 142.8571 | 28.5228 | 1426.1419 | 1418.6929 | 7.449 | 1418.7312 | 7.3722 | 0.038308 | 0 | 0 | 0 | 0
5522 | 1404.276 | 6557 | 274 | 10 | 1 | 1011.9048 | 364.2857 | 0 | 0 | 28.0855 | 1404.276 | 1396.9412 | 7.3348 | 1396.9789 | 7.2591 | 0.037721 | 0 | 0 | 0 | 0
5523 | 1404.276 | 6581 | 275 | 10 | 2 | 1011.9048 | 364.2857 | 0 | 0 | 28.0855 | 1404.276 | 1396.9412 | 7.3348 | 1396.9789 | 7.2591 | 0.037721 | 0 | 0 | 0 | 0
5524 | 1404.276 | 6605 | 276 | 10 | 3 | 1011.9048 | 364.2857 | 0 | 0 | 28.0855 | 1404.276 | 1396.9412 | 7.3348 | 1396.9789 | 7.2591 | 0.037721 | 0 | 0 | 0 | 0
5525 | 1404.276 | 6629 | 277 | 10 | 4 | 1011.9048 | 364.2857 | 0 | 0 | 28.0855 | 1404.276 | 1396.9412 | 7.3348 | 1396.9789 | 7.2591 | 0.037721 | 0 | 0 | 0 | 0
5526 | 1404.276 | 6653 | 278 | 10 | 5 | 1011.9048 | 364.2857 | 0 | 0 | 28.0855 | 1404.276 | 1396.9412 | 7.3348 | 1396.9789 | 7.2591 | 0.037721 | 0 | 0 | 0 | 0
5527 | 1404.276 | 6677 | 279 | 10 | 6 | 1011.9048 | 364.2857 | 0 | 0 | 28.0855 | 1404.276 | 1396.9412 | 7.3348 | 1396.9789 | 7.2591 | 0.037721 | 0 | 0 | 0 | 0
5528 | 1404.276 | 6701 | 280 | 10 | 7 | 1011.9048 | 364.2857 | 0 | 0 | 28.0855 | 1404.276 | 1396.9412 | 7.3348 | 1396.9789 | 7.2591 | 0.037721 | 0 | 0 | 0 | 0
5529 | 1404.276 | 6725 | 281 | 10 | 8 | 1011.9048 | 364.2857 | 0 | 0 | 28.0855 | 1404.276 | 1396.9412 | 7.3348 | 1396.9789 | 7.2591 | 0.037721 | 0 | 0 | 0 | 0
5530 | 1404.276 | 6749 | 282 | 10 | 9 | 1011.9048 | 364.2857 | 0 | 0 | 28.0855 | 1404.276 | 1396.9412 | 7.3348 | 1396.9789 | 7.2591 | 0.037721 | 0 | 0 | 0 | 0
5531 | 1404.276 | 6773 | 283 | 10 | 10 | 1011.9048 | 364.2857 | 0 | 0 | 28.0855 | 1404.276 | 1396.9412 | 7.3348 | 1396.9789 | 7.2591 | 0.037721 | 0 | 0 | 0 | 0
5532 | 1404.276 | 6797 | 284 | 10 | 11 | 1011.9048 | 364.2857 | 0 | 0 | 28.0855 | 1404.276 | 1396.9412 | 7.3348 | 1396.9789 | 7.2591 | 0.037721 | 0 | 0 | 0 | 0
5533 | 1404.276 | 6821 | 285 | 10 | 12 | 1011.9048 | 364.2857 | 0 | 0 | 28.0855 | 1404.276 | 1396.9412 | 7.3348 | 1396.9789 | 7.2591 | 0.037721 | 0 | 0 | 0 | 0
5534 | 1404.276 | 6845 | 286 | 10 | 13 | 1011.9048 | 364.2857 | 0 | 0 | 28.0855 | 1404.276 | 1396.9412 | 7.3348 | 1396.9789 | 7.2591 | 0.037721 | 0 | 0 | 0 | 0
5535 | 1404.276 | 6869 | 287 | 10 | 14 | 1011.9048 | 364.2857 | 0 | 0 | 28.0855 | 1404.276 | 1396.9412 | 7.3348 | 1396.9789 | 7.2591 | 0.037721 | 0 | 0 | 0 | 0
5536 | 1404.276 | 6893 | 288 | 10 | 15 | 1011.9048 | 364.2857 | 0 | 0 | 28.0855 | 1404.276 | 1396.9412 | 7.3348 | 1396.9789 | 7.2591 | 0.037721 | 0 | 0 | 0 | 0
5537 | 1404.276 | 6917 | 289 | 10 | 16 | 1011.9048 | 364.2857 | 0 | 0 | 28.0855 | 1404.276 | 1396.9412 | 7.3348 | 1396.9789 | 7.2591 | 0.037721 | 0 | 0 | 0 | 0
5538 | 1404.276 | 6941 | 290 | 10 | 17 | 1011.9048 | 364.2857 | 0 | 0 | 28.0855 | 1404.276 | 1396.9412 | 7.3348 | 1396.9789 | 7.2591 | 0.037721 | 0 | 0 | 0 | 0
5539 | 1404.276 | 6965 | 291 | 10 | 18 | 1011.9048 | 364.2857 | 0 | 0 | 28.0855 | 1404.276 | 1396.9412 | 7.3348 | 1396.9789 | 7.2591 | 0.037721 | 0 | 0 | 0 | 0
5540 | 1404.276 | 6989 | 292 | 10 | 19 | 1011.9048 | 364.2857 | 0 | 0 | 28.0855 | 1404.276 | 1396.9412 | 7.3348 | 1396.9789 | 7.2591 | 0.037721 | 0 | 0 | 0 | 0
5541 | 1404.276 | 7013 | 293 | 10 | 20 | 1011.9048 | 364.2857 | 0 | 0 | 28.0855 | 1404.276 | 1396.9412 | 7.3348 | 1396.9789 | 7.2591 | 0.037721 | 0 | 0 | 0 | 0
5542 | 1404.276 | 7037 | 294 | 10 | 21 | 1011.9048 | 364.2857 | 0 | 0 | 28.0855 | 1404.276 | 1396.9412 | 7.3348 | 1396.9789 | 7.2591 | 0.037721 | 0 | 0 | 0 | 0
5543 | 1404.276 | 7061 | 295 | 10 | 22 | 1011.9048 | 364.2857 | 0 | 0 | 28.0855 | 1404.276 | 1396.9412 | 7.3348 | 1396.9789 | 7.2591 | 0.037721 | 0 | 0 | 0 | 0
5544 | 1404.276 | 7085 | 296 | 10 | 23 | 1011.9048 | 364.2857 | 0 | 0 | 28.0855 | 1404.276 | 1396.9412 | 7.3348 | 1396.9789 | 7.2591 | 0.037721 | 0 | 0 | 0 | 0
5545 | 1404.276 | 7109 | 297 | 10 | 24 | 1011.9048 | 364.2857 | 0 | 0 | 28.0855 | 1404.276 | 1396.9412 | 7.3348 | 1396.9789 | 7.2591 | 0.037721 | 0 | 0 | 0 | 0
5546 | 1404.276 | 7133 | 298 | 10 | 25 | 1011.9048 | 364.2857 | 0 | 0 | 28.0855 | 1404.276 | 1396.9412 | 7.3348 | 1396.9789 | 7.2591 | 0.037721 | 0 | 0 | 0 | 0
5547 | 1404.276 | 7157 | 299 | 10 | 26 | 1011.9048 | 364.2857 | 0 | 0 | 28.0855 | 1404.276 | 1396.9412 | 7.3348 | 1396.9789 | 7.2591 | 0.037721 | 0 | 0 | 0 | 0
5548 | 1404.276 | 7181 | 300 | 10 | 27 | 1011.9048 | 364.2857 | 0 | 0 | 28.0855 | 1404.276 | 1396.9412 | 7.3348 | 1396.9789 | 7.2591 | 0.037721 | 0 | 0 | 0 | 0
5549 | 1404.276 | 7205 | 301 | 10 | 28 | 1011.9048 | 364.2857 | 0 | 0 | 28.0855 | 1404.276 | 1396.9412 | 7.3348 | 1396.9789 | 7.2591 | 0.037721 | 0 | 0 | 0 | 0
5550 | 1404.276 | 7229 | 302 | 10 | 29 | 1011.9048 | 364.2857 | 0 | 0 | 28.0855 | 1404.276 | 1396.9412 | 7.3348 | 1396.9789 | 7.2591 | 0.037721 | 0 | 0 | 0 | 0
5551 | 1404.276 | 7253 | 303 | 10 | 30 | 1011.9048 | 364.2857 | 0 | 0 | 28.0855 | 1404.276 | 1396.9412 | 7.3348 | 1396.9789 | 7.2591 | 0.037721 | 0 | 0 | 0 | 0
5552 | 1404.276 | 7277 | 304 | 10 | 31 | 1011.9048 | 364.2857 | 0 | 0 | 28.0855 | 1404.276 | 1396.9412 | 7.3348 | 1396.9789 | 7.2591 | 0.037721 | 0 | 0 | 0 | 0
5553 | 1396.9874 | 3630 | 152 | 6 | 1 | 119.0476 | 1250 | 0 | 0 | 27.9397 | 1396.9874 | 1389.6907 | 7.2967 | 1389.7282 | 7.2215 | 0.037525 | 0 | 0 | 0 | 0
5554 | 1396.9874 | 3643 | 152 | 6 | 1 | 119.0476 | 1250 | 0 | 0 | 27.9397 | 1396.9874 | 1389.6907 | 7.2967 | 1389.7282 | 7.2215 | 0.037525 | 0 | 0 | 0 | 0
5555 | 1396.9874 | 3644 | 152 | 6 | 1 | 119.0476 | 1250 | 0 | 0 | 27.9397 | 1396.9874 | 1389.6907 | 7.2967 | 1389.7282 | 7.2215 | 0.037525 | 0 | 0 | 0 | 0
5556 | 1396.9874 | 3645 | 152 | 6 | 1 | 119.0476 | 1250 | 0 | 0 | 27.9397 | 1396.9874 | 1389.6907 | 7.2967 | 1389.7282 | 7.2215 | 0.037525 | 0 | 0 | 0 | 0
5557 | 1396.9874 | 3654 | 153 | 6 | 2 | 119.0476 | 1250 | 0 | 0 | 27.9397 | 1396.9874 | 1389.6907 | 7.2967 | 1389.7282 | 7.2215 | 0.037525 | 0 | 0 | 0 | 0
5558 | 1396.9874 | 3667 | 153 | 6 | 2 | 119.0476 | 1250 | 0 | 0 | 27.9397 | 1396.9874 | 1389.6907 | 7.2967 | 1389.7282 | 7.2215 | 0.037525 | 0 | 0 | 0 | 0
5559 | 1396.9874 | 3668 | 153 | 6 | 2 | 119.0476 | 1250 | 0 | 0 | 27.9397 | 1396.9874 | 1389.6907 | 7.2967 | 1389.7282 | 7.2215 | 0.037525 | 0 | 0 | 0 | 0
5560 | 1396.9874 | 3669 | 153 | 6 | 2 | 119.0476 | 1250 | 0 | 0 | 27.9397 | 1396.9874 | 1389.6907 | 7.2967 | 1389.7282 | 7.2215 | 0.037525 | 0 | 0 | 0 | 0
5561 | 1396.9874 | 3678 | 154 | 6 | 3 | 119.0476 | 1250 | 0 | 0 | 27.9397 | 1396.9874 | 1389.6907 | 7.2967 | 1389.7282 | 7.2215 | 0.037525 | 0 | 0 | 0 | 0
5562 | 1396.9874 | 3691 | 154 | 6 | 3 | 119.0476 | 1250 | 0 | 0 | 27.9397 | 1396.9874 | 1389.6907 | 7.2967 | 1389.7282 | 7.2215 | 0.037525 | 0 | 0 | 0 | 0
5563 | 1396.9874 | 3692 | 154 | 6 | 3 | 119.0476 | 1250 | 0 | 0 | 27.9397 | 1396.9874 | 1389.6907 | 7.2967 | 1389.7282 | 7.2215 | 0.037525 | 0 | 0 | 0 | 0
5564 | 1396.9874 | 3693 | 154 | 6 | 3 | 119.0476 | 1250 | 0 | 0 | 27.9397 | 1396.9874 | 1389.6907 | 7.2967 | 1389.7282 | 7.2215 | 0.037525 | 0 | 0 | 0 | 0
5565 | 1396.9874 | 3702 | 155 | 6 | 4 | 119.0476 | 1250 | 0 | 0 | 27.9397 | 1396.9874 | 1389.6907 | 7.2967 | 1389.7282 | 7.2215 | 0.037525 | 0 | 0 | 0 | 0
5566 | 1396.9874 | 3715 | 155 | 6 | 4 | 119.0476 | 1250 | 0 | 0 | 27.9397 | 1396.9874 | 1389.6907 | 7.2967 | 1389.7282 | 7.2215 | 0.037525 | 0 | 0 | 0 | 0
5567 | 1396.9874 | 3716 | 155 | 6 | 4 | 119.0476 | 1250 | 0 | 0 | 27.9397 | 1396.9874 | 1389.6907 | 7.2967 | 1389.7282 | 7.2215 | 0.037525 | 0 | 0 | 0 | 0
5568 | 1396.9874 | 3717 | 155 | 6 | 4 | 119.0476 | 1250 | 0 | 0 | 27.9397 | 1396.9874 | 1389.6907 | 7.2967 | 1389.7282 | 7.2215 | 0.037525 | 0 | 0 | 0 | 0
5569 | 1396.9874 | 3726 | 156 | 6 | 5 | 119.0476 | 1250 | 0 | 0 | 27.9397 | 1396.9874 | 1389.6907 | 7.2967 | 1389.7282 | 7.2215 | 0.037525 | 0 | 0 | 0 | 0
5570 | 1396.9874 | 3739 | 156 | 6 | 5 | 119.0476 | 1250 | 0 | 0 | 27.9397 | 1396.9874 | 1389.6907 | 7.2967 | 1389.7282 | 7.2215 | 0.037525 | 0 | 0 | 0 | 0
5571 | 1396.9874 | 3740 | 156 | 6 | 5 | 119.0476 | 1250 | 0 | 0 | 27.9397 | 1396.9874 | 1389.6907 | 7.2967 | 1389.7282 | 7.2215 | 0.037525 | 0 | 0 | 0 | 0
5572 | 1396.9874 | 3741 | 156 | 6 | 5 | 119.0476 | 1250 | 0 | 0 | 27.9397 | 1396.9874 | 1389.6907 | 7.2967 | 1389.7282 | 7.2215 | 0.037525 | 0 | 0 | 0 | 0
5573 | 1396.9874 | 3750 | 157 | 6 | 6 | 119.0476 | 1250 | 0 | 0 | 27.9397 | 1396.9874 | 1389.6907 | 7.2967 | 1389.7282 | 7.2215 | 0.037525 | 0 | 0 | 0 | 0
5574 | 1396.9874 | 3763 | 157 | 6 | 6 | 119.0476 | 1250 | 0 | 0 | 27.9397 | 1396.9874 | 1389.6907 | 7.2967 | 1389.7282 | 7.2215 | 0.037525 | 0 | 0 | 0 | 0
5575 | 1396.9874 | 3764 | 157 | 6 | 6 | 119.0476 | 1250 | 0 | 0 | 27.9397 | 1396.9874 | 1389.6907 | 7.2967 | 1389.7282 | 7.2215 | 0.037525 | 0 | 0 | 0 | 0
5576 | 1396.9874 | 3765 | 157 | 6 | 6 | 119.0476 | 1250 | 0 | 0 | 27.9397 | 1396.9874 | 1389.6907 | 7.2967 | 1389.7282 | 7.2215 | 0.037525 | 0 | 0 | 0 | 0
5577 | 1396.9874 | 3774 | 158 | 6 | 7 | 119.0476 | 1250 | 0 | 0 | 27.9397 | 1396.9874 | 1389.6907 | 7.2967 | 1389.7282 | 7.2215 | 0.037525 | 0 | 0 | 0 | 0
5578 | 1396.9874 | 3787 | 158 | 6 | 7 | 119.0476 | 1250 | 0 | 0 | 27.9397 | 1396.9874 | 1389.6907 | 7.2967 | 1389.7282 | 7.2215 | 0.037525 | 0 | 0 | 0 | 0
5579 | 1396.9874 | 3788 | 158 | 6 | 7 | 119.0476 | 1250 | 0 | 0 | 27.9397 | 1396.9874 | 1389.6907 | 7.2967 | 1389.7282 | 7.2215 | 0.037525 | 0 | 0 | 0 | 0
5580 | 1396.9874 | 3789 | 158 | 6 | 7 | 119.0476 | 1250 | 0 | 0 | 27.9397 | 1396.9874 | 1389.6907 | 7.2967 | 1389.7282 | 7.2215 | 0.037525 | 0 | 0 | 0 | 0
5581 | 1396.9874 | 3798 | 159 | 6 | 8 | 119.0476 | 1250 | 0 | 0 | 27.9397 | 1396.9874 | 1389.6907 | 7.2967 | 1389.7282 | 7.2215 | 0.037525 | 0 | 0 | 0 | 0
5582 | 1396.9874 | 3811 | 159 | 6 | 8 | 119.0476 | 1250 | 0 | 0 | 27.9397 | 1396.9874 | 1389.6907 | 7.2967 | 1389.7282 | 7.2215 | 0.037525 | 0 | 0 | 0 | 0
5583 | 1396.9874 | 3812 | 159 | 6 | 8 | 119.0476 | 1250 | 0 | 0 | 27.9397 | 1396.9874 | 1389.6907 | 7.2967 | 1389.7282 | 7.2215 | 0.037525 | 0 | 0 | 0 | 0
5584 | 1396.9874 | 3813 | 159 | 6 | 8 | 119.0476 | 1250 | 0 | 0 | 27.9397 | 1396.9874 | 1389.6907 | 7.2967 | 1389.7282 | 7.2215 | 0.037525 | 0 | 0 | 0 | 0
5585 | 1396.9874 | 3822 | 160 | 6 | 9 | 119.0476 | 1250 | 0 | 0 | 27.9397 | 1396.9874 | 1389.6907 | 7.2967 | 1389.7282 | 7.2215 | 0.037525 | 0 | 0 | 0 | 0
5586 | 1396.9874 | 3835 | 160 | 6 | 9 | 119.0476 | 1250 | 0 | 0 | 27.9397 | 1396.9874 | 1389.6907 | 7.2967 | 1389.7282 | 7.2215 | 0.037525 | 0 | 0 | 0 | 0
5587 | 1396.9874 | 3836 | 160 | 6 | 9 | 119.0476 | 1250 | 0 | 0 | 27.9397 | 1396.9874 | 1389.6907 | 7.2967 | 1389.7282 | 7.2215 | 0.037525 | 0 | 0 | 0 | 0
5588 | 1396.9874 | 3837 | 160 | 6 | 9 | 119.0476 | 1250 | 0 | 0 | 27.9397 | 1396.9874 | 1389.6907 | 7.2967 | 1389.7282 | 7.2215 | 0.037525 | 0 | 0 | 0 | 0
5589 | 1396.9874 | 3846 | 161 | 6 | 10 | 119.0476 | 1250 | 0 | 0 | 27.9397 | 1396.9874 | 1389.6907 | 7.2967 | 1389.7282 | 7.2215 | 0.037525 | 0 | 0 | 0 | 0
5590 | 1396.9874 | 3859 | 161 | 6 | 10 | 119.0476 | 1250 | 0 | 0 | 27.9397 | 1396.9874 | 1389.6907 | 7.2967 | 1389.7282 | 7.2215 | 0.037525 | 0 | 0 | 0 | 0
5591 | 1396.9874 | 3860 | 161 | 6 | 10 | 119.0476 | 1250 | 0 | 0 | 27.9397 | 1396.9874 | 1389.6907 | 7.2967 | 1389.7282 | 7.2215 | 0.037525 | 0 | 0 | 0 | 0
5592 | 1396.9874 | 3861 | 161 | 6 | 10 | 119.0476 | 1250 | 0 | 0 | 27.9397 | 1396.9874 | 1389.6907 | 7.2967 | 1389.7282 | 7.2215 | 0.037525 | 0 | 0 | 0 | 0
5593 | 1396.9874 | 3870 | 162 | 6 | 11 | 119.0476 | 1250 | 0 | 0 | 27.9397 | 1396.9874 | 1389.6907 | 7.2967 | 1389.7282 | 7.2215 | 0.037525 | 0 | 0 | 0 | 0
5594 | 1396.9874 | 3883 | 162 | 6 | 11 | 119.0476 | 1250 | 0 | 0 | 27.9397 | 1396.9874 | 1389.6907 | 7.2967 | 1389.7282 | 7.2215 | 0.037525 | 0 | 0 | 0 | 0
5595 | 1396.9874 | 3884 | 162 | 6 | 11 | 119.0476 | 1250 | 0 | 0 | 27.9397 | 1396.9874 | 1389.6907 | 7.2967 | 1389.7282 | 7.2215 | 0.037525 | 0 | 0 | 0 | 0
5596 | 1396.9874 | 3885 | 162 | 6 | 11 | 119.0476 | 1250 | 0 | 0 | 27.9397 | 1396.9874 | 1389.6907 | 7.2967 | 1389.7282 | 7.2215 | 0.037525 | 0 | 0 | 0 | 0
5597 | 1396.9874 | 3894 | 163 | 6 | 12 | 119.0476 | 1250 | 0 | 0 | 27.9397 | 1396.9874 | 1389.6907 | 7.2967 | 1389.7282 | 7.2215 | 0.037525 | 0 | 0 | 0 | 0
5598 | 1396.9874 | 3907 | 163 | 6 | 12 | 119.0476 | 1250 | 0 | 0 | 27.9397 | 1396.9874 | 1389.6907 | 7.2967 | 1389.7282 | 7.2215 | 0.037525 | 0 | 0 | 0 | 0
5599 | 1396.9874 | 3908 | 163 | 6 | 12 | 119.0476 | 1250 | 0 | 0 | 27.9397 | 1396.9874 | 1389.6907 | 7.2967 | 1389.7282 | 7.2215 | 0.037525 | 0 | 0 | 0 | 0
5600 | 1396.9874 | 3909 | 163 | 6 | 12 | 119.0476 | 1250 | 0 | 0 | 27.9397 | 1396.9874 | 1389.6907 | 7.2967 | 1389.7282 | 7.2215 | 0.037525 | 0 | 0 | 0 | 0
5601 | 1396.9874 | 3918 | 164 | 6 | 13 | 119.0476 | 1250 | 0 | 0 | 27.9397 | 1396.9874 | 1389.6907 | 7.2967 | 1389.7282 | 7.2215 | 0.037525 | 0 | 0 | 0 | 0
5602 | 1396.9874 | 3931 | 164 | 6 | 13 | 119.0476 | 1250 | 0 | 0 | 27.9397 | 1396.9874 | 1389.6907 | 7.2967 | 1389.7282 | 7.2215 | 0.037525 | 0 | 0 | 0 | 0
5603 | 1396.9874 | 3932 | 164 | 6 | 13 | 119.0476 | 1250 | 0 | 0 | 27.9397 | 1396.9874 | 1389.6907 | 7.2967 | 1389.7282 | 7.2215 | 0.037525 | 0 | 0 | 0 | 0
5604 | 1396.9874 | 3933 | 164 | 6 | 13 | 119.0476 | 1250 | 0 | 0 | 27.9397 | 1396.9874 | 1389.6907 | 7.2967 | 1389.7282 | 7.2215 | 0.037525 | 0 | 0 | 0 | 0
5605 | 1396.9874 | 3942 | 165 | 6 | 14 | 119.0476 | 1250 | 0 | 0 | 27.9397 | 1396.9874 | 1389.6907 | 7.2967 | 1389.7282 | 7.2215 | 0.037525 | 0 | 0 | 0 | 0
5606 | 1396.9874 | 3955 | 165 | 6 | 14 | 119.0476 | 1250 | 0 | 0 | 27.9397 | 1396.9874 | 1389.6907 | 7.2967 | 1389.7282 | 7.2215 | 0.037525 | 0 | 0 | 0 | 0
5607 | 1396.9874 | 3956 | 165 | 6 | 14 | 119.0476 | 1250 | 0 | 0 | 27.9397 | 1396.9874 | 1389.6907 | 7.2967 | 1389.7282 | 7.2215 | 0.037525 | 0 | 0 | 0 | 0
5608 | 1396.9874 | 3957 | 165 | 6 | 14 | 119.0476 | 1250 | 0 | 0 | 27.9397 | 1396.9874 | 1389.6907 | 7.2967 | 1389.7282 | 7.2215 | 0.037525 | 0 | 0 | 0 | 0
5609 | 1396.9874 | 3966 | 166 | 6 | 15 | 119.0476 | 1250 | 0 | 0 | 27.9397 | 1396.9874 | 1389.6907 | 7.2967 | 1389.7282 | 7.2215 | 0.037525 | 0 | 0 | 0 | 0
5610 | 1396.9874 | 3979 | 166 | 6 | 15 | 119.0476 | 1250 | 0 | 0 | 27.9397 | 1396.9874 | 1389.6907 | 7.2967 | 1389.7282 | 7.2215 | 0.037525 | 0 | 0 | 0 | 0
5611 | 1396.9874 | 3980 | 166 | 6 | 15 | 119.0476 | 1250 | 0 | 0 | 27.9397 | 1396.9874 | 1389.6907 | 7.2967 | 1389.7282 | 7.2215 | 0.037525 | 0 | 0 | 0 | 0
5612 | 1396.9874 | 3981 | 166 | 6 | 15 | 119.0476 | 1250 | 0 | 0 | 27.9397 | 1396.9874 | 1389.6907 | 7.2967 | 1389.7282 | 7.2215 | 0.037525 | 0 | 0 | 0 | 0
5613 | 1396.9874 | 3990 | 167 | 6 | 16 | 119.0476 | 1250 | 0 | 0 | 27.9397 | 1396.9874 | 1389.6907 | 7.2967 | 1389.7282 | 7.2215 | 0.037525 | 0 | 0 | 0 | 0
5614 | 1396.9874 | 4003 | 167 | 6 | 16 | 119.0476 | 1250 | 0 | 0 | 27.9397 | 1396.9874 | 1389.6907 | 7.2967 | 1389.7282 | 7.2215 | 0.037525 | 0 | 0 | 0 | 0
5615 | 1396.9874 | 4004 | 167 | 6 | 16 | 119.0476 | 1250 | 0 | 0 | 27.9397 | 1396.9874 | 1389.6907 | 7.2967 | 1389.7282 | 7.2215 | 0.037525 | 0 | 0 | 0 | 0
5616 | 1396.9874 | 4005 | 167 | 6 | 16 | 119.0476 | 1250 | 0 | 0 | 27.9397 | 1396.9874 | 1389.6907 | 7.2967 | 1389.7282 | 7.2215 | 0.037525 | 0 | 0 | 0 | 0
5617 | 1396.9874 | 4014 | 168 | 6 | 17 | 119.0476 | 1250 | 0 | 0 | 27.9397 | 1396.9874 | 1389.6907 | 7.2967 | 1389.7282 | 7.2215 | 0.037525 | 0 | 0 | 0 | 0
5618 | 1396.9874 | 4027 | 168 | 6 | 17 | 119.0476 | 1250 | 0 | 0 | 27.9397 | 1396.9874 | 1389.6907 | 7.2967 | 1389.7282 | 7.2215 | 0.037525 | 0 | 0 | 0 | 0
5619 | 1396.9874 | 4028 | 168 | 6 | 17 | 119.0476 | 1250 | 0 | 0 | 27.9397 | 1396.9874 | 1389.6907 | 7.2967 | 1389.7282 | 7.2215 | 0.037525 | 0 | 0 | 0 | 0
5620 | 1396.9874 | 4029 | 168 | 6 | 17 | 119.0476 | 1250 | 0 | 0 | 27.9397 | 1396.9874 | 1389.6907 | 7.2967 | 1389.7282 | 7.2215 | 0.037525 | 0 | 0 | 0 | 0
5621 | 1396.9874 | 4038 | 169 | 6 | 18 | 119.0476 | 1250 | 0 | 0 | 27.9397 | 1396.9874 | 1389.6907 | 7.2967 | 1389.7282 | 7.2215 | 0.037525 | 0 | 0 | 0 | 0
5622 | 1396.9874 | 4051 | 169 | 6 | 18 | 119.0476 | 1250 | 0 | 0 | 27.9397 | 1396.9874 | 1389.6907 | 7.2967 | 1389.7282 | 7.2215 | 0.037525 | 0 | 0 | 0 | 0
5623 | 1396.9874 | 4052 | 169 | 6 | 18 | 119.0476 | 1250 | 0 | 0 | 27.9397 | 1396.9874 | 1389.6907 | 7.2967 | 1389.7282 | 7.2215 | 0.037525 | 0 | 0 | 0 | 0
5624 | 1396.9874 | 4053 | 169 | 6 | 18 | 119.0476 | 1250 | 0 | 0 | 27.9397 | 1396.9874 | 1389.6907 | 7.2967 | 1389.7282 | 7.2215 | 0.037525 | 0 | 0 | 0 | 0
5625 | 1396.9874 | 4062 | 170 | 6 | 19 | 119.0476 | 1250 | 0 | 0 | 27.9397 | 1396.9874 | 1389.6907 | 7.2967 | 1389.7282 | 7.2215 | 0.037525 | 0 | 0 | 0 | 0
5626 | 1396.9874 | 4075 | 170 | 6 | 19 | 119.0476 | 1250 | 0 | 0 | 27.9397 | 1396.9874 | 1389.6907 | 7.2967 | 1389.7282 | 7.2215 | 0.037525 | 0 | 0 | 0 | 0
5627 | 1396.9874 | 4076 | 170 | 6 | 19 | 119.0476 | 1250 | 0 | 0 | 27.9397 | 1396.9874 | 1389.6907 | 7.2967 | 1389.7282 | 7.2215 | 0.037525 | 0 | 0 | 0 | 0
5628 | 1396.9874 | 4077 | 170 | 6 | 19 | 119.0476 | 1250 | 0 | 0 | 27.9397 | 1396.9874 | 1389.6907 | 7.2967 | 1389.7282 | 7.2215 | 0.037525 | 0 | 0 | 0 | 0
5629 | 1396.9874 | 4086 | 171 | 6 | 20 | 119.0476 | 1250 | 0 | 0 | 27.9397 | 1396.9874 | 1389.6907 | 7.2967 | 1389.7282 | 7.2215 | 0.037525 | 0 | 0 | 0 | 0
5630 | 1396.9874 | 4099 | 171 | 6 | 20 | 119.0476 | 1250 | 0 | 0 | 27.9397 | 1396.9874 | 1389.6907 | 7.2967 | 1389.7282 | 7.2215 | 0.037525 | 0 | 0 | 0 | 0
5631 | 1396.9874 | 4100 | 171 | 6 | 20 | 119.0476 | 1250 | 0 | 0 | 27.9397 | 1396.9874 | 1389.6907 | 7.2967 | 1389.7282 | 7.2215 | 0.037525 | 0 | 0 | 0 | 0
5632 | 1396.9874 | 4101 | 171 | 6 | 20 | 119.0476 | 1250 | 0 | 0 | 27.9397 | 1396.9874 | 1389.6907 | 7.2967 | 1389.7282 | 7.2215 | 0.037525 | 0 | 0 | 0 | 0
5633 | 1396.9874 | 4110 | 172 | 6 | 21 | 119.0476 | 1250 | 0 | 0 | 27.9397 | 1396.9874 | 1389.6907 | 7.2967 | 1389.7282 | 7.2215 | 0.037525 | 0 | 0 | 0 | 0
5634 | 1396.9874 | 4123 | 172 | 6 | 21 | 119.0476 | 1250 | 0 | 0 | 27.9397 | 1396.9874 | 1389.6907 | 7.2967 | 1389.7282 | 7.2215 | 0.037525 | 0 | 0 | 0 | 0
5635 | 1396.9874 | 4124 | 172 | 6 | 21 | 119.0476 | 1250 | 0 | 0 | 27.9397 | 1396.9874 | 1389.6907 | 7.2967 | 1389.7282 | 7.2215 | 0.037525 | 0 | 0 | 0 | 0
5636 | 1396.9874 | 4125 | 172 | 6 | 21 | 119.0476 | 1250 | 0 | 0 | 27.9397 | 1396.9874 | 1389.6907 | 7.2967 | 1389.7282 | 7.2215 | 0.037525 | 0 | 0 | 0 | 0
5637 | 1396.9874 | 4134 | 173 | 6 | 22 | 119.0476 | 1250 | 0 | 0 | 27.9397 | 1396.9874 | 1389.6907 | 7.2967 | 1389.7282 | 7.2215 | 0.037525 | 0 | 0 | 0 | 0
5638 | 1396.9874 | 4147 | 173 | 6 | 22 | 119.0476 | 1250 | 0 | 0 | 27.9397 | 1396.9874 | 1389.6907 | 7.2967 | 1389.7282 | 7.2215 | 0.037525 | 0 | 0 | 0 | 0
5639 | 1396.9874 | 4148 | 173 | 6 | 22 | 119.0476 | 1250 | 0 | 0 | 27.9397 | 1396.9874 | 1389.6907 | 7.2967 | 1389.7282 | 7.2215 | 0.037525 | 0 | 0 | 0 | 0
5640 | 1396.9874 | 4149 | 173 | 6 | 22 | 119.0476 | 1250 | 0 | 0 | 27.9397 | 1396.9874 | 1389.6907 | 7.2967 | 1389.7282 | 7.2215 | 0.037525 | 0 | 0 | 0 | 0
5641 | 1396.9874 | 4158 | 174 | 6 | 23 | 119.0476 | 1250 | 0 | 0 | 27.9397 | 1396.9874 | 1389.6907 | 7.2967 | 1389.7282 | 7.2215 | 0.037525 | 0 | 0 | 0 | 0
5642 | 1396.9874 | 4171 | 174 | 6 | 23 | 119.0476 | 1250 | 0 | 0 | 27.9397 | 1396.9874 | 1389.6907 | 7.2967 | 1389.7282 | 7.2215 | 0.037525 | 0 | 0 | 0 | 0
5643 | 1396.9874 | 4172 | 174 | 6 | 23 | 119.0476 | 1250 | 0 | 0 | 27.9397 | 1396.9874 | 1389.6907 | 7.2967 | 1389.7282 | 7.2215 | 0.037525 | 0 | 0 | 0 | 0
5644 | 1396.9874 | 4173 | 174 | 6 | 23 | 119.0476 | 1250 | 0 | 0 | 27.9397 | 1396.9874 | 1389.6907 | 7.2967 | 1389.7282 | 7.2215 | 0.037525 | 0 | 0 | 0 | 0
5645 | 1396.9874 | 4182 | 175 | 6 | 24 | 119.0476 | 1250 | 0 | 0 | 27.9397 | 1396.9874 | 1389.6907 | 7.2967 | 1389.7282 | 7.2215 | 0.037525 | 0 | 0 | 0 | 0
5646 | 1396.9874 | 4195 | 175 | 6 | 24 | 119.0476 | 1250 | 0 | 0 | 27.9397 | 1396.9874 | 1389.6907 | 7.2967 | 1389.7282 | 7.2215 | 0.037525 | 0 | 0 | 0 | 0
5647 | 1396.9874 | 4196 | 175 | 6 | 24 | 119.0476 | 1250 | 0 | 0 | 27.9397 | 1396.9874 | 1389.6907 | 7.2967 | 1389.7282 | 7.2215 | 0.037525 | 0 | 0 | 0 | 0
5648 | 1396.9874 | 4197 | 175 | 6 | 24 | 119.0476 | 1250 | 0 | 0 | 27.9397 | 1396.9874 | 1389.6907 | 7.2967 | 1389.7282 | 7.2215 | 0.037525 | 0 | 0 | 0 | 0
5649 | 1396.9874 | 4206 | 176 | 6 | 25 | 119.0476 | 1250 | 0 | 0 | 27.9397 | 1396.9874 | 1389.6907 | 7.2967 | 1389.7282 | 7.2215 | 0.037525 | 0 | 0 | 0 | 0
5650 | 1396.9874 | 4219 | 176 | 6 | 25 | 119.0476 | 1250 | 0 | 0 | 27.9397 | 1396.9874 | 1389.6907 | 7.2967 | 1389.7282 | 7.2215 | 0.037525 | 0 | 0 | 0 | 0
5651 | 1396.9874 | 4220 | 176 | 6 | 25 | 119.0476 | 1250 | 0 | 0 | 27.9397 | 1396.9874 | 1389.6907 | 7.2967 | 1389.7282 | 7.2215 | 0.037525 | 0 | 0 | 0 | 0
5652 | 1396.9874 | 4221 | 176 | 6 | 25 | 119.0476 | 1250 | 0 | 0 | 27.9397 | 1396.9874 | 1389.6907 | 7.2967 | 1389.7282 | 7.2215 | 0.037525 | 0 | 0 | 0 | 0
5653 | 1396.9874 | 4230 | 177 | 6 | 26 | 119.0476 | 1250 | 0 | 0 | 27.9397 | 1396.9874 | 1389.6907 | 7.2967 | 1389.7282 | 7.2215 | 0.037525 | 0 | 0 | 0 | 0
5654 | 1396.9874 | 4243 | 177 | 6 | 26 | 119.0476 | 1250 | 0 | 0 | 27.9397 | 1396.9874 | 1389.6907 | 7.2967 | 1389.7282 | 7.2215 | 0.037525 | 0 | 0 | 0 | 0
5655 | 1396.9874 | 4244 | 177 | 6 | 26 | 119.0476 | 1250 | 0 | 0 | 27.9397 | 1396.9874 | 1389.6907 | 7.2967 | 1389.7282 | 7.2215 | 0.037525 | 0 | 0 | 0 | 0
5656 | 1396.9874 | 4245 | 177 | 6 | 26 | 119.0476 | 1250 | 0 | 0 | 27.9397 | 1396.9874 | 1389.6907 | 7.2967 | 1389.7282 | 7.2215 | 0.037525 | 0 | 0 | 0 | 0
5657 | 1396.9874 | 4254 | 178 | 6 | 27 | 119.0476 | 1250 | 0 | 0 | 27.9397 | 1396.9874 | 1389.6907 | 7.2967 | 1389.7282 | 7.2215 | 0.037525 | 0 | 0 | 0 | 0
5658 | 1396.9874 | 4267 | 178 | 6 | 27 | 119.0476 | 1250 | 0 | 0 | 27.9397 | 1396.9874 | 1389.6907 | 7.2967 | 1389.7282 | 7.2215 | 0.037525 | 0 | 0 | 0 | 0
5659 | 1396.9874 | 4268 | 178 | 6 | 27 | 119.0476 | 1250 | 0 | 0 | 27.9397 | 1396.9874 | 1389.6907 | 7.2967 | 1389.7282 | 7.2215 | 0.037525 | 0 | 0 | 0 | 0
5660 | 1396.9874 | 4269 | 178 | 6 | 27 | 119.0476 | 1250 | 0 | 0 | 27.9397 | 1396.9874 | 1389.6907 | 7.2967 | 1389.7282 | 7.2215 | 0.037525 | 0 | 0 | 0 | 0
5661 | 1396.9874 | 4278 | 179 | 6 | 28 | 119.0476 | 1250 | 0 | 0 | 27.9397 | 1396.9874 | 1389.6907 | 7.2967 | 1389.7282 | 7.2215 | 0.037525 | 0 | 0 | 0 | 0
5662 | 1396.9874 | 4291 | 179 | 6 | 28 | 119.0476 | 1250 | 0 | 0 | 27.9397 | 1396.9874 | 1389.6907 | 7.2967 | 1389.7282 | 7.2215 | 0.037525 | 0 | 0 | 0 | 0
5663 | 1396.9874 | 4292 | 179 | 6 | 28 | 119.0476 | 1250 | 0 | 0 | 27.9397 | 1396.9874 | 1389.6907 | 7.2967 | 1389.7282 | 7.2215 | 0.037525 | 0 | 0 | 0 | 0
5664 | 1396.9874 | 4293 | 179 | 6 | 28 | 119.0476 | 1250 | 0 | 0 | 27.9397 | 1396.9874 | 1389.6907 | 7.2967 | 1389.7282 | 7.2215 | 0.037525 | 0 | 0 | 0 | 0
5665 | 1396.9874 | 4302 | 180 | 6 | 29 | 119.0476 | 1250 | 0 | 0 | 27.9397 | 1396.9874 | 1389.6907 | 7.2967 | 1389.7282 | 7.2215 | 0.037525 | 0 | 0 | 0 | 0
5666 | 1396.9874 | 4315 | 180 | 6 | 29 | 119.0476 | 1250 | 0 | 0 | 27.9397 | 1396.9874 | 1389.6907 | 7.2967 | 1389.7282 | 7.2215 | 0.037525 | 0 | 0 | 0 | 0
5667 | 1396.9874 | 4316 | 180 | 6 | 29 | 119.0476 | 1250 | 0 | 0 | 27.9397 | 1396.9874 | 1389.6907 | 7.2967 | 1389.7282 | 7.2215 | 0.037525 | 0 | 0 | 0 | 0
5668 | 1396.9874 | 4317 | 180 | 6 | 29 | 119.0476 | 1250 | 0 | 0 | 27.9397 | 1396.9874 | 1389.6907 | 7.2967 | 1389.7282 | 7.2215 | 0.037525 | 0 | 0 | 0 | 0
5669 | 1396.9874 | 4326 | 181 | 6 | 30 | 119.0476 | 1250 | 0 | 0 | 27.9397 | 1396.9874 | 1389.6907 | 7.2967 | 1389.7282 | 7.2215 | 0.037525 | 0 | 0 | 0 | 0
5670 | 1396.9874 | 4339 | 181 | 6 | 30 | 119.0476 | 1250 | 0 | 0 | 27.9397 | 1396.9874 | 1389.6907 | 7.2967 | 1389.7282 | 7.2215 | 0.037525 | 0 | 0 | 0 | 0
5671 | 1396.9874 | 4340 | 181 | 6 | 30 | 119.0476 | 1250 | 0 | 0 | 27.9397 | 1396.9874 | 1389.6907 | 7.2967 | 1389.7282 | 7.2215 | 0.037525 | 0 | 0 | 0 | 0
5672 | 1396.9874 | 4341 | 181 | 6 | 30 | 119.0476 | 1250 | 0 | 0 | 27.9397 | 1396.9874 | 1389.6907 | 7.2967 | 1389.7282 | 7.2215 | 0.037525 | 0 | 0 | 0 | 0
5673 | 1396.9874 | 7296 | 305 | 11 | 1 | 1369.0476 | 0 | 0 | 0 | 27.9397 | 1396.9874 | 1389.6907 | 7.2967 | 1389.7282 | 7.2215 | 0.037525 | 0 | 0 | 0 | 0
5674 | 1396.9874 | 7297 | 305 | 11 | 1 | 1369.0476 | 0 | 0 | 0 | 27.9397 | 1396.9874 | 1389.6907 | 7.2967 | 1389.7282 | 7.2215 | 0.037525 | 0 | 0 | 0 | 0
5675 | 1396.9874 | 7298 | 305 | 11 | 1 | 1369.0476 | 0 | 0 | 0 | 27.9397 | 1396.9874 | 1389.6907 | 7.2967 | 1389.7282 | 7.2215 | 0.037525 | 0 | 0 | 0 | 0
5676 | 1396.9874 | 7299 | 305 | 11 | 1 | 1369.0476 | 0 | 0 | 0 | 27.9397 | 1396.9874 | 1389.6907 | 7.2967 | 1389.7282 | 7.2215 | 0.037525 | 0 | 0 | 0 | 0
5677 | 1396.9874 | 7300 | 305 | 11 | 1 | 1369.0476 | 0 | 0 | 0 | 27.9397 | 1396.9874 | 1389.6907 | 7.2967 | 1389.7282 | 7.2215 | 0.037525 | 0 | 0 | 0 | 0
5678 | 1396.9874 | 7313 | 305 | 11 | 1 | 1369.0476 | 0 | 0 | 0 | 27.9397 | 1396.9874 | 1389.6907 | 7.2967 | 1389.7282 | 7.2215 | 0.037525 | 0 | 0 | 0 | 0
5679 | 1396.9874 | 7319 | 305 | 11 | 2 | 1369.0476 | 0 | 0 | 0 | 27.9397 | 1396.9874 | 1389.6907 | 7.2967 | 1389.7282 | 7.2215 | 0.037525 | 0 | 0 | 0 | 0
5680 | 1396.9874 | 7320 | 306 | 11 | 2 | 1369.0476 | 0 | 0 | 0 | 27.9397 | 1396.9874 | 1389.6907 | 7.2967 | 1389.7282 | 7.2215 | 0.037525 | 0 | 0 | 0 | 0
5681 | 1396.9874 | 7321 | 306 | 11 | 2 | 1369.0476 | 0 | 0 | 0 | 27.9397 | 1396.9874 | 1389.6907 | 7.2967 | 1389.7282 | 7.2215 | 0.037525 | 0 | 0 | 0 | 0
5682 | 1396.9874 | 7322 | 306 | 11 | 2 | 1369.0476 | 0 | 0 | 0 | 27.9397 | 1396.9874 | 1389.6907 | 7.2967 | 1389.7282 | 7.2215 | 0.037525 | 0 | 0 | 0 | 0
5683 | 1396.9874 | 7323 | 306 | 11 | 2 | 1369.0476 | 0 | 0 | 0 | 27.9397 | 1396.9874 | 1389.6907 | 7.2967 | 1389.7282 | 7.2215 | 0.037525 | 0 | 0 | 0 | 0
5684 | 1396.9874 | 7324 | 306 | 11 | 2 | 1369.0476 | 0 | 0 | 0 | 27.9397 | 1396.9874 | 1389.6907 | 7.2967 | 1389.7282 | 7.2215 | 0.037525 | 0 | 0 | 0 | 0
5685 | 1396.9874 | 7337 | 306 | 11 | 2 | 1369.0476 | 0 | 0 | 0 | 27.9397 | 1396.9874 | 1389.6907 | 7.2967 | 1389.7282 | 7.2215 | 0.037525 | 0 | 0 | 0 | 0
5686 | 1396.9874 | 7343 | 306 | 11 | 3 | 1369.0476 | 0 | 0 | 0 | 27.9397 | 1396.9874 | 1389.6907 | 7.2967 | 1389.7282 | 7.2215 | 0.037525 | 0 | 0 | 0 | 0
5687 | 1396.9874 | 7344 | 307 | 11 | 3 | 1369.0476 | 0 | 0 | 0 | 27.9397 | 1396.9874 | 1389.6907 | 7.2967 | 1389.7282 | 7.2215 | 0.037525 | 0 | 0 | 0 | 0
5688 | 1396.9874 | 7345 | 307 | 11 | 3 | 1369.0476 | 0 | 0 | 0 | 27.9397 | 1396.9874 | 1389.6907 | 7.2967 | 1389.7282 | 7.2215 | 0.037525 | 0 | 0 | 0 | 0
5689 | 1396.9874 | 7346 | 307 | 11 | 3 | 1369.0476 | 0 | 0 | 0 | 27.9397 | 1396.9874 | 1389.6907 | 7.2967 | 1389.7282 | 7.2215 | 0.037525 | 0 | 0 | 0 | 0
5690 | 1396.9874 | 7347 | 307 | 11 | 3 | 1369.0476 | 0 | 0 | 0 | 27.9397 | 1396.9874 | 1389.6907 | 7.2967 | 1389.7282 | 7.2215 | 0.037525 | 0 | 0 | 0 | 0
5691 | 1396.9874 | 7348 | 307 | 11 | 3 | 1369.0476 | 0 | 0 | 0 | 27.9397 | 1396.9874 | 1389.6907 | 7.2967 | 1389.7282 | 7.2215 | 0.037525 | 0 | 0 | 0 | 0
5692 | 1396.9874 | 7361 | 307 | 11 | 3 | 1369.0476 | 0 | 0 | 0 | 27.9397 | 1396.9874 | 1389.6907 | 7.2967 | 1389.7282 | 7.2215 | 0.037525 | 0 | 0 | 0 | 0
5693 | 1396.9874 | 7367 | 307 | 11 | 4 | 1369.0476 | 0 | 0 | 0 | 27.9397 | 1396.9874 | 1389.6907 | 7.2967 | 1389.7282 | 7.2215 | 0.037525 | 0 | 0 | 0 | 0
5694 | 1396.9874 | 7368 | 308 | 11 | 4 | 1369.0476 | 0 | 0 | 0 | 27.9397 | 1396.9874 | 1389.6907 | 7.2967 | 1389.7282 | 7.2215 | 0.037525 | 0 | 0 | 0 | 0
5695 | 1396.9874 | 7369 | 308 | 11 | 4 | 1369.0476 | 0 | 0 | 0 | 27.9397 | 1396.9874 | 1389.6907 | 7.2967 | 1389.7282 | 7.2215 | 0.037525 | 0 | 0 | 0 | 0
5696 | 1396.9874 | 7370 | 308 | 11 | 4 | 1369.0476 | 0 | 0 | 0 | 27.9397 | 1396.9874 | 1389.6907 | 7.2967 | 1389.7282 | 7.2215 | 0.037525 | 0 | 0 | 0 | 0
5697 | 1396.9874 | 7371 | 308 | 11 | 4 | 1369.0476 | 0 | 0 | 0 | 27.9397 | 1396.9874 | 1389.6907 | 7.2967 | 1389.7282 | 7.2215 | 0.037525 | 0 | 0 | 0 | 0
5698 | 1396.9874 | 7372 | 308 | 11 | 4 | 1369.0476 | 0 | 0 | 0 | 27.9397 | 1396.9874 | 1389.6907 | 7.2967 | 1389.7282 | 7.2215 | 0.037525 | 0 | 0 | 0 | 0
5699 | 1396.9874 | 7385 | 308 | 11 | 4 | 1369.0476 | 0 | 0 | 0 | 27.9397 | 1396.9874 | 1389.6907 | 7.2967 | 1389.7282 | 7.2215 | 0.037525 | 0 | 0 | 0 | 0
5700 | 1396.9874 | 7391 | 308 | 11 | 5 | 1369.0476 | 0 | 0 | 0 | 27.9397 | 1396.9874 | 1389.6907 | 7.2967 | 1389.7282 | 7.2215 | 0.037525 | 0 | 0 | 0 | 0
5701 | 1396.9874 | 7392 | 309 | 11 | 5 | 1369.0476 | 0 | 0 | 0 | 27.9397 | 1396.9874 | 1389.6907 | 7.2967 | 1389.7282 | 7.2215 | 0.037525 | 0 | 0 | 0 | 0
5702 | 1396.9874 | 7393 | 309 | 11 | 5 | 1369.0476 | 0 | 0 | 0 | 27.9397 | 1396.9874 | 1389.6907 | 7.2967 | 1389.7282 | 7.2215 | 0.037525 | 0 | 0 | 0 | 0
5703 | 1396.9874 | 7394 | 309 | 11 | 5 | 1369.0476 | 0 | 0 | 0 | 27.9397 | 1396.9874 | 1389.6907 | 7.2967 | 1389.7282 | 7.2215 | 0.037525 | 0 | 0 | 0 | 0
5704 | 1396.9874 | 7395 | 309 | 11 | 5 | 1369.0476 | 0 | 0 | 0 | 27.9397 | 1396.9874 | 1389.6907 | 7.2967 | 1389.7282 | 7.2215 | 0.037525 | 0 | 0 | 0 | 0
5705 | 1396.9874 | 7396 | 309 | 11 | 5 | 1369.0476 | 0 | 0 | 0 | 27.9397 | 1396.9874 | 1389.6907 | 7.2967 | 1389.7282 | 7.2215 | 0.037525 | 0 | 0 | 0 | 0
5706 | 1396.9874 | 7409 | 309 | 11 | 5 | 1369.0476 | 0 | 0 | 0 | 27.9397 | 1396.9874 | 1389.6907 | 7.2967 | 1389.7282 | 7.2215 | 0.037525 | 0 | 0 | 0 | 0
5707 | 1396.9874 | 7415 | 309 | 11 | 6 | 1369.0476 | 0 | 0 | 0 | 27.9397 | 1396.9874 | 1389.6907 | 7.2967 | 1389.7282 | 7.2215 | 0.037525 | 0 | 0 | 0 | 0
5708 | 1396.9874 | 7416 | 310 | 11 | 6 | 1369.0476 | 0 | 0 | 0 | 27.9397 | 1396.9874 | 1389.6907 | 7.2967 | 1389.7282 | 7.2215 | 0.037525 | 0 | 0 | 0 | 0
5709 | 1396.9874 | 7417 | 310 | 11 | 6 | 1369.0476 | 0 | 0 | 0 | 27.9397 | 1396.9874 | 1389.6907 | 7.2967 | 1389.7282 | 7.2215 | 0.037525 | 0 | 0 | 0 | 0
5710 | 1396.9874 | 7418 | 310 | 11 | 6 | 1369.0476 | 0 | 0 | 0 | 27.9397 | 1396.9874 | 1389.6907 | 7.2967 | 1389.7282 | 7.2215 | 0.037525 | 0 | 0 | 0 | 0
5711 | 1396.9874 | 7419 | 310 | 11 | 6 | 1369.0476 | 0 | 0 | 0 | 27.9397 | 1396.9874 | 1389.6907 | 7.2967 | 1389.7282 | 7.2215 | 0.037525 | 0 | 0 | 0 | 0
5712 | 1396.9874 | 7420 | 310 | 11 | 6 | 1369.0476 | 0 | 0 | 0 | 27.9397 | 1396.9874 | 1389.6907 | 7.2967 | 1389.7282 | 7.2215 | 0.037525 | 0 | 0 | 0 | 0
5713 | 1396.9874 | 7433 | 310 | 11 | 6 | 1369.0476 | 0 | 0 | 0 | 27.9397 | 1396.9874 | 1389.6907 | 7.2967 | 1389.7282 | 7.2215 | 0.037525 | 0 | 0 | 0 | 0
5714 | 1396.9874 | 7439 | 310 | 11 | 7 | 1369.0476 | 0 | 0 | 0 | 27.9397 | 1396.9874 | 1389.6907 | 7.2967 | 1389.7282 | 7.2215 | 0.037525 | 0 | 0 | 0 | 0
5715 | 1396.9874 | 7440 | 311 | 11 | 7 | 1369.0476 | 0 | 0 | 0 | 27.9397 | 1396.9874 | 1389.6907 | 7.2967 | 1389.7282 | 7.2215 | 0.037525 | 0 | 0 | 0 | 0
5716 | 1396.9874 | 7441 | 311 | 11 | 7 | 1369.0476 | 0 | 0 | 0 | 27.9397 | 1396.9874 | 1389.6907 | 7.2967 | 1389.7282 | 7.2215 | 0.037525 | 0 | 0 | 0 | 0
5717 | 1396.9874 | 7442 | 311 | 11 | 7 | 1369.0476 | 0 | 0 | 0 | 27.9397 | 1396.9874 | 1389.6907 | 7.2967 | 1389.7282 | 7.2215 | 0.037525 | 0 | 0 | 0 | 0
5718 | 1396.9874 | 7443 | 311 | 11 | 7 | 1369.0476 | 0 | 0 | 0 | 27.9397 | 1396.9874 | 1389.6907 | 7.2967 | 1389.7282 | 7.2215 | 0.037525 | 0 | 0 | 0 | 0
5719 | 1396.9874 | 7444 | 311 | 11 | 7 | 1369.0476 | 0 | 0 | 0 | 27.9397 | 1396.9874 | 1389.6907 | 7.2967 | 1389.7282 | 7.2215 | 0.037525 | 0 | 0 | 0 | 0
5720 | 1396.9874 | 7457 | 311 | 11 | 7 | 1369.0476 | 0 | 0 | 0 | 27.9397 | 1396.9874 | 1389.6907 | 7.2967 | 1389.7282 | 7.2215 | 0.037525 | 0 | 0 | 0 | 0
5721 | 1396.9874 | 7463 | 311 | 11 | 8 | 1369.0476 | 0 | 0 | 0 | 27.9397 | 1396.9874 | 1389.6907 | 7.2967 | 1389.7282 | 7.2215 | 0.037525 | 0 | 0 | 0 | 0
5722 | 1396.9874 | 7464 | 312 | 11 | 8 | 1369.0476 | 0 | 0 | 0 | 27.9397 | 1396.9874 | 1389.6907 | 7.2967 | 1389.7282 | 7.2215 | 0.037525 | 0 | 0 | 0 | 0
5723 | 1396.9874 | 7465 | 312 | 11 | 8 | 1369.0476 | 0 | 0 | 0 | 27.9397 | 1396.9874 | 1389.6907 | 7.2967 | 1389.7282 | 7.2215 | 0.037525 | 0 | 0 | 0 | 0
5724 | 1396.9874 | 7466 | 312 | 11 | 8 | 1369.0476 | 0 | 0 | 0 | 27.9397 | 1396.9874 | 1389.6907 | 7.2967 | 1389.7282 | 7.2215 | 0.037525 | 0 | 0 | 0 | 0
5725 | 1396.9874 | 7467 | 312 | 11 | 8 | 1369.0476 | 0 | 0 | 0 | 27.9397 | 1396.9874 | 1389.6907 | 7.2967 | 1389.7282 | 7.2215 | 0.037525 | 0 | 0 | 0 | 0
5726 | 1396.9874 | 7468 | 312 | 11 | 8 | 1369.0476 | 0 | 0 | 0 | 27.9397 | 1396.9874 | 1389.6907 | 7.2967 | 1389.7282 | 7.2215 | 0.037525 | 0 | 0 | 0 | 0
5727 | 1396.9874 | 7481 | 312 | 11 | 8 | 1369.0476 | 0 | 0 | 0 | 27.9397 | 1396.9874 | 1389.6907 | 7.2967 | 1389.7282 | 7.2215 | 0.037525 | 0 | 0 | 0 | 0
5728 | 1396.9874 | 7487 | 312 | 11 | 9 | 1369.0476 | 0 | 0 | 0 | 27.9397 | 1396.9874 | 1389.6907 | 7.2967 | 1389.7282 | 7.2215 | 0.037525 | 0 | 0 | 0 | 0
5729 | 1396.9874 | 7488 | 313 | 11 | 9 | 1369.0476 | 0 | 0 | 0 | 27.9397 | 1396.9874 | 1389.6907 | 7.2967 | 1389.7282 | 7.2215 | 0.037525 | 0 | 0 | 0 | 0
5730 | 1396.9874 | 7489 | 313 | 11 | 9 | 1369.0476 | 0 | 0 | 0 | 27.9397 | 1396.9874 | 1389.6907 | 7.2967 | 1389.7282 | 7.2215 | 0.037525 | 0 | 0 | 0 | 0
5731 | 1396.9874 | 7490 | 313 | 11 | 9 | 1369.0476 | 0 | 0 | 0 | 27.9397 | 1396.9874 | 1389.6907 | 7.2967 | 1389.7282 | 7.2215 | 0.037525 | 0 | 0 | 0 | 0
5732 | 1396.9874 | 7491 | 313 | 11 | 9 | 1369.0476 | 0 | 0 | 0 | 27.9397 | 1396.9874 | 1389.6907 | 7.2967 | 1389.7282 | 7.2215 | 0.037525 | 0 | 0 | 0 | 0
5733 | 1396.9874 | 7492 | 313 | 11 | 9 | 1369.0476 | 0 | 0 | 0 | 27.9397 | 1396.9874 | 1389.6907 | 7.2967 | 1389.7282 | 7.2215 | 0.037525 | 0 | 0 | 0 | 0
5734 | 1396.9874 | 7505 | 313 | 11 | 9 | 1369.0476 | 0 | 0 | 0 | 27.9397 | 1396.9874 | 1389.6907 | 7.2967 | 1389.7282 | 7.2215 | 0.037525 | 0 | 0 | 0 | 0
5735 | 1396.9874 | 7511 | 313 | 11 | 10 | 1369.0476 | 0 | 0 | 0 | 27.9397 | 1396.9874 | 1389.6907 | 7.2967 | 1389.7282 | 7.2215 | 0.037525 | 0 | 0 | 0 | 0
5736 | 1396.9874 | 7512 | 314 | 11 | 10 | 1369.0476 | 0 | 0 | 0 | 27.9397 | 1396.9874 | 1389.6907 | 7.2967 | 1389.7282 | 7.2215 | 0.037525 | 0 | 0 | 0 | 0
5737 | 1396.9874 | 7513 | 314 | 11 | 10 | 1369.0476 | 0 | 0 | 0 | 27.9397 | 1396.9874 | 1389.6907 | 7.2967 | 1389.7282 | 7.2215 | 0.037525 | 0 | 0 | 0 | 0
5738 | 1396.9874 | 7514 | 314 | 11 | 10 | 1369.0476 | 0 | 0 | 0 | 27.9397 | 1396.9874 | 1389.6907 | 7.2967 | 1389.7282 | 7.2215 | 0.037525 | 0 | 0 | 0 | 0
5739 | 1396.9874 | 7515 | 314 | 11 | 10 | 1369.0476 | 0 | 0 | 0 | 27.9397 | 1396.9874 | 1389.6907 | 7.2967 | 1389.7282 | 7.2215 | 0.037525 | 0 | 0 | 0 | 0
5740 | 1396.9874 | 7516 | 314 | 11 | 10 | 1369.0476 | 0 | 0 | 0 | 27.9397 | 1396.9874 | 1389.6907 | 7.2967 | 1389.7282 | 7.2215 | 0.037525 | 0 | 0 | 0 | 0
5741 | 1396.9874 | 7529 | 314 | 11 | 10 | 1369.0476 | 0 | 0 | 0 | 27.9397 | 1396.9874 | 1389.6907 | 7.2967 | 1389.7282 | 7.2215 | 0.037525 | 0 | 0 | 0 | 0
5742 | 1396.9874 | 7535 | 314 | 11 | 11 | 1369.0476 | 0 | 0 | 0 | 27.9397 | 1396.9874 | 1389.6907 | 7.2967 | 1389.7282 | 7.2215 | 0.037525 | 0 | 0 | 0 | 0
5743 | 1396.9874 | 7536 | 315 | 11 | 11 | 1369.0476 | 0 | 0 | 0 | 27.9397 | 1396.9874 | 1389.6907 | 7.2967 | 1389.7282 | 7.2215 | 0.037525 | 0 | 0 | 0 | 0
5744 | 1396.9874 | 7537 | 315 | 11 | 11 | 1369.0476 | 0 | 0 | 0 | 27.9397 | 1396.9874 | 1389.6907 | 7.2967 | 1389.7282 | 7.2215 | 0.037525 | 0 | 0 | 0 | 0
5745 | 1396.9874 | 7538 | 315 | 11 | 11 | 1369.0476 | 0 | 0 | 0 | 27.9397 | 1396.9874 | 1389.6907 | 7.2967 | 1389.7282 | 7.2215 | 0.037525 | 0 | 0 | 0 | 0
5746 | 1396.9874 | 7539 | 315 | 11 | 11 | 1369.0476 | 0 | 0 | 0 | 27.9397 | 1396.9874 | 1389.6907 | 7.2967 | 1389.7282 | 7.2215 | 0.037525 | 0 | 0 | 0 | 0
5747 | 1396.9874 | 7540 | 315 | 11 | 11 | 1369.0476 | 0 | 0 | 0 | 27.9397 | 1396.9874 | 1389.6907 | 7.2967 | 1389.7282 | 7.2215 | 0.037525 | 0 | 0 | 0 | 0
5748 | 1396.9874 | 7553 | 315 | 11 | 11 | 1369.0476 | 0 | 0 | 0 | 27.9397 | 1396.9874 | 1389.6907 | 7.2967 | 1389.7282 | 7.2215 | 0.037525 | 0 | 0 | 0 | 0
5749 | 1396.9874 | 7559 | 315 | 11 | 12 | 1369.0476 | 0 | 0 | 0 | 27.9397 | 1396.9874 | 1389.6907 | 7.2967 | 1389.7282 | 7.2215 | 0.037525 | 0 | 0 | 0 | 0
5750 | 1396.9874 | 7560 | 316 | 11 | 12 | 1369.0476 | 0 | 0 | 0 | 27.9397 | 1396.9874 | 1389.6907 | 7.2967 | 1389.7282 | 7.2215 | 0.037525 | 0 | 0 | 0 | 0
5751 | 1396.9874 | 7561 | 316 | 11 | 12 | 1369.0476 | 0 | 0 | 0 | 27.9397 | 1396.9874 | 1389.6907 | 7.2967 | 1389.7282 | 7.2215 | 0.037525 | 0 | 0 | 0 | 0
5752 | 1396.9874 | 7562 | 316 | 11 | 12 | 1369.0476 | 0 | 0 | 0 | 27.9397 | 1396.9874 | 1389.6907 | 7.2967 | 1389.7282 | 7.2215 | 0.037525 | 0 | 0 | 0 | 0
5753 | 1396.9874 | 7563 | 316 | 11 | 12 | 1369.0476 | 0 | 0 | 0 | 27.9397 | 1396.9874 | 1389.6907 | 7.2967 | 1389.7282 | 7.2215 | 0.037525 | 0 | 0 | 0 | 0
5754 | 1396.9874 | 7564 | 316 | 11 | 12 | 1369.0476 | 0 | 0 | 0 | 27.9397 | 1396.9874 | 1389.6907 | 7.2967 | 1389.7282 | 7.2215 | 0.037525 | 0 | 0 | 0 | 0
5755 | 1396.9874 | 7577 | 316 | 11 | 12 | 1369.0476 | 0 | 0 | 0 | 27.9397 | 1396.9874 | 1389.6907 | 7.2967 | 1389.7282 | 7.2215 | 0.037525 | 0 | 0 | 0 | 0
5756 | 1396.9874 | 7583 | 316 | 11 | 13 | 1369.0476 | 0 | 0 | 0 | 27.9397 | 1396.9874 | 1389.6907 | 7.2967 | 1389.7282 | 7.2215 | 0.037525 | 0 | 0 | 0 | 0
5757 | 1396.9874 | 7584 | 317 | 11 | 13 | 1369.0476 | 0 | 0 | 0 | 27.9397 | 1396.9874 | 1389.6907 | 7.2967 | 1389.7282 | 7.2215 | 0.037525 | 0 | 0 | 0 | 0
5758 | 1396.9874 | 7585 | 317 | 11 | 13 | 1369.0476 | 0 | 0 | 0 | 27.9397 | 1396.9874 | 1389.6907 | 7.2967 | 1389.7282 | 7.2215 | 0.037525 | 0 | 0 | 0 | 0
5759 | 1396.9874 | 7586 | 317 | 11 | 13 | 1369.0476 | 0 | 0 | 0 | 27.9397 | 1396.9874 | 1389.6907 | 7.2967 | 1389.7282 | 7.2215 | 0.037525 | 0 | 0 | 0 | 0
5760 | 1396.9874 | 7587 | 317 | 11 | 13 | 1369.0476 | 0 | 0 | 0 | 27.9397 | 1396.9874 | 1389.6907 | 7.2967 | 1389.7282 | 7.2215 | 0.037525 | 0 | 0 | 0 | 0
5761 | 1396.9874 | 7588 | 317 | 11 | 13 | 1369.0476 | 0 | 0 | 0 | 27.9397 | 1396.9874 | 1389.6907 | 7.2967 | 1389.7282 | 7.2215 | 0.037525 | 0 | 0 | 0 | 0
5762 | 1396.9874 | 7601 | 317 | 11 | 13 | 1369.0476 | 0 | 0 | 0 | 27.9397 | 1396.9874 | 1389.6907 | 7.2967 | 1389.7282 | 7.2215 | 0.037525 | 0 | 0 | 0 | 0
5763 | 1396.9874 | 7607 | 317 | 11 | 14 | 1369.0476 | 0 | 0 | 0 | 27.9397 | 1396.9874 | 1389.6907 | 7.2967 | 1389.7282 | 7.2215 | 0.037525 | 0 | 0 | 0 | 0
5764 | 1396.9874 | 7608 | 318 | 11 | 14 | 1369.0476 | 0 | 0 | 0 | 27.9397 | 1396.9874 | 1389.6907 | 7.2967 | 1389.7282 | 7.2215 | 0.037525 | 0 | 0 | 0 | 0
5765 | 1396.9874 | 7609 | 318 | 11 | 14 | 1369.0476 | 0 | 0 | 0 | 27.9397 | 1396.9874 | 1389.6907 | 7.2967 | 1389.7282 | 7.2215 | 0.037525 | 0 | 0 | 0 | 0
5766 | 1396.9874 | 7610 | 318 | 11 | 14 | 1369.0476 | 0 | 0 | 0 | 27.9397 | 1396.9874 | 1389.6907 | 7.2967 | 1389.7282 | 7.2215 | 0.037525 | 0 | 0 | 0 | 0
5767 | 1396.9874 | 7611 | 318 | 11 | 14 | 1369.0476 | 0 | 0 | 0 | 27.9397 | 1396.9874 | 1389.6907 | 7.2967 | 1389.7282 | 7.2215 | 0.037525 | 0 | 0 | 0 | 0
5768 | 1396.9874 | 7612 | 318 | 11 | 14 | 1369.0476 | 0 | 0 | 0 | 27.9397 | 1396.9874 | 1389.6907 | 7.2967 | 1389.7282 | 7.2215 | 0.037525 | 0 | 0 | 0 | 0
5769 | 1396.9874 | 7625 | 318 | 11 | 14 | 1369.0476 | 0 | 0 | 0 | 27.9397 | 1396.9874 | 1389.6907 | 7.2967 | 1389.7282 | 7.2215 | 0.037525 | 0 | 0 | 0 | 0
5770 | 1396.9874 | 7631 | 318 | 11 | 15 | 1369.0476 | 0 | 0 | 0 | 27.9397 | 1396.9874 | 1389.6907 | 7.2967 | 1389.7282 | 7.2215 | 0.037525 | 0 | 0 | 0 | 0
5771 | 1396.9874 | 7632 | 319 | 11 | 15 | 1369.0476 | 0 | 0 | 0 | 27.9397 | 1396.9874 | 1389.6907 | 7.2967 | 1389.7282 | 7.2215 | 0.037525 | 0 | 0 | 0 | 0
5772 | 1396.9874 | 7633 | 319 | 11 | 15 | 1369.0476 | 0 | 0 | 0 | 27.9397 | 1396.9874 | 1389.6907 | 7.2967 | 1389.7282 | 7.2215 | 0.037525 | 0 | 0 | 0 | 0
5773 | 1396.9874 | 7634 | 319 | 11 | 15 | 1369.0476 | 0 | 0 | 0 | 27.9397 | 1396.9874 | 1389.6907 | 7.2967 | 1389.7282 | 7.2215 | 0.037525 | 0 | 0 | 0 | 0
5774 | 1396.9874 | 7635 | 319 | 11 | 15 | 1369.0476 | 0 | 0 | 0 | 27.9397 | 1396.9874 | 1389.6907 | 7.2967 | 1389.7282 | 7.2215 | 0.037525 | 0 | 0 | 0 | 0
5775 | 1396.9874 | 7636 | 319 | 11 | 15 | 1369.0476 | 0 | 0 | 0 | 27.9397 | 1396.9874 | 1389.6907 | 7.2967 | 1389.7282 | 7.2215 | 0.037525 | 0 | 0 | 0 | 0
5776 | 1396.9874 | 7649 | 319 | 11 | 15 | 1369.0476 | 0 | 0 | 0 | 27.9397 | 1396.9874 | 1389.6907 | 7.2967 | 1389.7282 | 7.2215 | 0.037525 | 0 | 0 | 0 | 0
5777 | 1396.9874 | 7655 | 319 | 11 | 16 | 1369.0476 | 0 | 0 | 0 | 27.9397 | 1396.9874 | 1389.6907 | 7.2967 | 1389.7282 | 7.2215 | 0.037525 | 0 | 0 | 0 | 0
5778 | 1396.9874 | 7656 | 320 | 11 | 16 | 1369.0476 | 0 | 0 | 0 | 27.9397 | 1396.9874 | 1389.6907 | 7.2967 | 1389.7282 | 7.2215 | 0.037525 | 0 | 0 | 0 | 0
5779 | 1396.9874 | 7657 | 320 | 11 | 16 | 1369.0476 | 0 | 0 | 0 | 27.9397 | 1396.9874 | 1389.6907 | 7.2967 | 1389.7282 | 7.2215 | 0.037525 | 0 | 0 | 0 | 0
5780 | 1396.9874 | 7658 | 320 | 11 | 16 | 1369.0476 | 0 | 0 | 0 | 27.9397 | 1396.9874 | 1389.6907 | 7.2967 | 1389.7282 | 7.2215 | 0.037525 | 0 | 0 | 0 | 0
5781 | 1396.9874 | 7659 | 320 | 11 | 16 | 1369.0476 | 0 | 0 | 0 | 27.9397 | 1396.9874 | 1389.6907 | 7.2967 | 1389.7282 | 7.2215 | 0.037525 | 0 | 0 | 0 | 0
5782 | 1396.9874 | 7660 | 320 | 11 | 16 | 1369.0476 | 0 | 0 | 0 | 27.9397 | 1396.9874 | 1389.6907 | 7.2967 | 1389.7282 | 7.2215 | 0.037525 | 0 | 0 | 0 | 0
5783 | 1396.9874 | 7673 | 320 | 11 | 16 | 1369.0476 | 0 | 0 | 0 | 27.9397 | 1396.9874 | 1389.6907 | 7.2967 | 1389.7282 | 7.2215 | 0.037525 | 0 | 0 | 0 | 0
5784 | 1396.9874 | 7679 | 320 | 11 | 17 | 1369.0476 | 0 | 0 | 0 | 27.9397 | 1396.9874 | 1389.6907 | 7.2967 | 1389.7282 | 7.2215 | 0.037525 | 0 | 0 | 0 | 0
5785 | 1396.9874 | 7680 | 321 | 11 | 17 | 1369.0476 | 0 | 0 | 0 | 27.9397 | 1396.9874 | 1389.6907 | 7.2967 | 1389.7282 | 7.2215 | 0.037525 | 0 | 0 | 0 | 0
5786 | 1396.9874 | 7681 | 321 | 11 | 17 | 1369.0476 | 0 | 0 | 0 | 27.9397 | 1396.9874 | 1389.6907 | 7.2967 | 1389.7282 | 7.2215 | 0.037525 | 0 | 0 | 0 | 0
5787 | 1396.9874 | 7682 | 321 | 11 | 17 | 1369.0476 | 0 | 0 | 0 | 27.9397 | 1396.9874 | 1389.6907 | 7.2967 | 1389.7282 | 7.2215 | 0.037525 | 0 | 0 | 0 | 0
5788 | 1396.9874 | 7683 | 321 | 11 | 17 | 1369.0476 | 0 | 0 | 0 | 27.9397 | 1396.9874 | 1389.6907 | 7.2967 | 1389.7282 | 7.2215 | 0.037525 | 0 | 0 | 0 | 0
5789 | 1396.9874 | 7684 | 321 | 11 | 17 | 1369.0476 | 0 | 0 | 0 | 27.9397 | 1396.9874 | 1389.6907 | 7.2967 | 1389.7282 | 7.2215 | 0.037525 | 0 | 0 | 0 | 0
5790 | 1396.9874 | 7697 | 321 | 11 | 17 | 1369.0476 | 0 | 0 | 0 | 27.9397 | 1396.9874 | 1389.6907 | 7.2967 | 1389.7282 | 7.2215 | 0.037525 | 0 | 0 | 0 | 0
5791 | 1396.9874 | 7703 | 321 | 11 | 18 | 1369.0476 | 0 | 0 | 0 | 27.9397 | 1396.9874 | 1389.6907 | 7.2967 | 1389.7282 | 7.2215 | 0.037525 | 0 | 0 | 0 | 0
5792 | 1396.9874 | 7704 | 322 | 11 | 18 | 1369.0476 | 0 | 0 | 0 | 27.9397 | 1396.9874 | 1389.6907 | 7.2967 | 1389.7282 | 7.2215 | 0.037525 | 0 | 0 | 0 | 0
5793 | 1396.9874 | 7705 | 322 | 11 | 18 | 1369.0476 | 0 | 0 | 0 | 27.9397 | 1396.9874 | 1389.6907 | 7.2967 | 1389.7282 | 7.2215 | 0.037525 | 0 | 0 | 0 | 0
5794 | 1396.9874 | 7706 | 322 | 11 | 18 | 1369.0476 | 0 | 0 | 0 | 27.9397 | 1396.9874 | 1389.6907 | 7.2967 | 1389.7282 | 7.2215 | 0.037525 | 0 | 0 | 0 | 0
5795 | 1396.9874 | 7707 | 322 | 11 | 18 | 1369.0476 | 0 | 0 | 0 | 27.9397 | 1396.9874 | 1389.6907 | 7.2967 | 1389.7282 | 7.2215 | 0.037525 | 0 | 0 | 0 | 0
5796 | 1396.9874 | 7708 | 322 | 11 | 18 | 1369.0476 | 0 | 0 | 0 | 27.9397 | 1396.9874 | 1389.6907 | 7.2967 | 1389.7282 | 7.2215 | 0.037525 | 0 | 0 | 0 | 0
5797 | 1396.9874 | 7721 | 322 | 11 | 18 | 1369.0476 | 0 | 0 | 0 | 27.9397 | 1396.9874 | 1389.6907 | 7.2967 | 1389.7282 | 7.2215 | 0.037525 | 0 | 0 | 0 | 0
5798 | 1396.9874 | 7727 | 322 | 11 | 19 | 1369.0476 | 0 | 0 | 0 | 27.9397 | 1396.9874 | 1389.6907 | 7.2967 | 1389.7282 | 7.2215 | 0.037525 | 0 | 0 | 0 | 0
5799 | 1396.9874 | 7728 | 323 | 11 | 19 | 1369.0476 | 0 | 0 | 0 | 27.9397 | 1396.9874 | 1389.6907 | 7.2967 | 1389.7282 | 7.2215 | 0.037525 | 0 | 0 | 0 | 0
5800 | 1396.9874 | 7729 | 323 | 11 | 19 | 1369.0476 | 0 | 0 | 0 | 27.9397 | 1396.9874 | 1389.6907 | 7.2967 | 1389.7282 | 7.2215 | 0.037525 | 0 | 0 | 0 | 0
5801 | 1396.9874 | 7730 | 323 | 11 | 19 | 1369.0476 | 0 | 0 | 0 | 27.9397 | 1396.9874 | 1389.6907 | 7.2967 | 1389.7282 | 7.2215 | 0.037525 | 0 | 0 | 0 | 0
5802 | 1396.9874 | 7731 | 323 | 11 | 19 | 1369.0476 | 0 | 0 | 0 | 27.9397 | 1396.9874 | 1389.6907 | 7.2967 | 1389.7282 | 7.2215 | 0.037525 | 0 | 0 | 0 | 0
5803 | 1396.9874 | 7732 | 323 | 11 | 19 | 1369.0476 | 0 | 0 | 0 | 27.9397 | 1396.9874 | 1389.6907 | 7.2967 | 1389.7282 | 7.2215 | 0.037525 | 0 | 0 | 0 | 0
5804 | 1396.9874 | 7745 | 323 | 11 | 19 | 1369.0476 | 0 | 0 | 0 | 27.9397 | 1396.9874 | 1389.6907 | 7.2967 | 1389.7282 | 7.2215 | 0.037525 | 0 | 0 | 0 | 0
5805 | 1396.9874 | 7751 | 323 | 11 | 20 | 1369.0476 | 0 | 0 | 0 | 27.9397 | 1396.9874 | 1389.6907 | 7.2967 | 1389.7282 | 7.2215 | 0.037525 | 0 | 0 | 0 | 0
5806 | 1396.9874 | 7752 | 324 | 11 | 20 | 1369.0476 | 0 | 0 | 0 | 27.9397 | 1396.9874 | 1389.6907 | 7.2967 | 1389.7282 | 7.2215 | 0.037525 | 0 | 0 | 0 | 0
5807 | 1396.9874 | 7753 | 324 | 11 | 20 | 1369.0476 | 0 | 0 | 0 | 27.9397 | 1396.9874 | 1389.6907 | 7.2967 | 1389.7282 | 7.2215 | 0.037525 | 0 | 0 | 0 | 0
5808 | 1396.9874 | 7754 | 324 | 11 | 20 | 1369.0476 | 0 | 0 | 0 | 27.9397 | 1396.9874 | 1389.6907 | 7.2967 | 1389.7282 | 7.2215 | 0.037525 | 0 | 0 | 0 | 0
5809 | 1396.9874 | 7755 | 324 | 11 | 20 | 1369.0476 | 0 | 0 | 0 | 27.9397 | 1396.9874 | 1389.6907 | 7.2967 | 1389.7282 | 7.2215 | 0.037525 | 0 | 0 | 0 | 0
5810 | 1396.9874 | 7756 | 324 | 11 | 20 | 1369.0476 | 0 | 0 | 0 | 27.9397 | 1396.9874 | 1389.6907 | 7.2967 | 1389.7282 | 7.2215 | 0.037525 | 0 | 0 | 0 | 0
5811 | 1396.9874 | 7769 | 324 | 11 | 20 | 1369.0476 | 0 | 0 | 0 | 27.9397 | 1396.9874 | 1389.6907 | 7.2967 | 1389.7282 | 7.2215 | 0.037525 | 0 | 0 | 0 | 0
5812 | 1396.9874 | 7775 | 324 | 11 | 21 | 1369.0476 | 0 | 0 | 0 | 27.9397 | 1396.9874 | 1389.6907 | 7.2967 | 1389.7282 | 7.2215 | 0.037525 | 0 | 0 | 0 | 0
5813 | 1396.9874 | 7776 | 325 | 11 | 21 | 1369.0476 | 0 | 0 | 0 | 27.9397 | 1396.9874 | 1389.6907 | 7.2967 | 1389.7282 | 7.2215 | 0.037525 | 0 | 0 | 0 | 0
5814 | 1396.9874 | 7777 | 325 | 11 | 21 | 1369.0476 | 0 | 0 | 0 | 27.9397 | 1396.9874 | 1389.6907 | 7.2967 | 1389.7282 | 7.2215 | 0.037525 | 0 | 0 | 0 | 0
5815 | 1396.9874 | 7778 | 325 | 11 | 21 | 1369.0476 | 0 | 0 | 0 | 27.9397 | 1396.9874 | 1389.6907 | 7.2967 | 1389.7282 | 7.2215 | 0.037525 | 0 | 0 | 0 | 0
5816 | 1396.9874 | 7779 | 325 | 11 | 21 | 1369.0476 | 0 | 0 | 0 | 27.9397 | 1396.9874 | 1389.6907 | 7.2967 | 1389.7282 | 7.2215 | 0.037525 | 0 | 0 | 0 | 0
5817 | 1396.9874 | 7780 | 325 | 11 | 21 | 1369.0476 | 0 | 0 | 0 | 27.9397 | 1396.9874 | 1389.6907 | 7.2967 | 1389.7282 | 7.2215 | 0.037525 | 0 | 0 | 0 | 0
5818 | 1396.9874 | 7793 | 325 | 11 | 21 | 1369.0476 | 0 | 0 | 0 | 27.9397 | 1396.9874 | 1389.6907 | 7.2967 | 1389.7282 | 7.2215 | 0.037525 | 0 | 0 | 0 | 0
5819 | 1396.9874 | 7799 | 325 | 11 | 22 | 1369.0476 | 0 | 0 | 0 | 27.9397 | 1396.9874 | 1389.6907 | 7.2967 | 1389.7282 | 7.2215 | 0.037525 | 0 | 0 | 0 | 0
5820 | 1396.9874 | 7800 | 326 | 11 | 22 | 1369.0476 | 0 | 0 | 0 | 27.9397 | 1396.9874 | 1389.6907 | 7.2967 | 1389.7282 | 7.2215 | 0.037525 | 0 | 0 | 0 | 0
5821 | 1396.9874 | 7801 | 326 | 11 | 22 | 1369.0476 | 0 | 0 | 0 | 27.9397 | 1396.9874 | 1389.6907 | 7.2967 | 1389.7282 | 7.2215 | 0.037525 | 0 | 0 | 0 | 0
5822 | 1396.9874 | 7802 | 326 | 11 | 22 | 1369.0476 | 0 | 0 | 0 | 27.9397 | 1396.9874 | 1389.6907 | 7.2967 | 1389.7282 | 7.2215 | 0.037525 | 0 | 0 | 0 | 0
5823 | 1396.9874 | 7803 | 326 | 11 | 22 | 1369.0476 | 0 | 0 | 0 | 27.9397 | 1396.9874 | 1389.6907 | 7.2967 | 1389.7282 | 7.2215 | 0.037525 | 0 | 0 | 0 | 0
5824 | 1396.9874 | 7804 | 326 | 11 | 22 | 1369.0476 | 0 | 0 | 0 | 27.9397 | 1396.9874 | 1389.6907 | 7.2967 | 1389.7282 | 7.2215 | 0.037525 | 0 | 0 | 0 | 0
5825 | 1396.9874 | 7817 | 326 | 11 | 22 | 1369.0476 | 0 | 0 | 0 | 27.9397 | 1396.9874 | 1389.6907 | 7.2967 | 1389.7282 | 7.2215 | 0.037525 | 0 | 0 | 0 | 0
5826 | 1396.9874 | 7823 | 326 | 11 | 23 | 1369.0476 | 0 | 0 | 0 | 27.9397 | 1396.9874 | 1389.6907 | 7.2967 | 1389.7282 | 7.2215 | 0.037525 | 0 | 0 | 0 | 0
5827 | 1396.9874 | 7824 | 327 | 11 | 23 | 1369.0476 | 0 | 0 | 0 | 27.9397 | 1396.9874 | 1389.6907 | 7.2967 | 1389.7282 | 7.2215 | 0.037525 | 0 | 0 | 0 | 0
5828 | 1396.9874 | 7825 | 327 | 11 | 23 | 1369.0476 | 0 | 0 | 0 | 27.9397 | 1396.9874 | 1389.6907 | 7.2967 | 1389.7282 | 7.2215 | 0.037525 | 0 | 0 | 0 | 0
5829 | 1396.9874 | 7826 | 327 | 11 | 23 | 1369.0476 | 0 | 0 | 0 | 27.9397 | 1396.9874 | 1389.6907 | 7.2967 | 1389.7282 | 7.2215 | 0.037525 | 0 | 0 | 0 | 0
5830 | 1396.9874 | 7827 | 327 | 11 | 23 | 1369.0476 | 0 | 0 | 0 | 27.9397 | 1396.9874 | 1389.6907 | 7.2967 | 1389.7282 | 7.2215 | 0.037525 | 0 | 0 | 0 | 0
5831 | 1396.9874 | 7828 | 327 | 11 | 23 | 1369.0476 | 0 | 0 | 0 | 27.9397 | 1396.9874 | 1389.6907 | 7.2967 | 1389.7282 | 7.2215 | 0.037525 | 0 | 0 | 0 | 0
5832 | 1396.9874 | 7841 | 327 | 11 | 23 | 1369.0476 | 0 | 0 | 0 | 27.9397 | 1396.9874 | 1389.6907 | 7.2967 | 1389.7282 | 7.2215 | 0.037525 | 0 | 0 | 0 | 0
5833 | 1396.9874 | 7847 | 327 | 11 | 24 | 1369.0476 | 0 | 0 | 0 | 27.9397 | 1396.9874 | 1389.6907 | 7.2967 | 1389.7282 | 7.2215 | 0.037525 | 0 | 0 | 0 | 0
5834 | 1396.9874 | 7848 | 328 | 11 | 24 | 1369.0476 | 0 | 0 | 0 | 27.9397 | 1396.9874 | 1389.6907 | 7.2967 | 1389.7282 | 7.2215 | 0.037525 | 0 | 0 | 0 | 0
5835 | 1396.9874 | 7849 | 328 | 11 | 24 | 1369.0476 | 0 | 0 | 0 | 27.9397 | 1396.9874 | 1389.6907 | 7.2967 | 1389.7282 | 7.2215 | 0.037525 | 0 | 0 | 0 | 0
5836 | 1396.9874 | 7850 | 328 | 11 | 24 | 1369.0476 | 0 | 0 | 0 | 27.9397 | 1396.9874 | 1389.6907 | 7.2967 | 1389.7282 | 7.2215 | 0.037525 | 0 | 0 | 0 | 0
5837 | 1396.9874 | 7851 | 328 | 11 | 24 | 1369.0476 | 0 | 0 | 0 | 27.9397 | 1396.9874 | 1389.6907 | 7.2967 | 1389.7282 | 7.2215 | 0.037525 | 0 | 0 | 0 | 0
5838 | 1396.9874 | 7852 | 328 | 11 | 24 | 1369.0476 | 0 | 0 | 0 | 27.9397 | 1396.9874 | 1389.6907 | 7.2967 | 1389.7282 | 7.2215 | 0.037525 | 0 | 0 | 0 | 0
5839 | 1396.9874 | 7865 | 328 | 11 | 24 | 1369.0476 | 0 | 0 | 0 | 27.9397 | 1396.9874 | 1389.6907 | 7.2967 | 1389.7282 | 7.2215 | 0.037525 | 0 | 0 | 0 | 0
5840 | 1396.9874 | 7871 | 328 | 11 | 25 | 1369.0476 | 0 | 0 | 0 | 27.9397 | 1396.9874 | 1389.6907 | 7.2967 | 1389.7282 | 7.2215 | 0.037525 | 0 | 0 | 0 | 0
5841 | 1396.9874 | 7872 | 329 | 11 | 25 | 1369.0476 | 0 | 0 | 0 | 27.9397 | 1396.9874 | 1389.6907 | 7.2967 | 1389.7282 | 7.2215 | 0.037525 | 0 | 0 | 0 | 0
5842 | 1396.9874 | 7873 | 329 | 11 | 25 | 1369.0476 | 0 | 0 | 0 | 27.9397 | 1396.9874 | 1389.6907 | 7.2967 | 1389.7282 | 7.2215 | 0.037525 | 0 | 0 | 0 | 0
5843 | 1396.9874 | 7874 | 329 | 11 | 25 | 1369.0476 | 0 | 0 | 0 | 27.9397 | 1396.9874 | 1389.6907 | 7.2967 | 1389.7282 | 7.2215 | 0.037525 | 0 | 0 | 0 | 0
5844 | 1396.9874 | 7875 | 329 | 11 | 25 | 1369.0476 | 0 | 0 | 0 | 27.9397 | 1396.9874 | 1389.6907 | 7.2967 | 1389.7282 | 7.2215 | 0.037525 | 0 | 0 | 0 | 0
5845 | 1396.9874 | 7876 | 329 | 11 | 25 | 1369.0476 | 0 | 0 | 0 | 27.9397 | 1396.9874 | 1389.6907 | 7.2967 | 1389.7282 | 7.2215 | 0.037525 | 0 | 0 | 0 | 0
5846 | 1396.9874 | 7889 | 329 | 11 | 25 | 1369.0476 | 0 | 0 | 0 | 27.9397 | 1396.9874 | 1389.6907 | 7.2967 | 1389.7282 | 7.2215 | 0.037525 | 0 | 0 | 0 | 0
5847 | 1396.9874 | 7895 | 329 | 11 | 26 | 1369.0476 | 0 | 0 | 0 | 27.9397 | 1396.9874 | 1389.6907 | 7.2967 | 1389.7282 | 7.2215 | 0.037525 | 0 | 0 | 0 | 0
5848 | 1396.9874 | 7896 | 330 | 11 | 26 | 1369.0476 | 0 | 0 | 0 | 27.9397 | 1396.9874 | 1389.6907 | 7.2967 | 1389.7282 | 7.2215 | 0.037525 | 0 | 0 | 0 | 0
5849 | 1396.9874 | 7897 | 330 | 11 | 26 | 1369.0476 | 0 | 0 | 0 | 27.9397 | 1396.9874 | 1389.6907 | 7.2967 | 1389.7282 | 7.2215 | 0.037525 | 0 | 0 | 0 | 0
5850 | 1396.9874 | 7898 | 330 | 11 | 26 | 1369.0476 | 0 | 0 | 0 | 27.9397 | 1396.9874 | 1389.6907 | 7.2967 | 1389.7282 | 7.2215 | 0.037525 | 0 | 0 | 0 | 0
5851 | 1396.9874 | 7899 | 330 | 11 | 26 | 1369.0476 | 0 | 0 | 0 | 27.9397 | 1396.9874 | 1389.6907 | 7.2967 | 1389.7282 | 7.2215 | 0.037525 | 0 | 0 | 0 | 0
5852 | 1396.9874 | 7900 | 330 | 11 | 26 | 1369.0476 | 0 | 0 | 0 | 27.9397 | 1396.9874 | 1389.6907 | 7.2967 | 1389.7282 | 7.2215 | 0.037525 | 0 | 0 | 0 | 0
5853 | 1396.9874 | 7913 | 330 | 11 | 26 | 1369.0476 | 0 | 0 | 0 | 27.9397 | 1396.9874 | 1389.6907 | 7.2967 | 1389.7282 | 7.2215 | 0.037525 | 0 | 0 | 0 | 0
5854 | 1396.9874 | 7919 | 330 | 11 | 27 | 1369.0476 | 0 | 0 | 0 | 27.9397 | 1396.9874 | 1389.6907 | 7.2967 | 1389.7282 | 7.2215 | 0.037525 | 0 | 0 | 0 | 0
5855 | 1396.9874 | 7920 | 331 | 11 | 27 | 1369.0476 | 0 | 0 | 0 | 27.9397 | 1396.9874 | 1389.6907 | 7.2967 | 1389.7282 | 7.2215 | 0.037525 | 0 | 0 | 0 | 0
5856 | 1396.9874 | 7921 | 331 | 11 | 27 | 1369.0476 | 0 | 0 | 0 | 27.9397 | 1396.9874 | 1389.6907 | 7.2967 | 1389.7282 | 7.2215 | 0.037525 | 0 | 0 | 0 | 0
5857 | 1396.9874 | 7922 | 331 | 11 | 27 | 1369.0476 | 0 | 0 | 0 | 27.9397 | 1396.9874 | 1389.6907 | 7.2967 | 1389.7282 | 7.2215 | 0.037525 | 0 | 0 | 0 | 0
5858 | 1396.9874 | 7923 | 331 | 11 | 27 | 1369.0476 | 0 | 0 | 0 | 27.9397 | 1396.9874 | 1389.6907 | 7.2967 | 1389.7282 | 7.2215 | 0.037525 | 0 | 0 | 0 | 0
5859 | 1396.9874 | 7924 | 331 | 11 | 27 | 1369.0476 | 0 | 0 | 0 | 27.9397 | 1396.9874 | 1389.6907 | 7.2967 | 1389.7282 | 7.2215 | 0.037525 | 0 | 0 | 0 | 0
5860 | 1396.9874 | 7937 | 331 | 11 | 27 | 1369.0476 | 0 | 0 | 0 | 27.9397 | 1396.9874 | 1389.6907 | 7.2967 | 1389.7282 | 7.2215 | 0.037525 | 0 | 0 | 0 | 0
5861 | 1396.9874 | 7943 | 331 | 11 | 28 | 1369.0476 | 0 | 0 | 0 | 27.9397 | 1396.9874 | 1389.6907 | 7.2967 | 1389.7282 | 7.2215 | 0.037525 | 0 | 0 | 0 | 0
5862 | 1396.9874 | 7944 | 332 | 11 | 28 | 1369.0476 | 0 | 0 | 0 | 27.9397 | 1396.9874 | 1389.6907 | 7.2967 | 1389.7282 | 7.2215 | 0.037525 | 0 | 0 | 0 | 0
5863 | 1396.9874 | 7945 | 332 | 11 | 28 | 1369.0476 | 0 | 0 | 0 | 27.9397 | 1396.9874 | 1389.6907 | 7.2967 | 1389.7282 | 7.2215 | 0.037525 | 0 | 0 | 0 | 0
5864 | 1396.9874 | 7946 | 332 | 11 | 28 | 1369.0476 | 0 | 0 | 0 | 27.9397 | 1396.9874 | 1389.6907 | 7.2967 | 1389.7282 | 7.2215 | 0.037525 | 0 | 0 | 0 | 0
5865 | 1396.9874 | 7947 | 332 | 11 | 28 | 1369.0476 | 0 | 0 | 0 | 27.9397 | 1396.9874 | 1389.6907 | 7.2967 | 1389.7282 | 7.2215 | 0.037525 | 0 | 0 | 0 | 0
5866 | 1396.9874 | 7948 | 332 | 11 | 28 | 1369.0476 | 0 | 0 | 0 | 27.9397 | 1396.9874 | 1389.6907 | 7.2967 | 1389.7282 | 7.2215 | 0.037525 | 0 | 0 | 0 | 0
5867 | 1396.9874 | 7961 | 332 | 11 | 28 | 1369.0476 | 0 | 0 | 0 | 27.9397 | 1396.9874 | 1389.6907 | 7.2967 | 1389.7282 | 7.2215 | 0.037525 | 0 | 0 | 0 | 0
5868 | 1396.9874 | 7967 | 332 | 11 | 29 | 1369.0476 | 0 | 0 | 0 | 27.9397 | 1396.9874 | 1389.6907 | 7.2967 | 1389.7282 | 7.2215 | 0.037525 | 0 | 0 | 0 | 0
5869 | 1396.9874 | 7968 | 333 | 11 | 29 | 1369.0476 | 0 | 0 | 0 | 27.9397 | 1396.9874 | 1389.6907 | 7.2967 | 1389.7282 | 7.2215 | 0.037525 | 0 | 0 | 0 | 0
5870 | 1396.9874 | 7969 | 333 | 11 | 29 | 1369.0476 | 0 | 0 | 0 | 27.9397 | 1396.9874 | 1389.6907 | 7.2967 | 1389.7282 | 7.2215 | 0.037525 | 0 | 0 | 0 | 0
5871 | 1396.9874 | 7970 | 333 | 11 | 29 | 1369.0476 | 0 | 0 | 0 | 27.9397 | 1396.9874 | 1389.6907 | 7.2967 | 1389.7282 | 7.2215 | 0.037525 | 0 | 0 | 0 | 0
5872 | 1396.9874 | 7971 | 333 | 11 | 29 | 1369.0476 | 0 | 0 | 0 | 27.9397 | 1396.9874 | 1389.6907 | 7.2967 | 1389.7282 | 7.2215 | 0.037525 | 0 | 0 | 0 | 0
5873 | 1396.9874 | 7972 | 333 | 11 | 29 | 1369.0476 | 0 | 0 | 0 | 27.9397 | 1396.9874 | 1389.6907 | 7.2967 | 1389.7282 | 7.2215 | 0.037525 | 0 | 0 | 0 | 0
5874 | 1396.9874 | 7985 | 333 | 11 | 29 | 1369.0476 | 0 | 0 | 0 | 27.9397 | 1396.9874 | 1389.6907 | 7.2967 | 1389.7282 | 7.2215 | 0.037525 | 0 | 0 | 0 | 0
5875 | 1396.9874 | 7991 | 333 | 11 | 30 | 1369.0476 | 0 | 0 | 0 | 27.9397 | 1396.9874 | 1389.6907 | 7.2967 | 1389.7282 | 7.2215 | 0.037525 | 0 | 0 | 0 | 0
5876 | 1396.9874 | 7992 | 334 | 11 | 30 | 1369.0476 | 0 | 0 | 0 | 27.9397 | 1396.9874 | 1389.6907 | 7.2967 | 1389.7282 | 7.2215 | 0.037525 | 0 | 0 | 0 | 0
5877 | 1396.9874 | 7993 | 334 | 11 | 30 | 1369.0476 | 0 | 0 | 0 | 27.9397 | 1396.9874 | 1389.6907 | 7.2967 | 1389.7282 | 7.2215 | 0.037525 | 0 | 0 | 0 | 0
5878 | 1396.9874 | 7994 | 334 | 11 | 30 | 1369.0476 | 0 | 0 | 0 | 27.9397 | 1396.9874 | 1389.6907 | 7.2967 | 1389.7282 | 7.2215 | 0.037525 | 0 | 0 | 0 | 0
5879 | 1396.9874 | 7995 | 334 | 11 | 30 | 1369.0476 | 0 | 0 | 0 | 27.9397 | 1396.9874 | 1389.6907 | 7.2967 | 1389.7282 | 7.2215 | 0.037525 | 0 | 0 | 0 | 0
5880 | 1396.9874 | 7996 | 334 | 11 | 30 | 1369.0476 | 0 | 0 | 0 | 27.9397 | 1396.9874 | 1389.6907 | 7.2967 | 1389.7282 | 7.2215 | 0.037525 | 0 | 0 | 0 | 0
5881 | 1396.9874 | 8009 | 334 | 11 | 30 | 1369.0476 | 0 | 0 | 0 | 27.9397 | 1396.9874 | 1389.6907 | 7.2967 | 1389.7282 | 7.2215 | 0.037525 | 0 | 0 | 0 | 0
5882 | 1396.9874 | 8015 | 334 | 11 | 31 | 1369.0476 | 0 | 0 | 0 | 27.9397 | 1396.9874 | 1389.6907 | 7.2967 | 1389.7282 | 7.2215 | 0.037525 | 0 | 0 | 0 | 0
5883 | 1358.1147 | 2890 | 121 | 5 | 1 | 952.381 | 0 | 35.7143 | 342.8571 | 27.1623 | 1358.1147 | 1351.021 | 7.0937 | 1351.0575 | 7.0205 | 0.036481 | 0 | 0 | 0 | 0
5884 | 1358.1147 | 2891 | 121 | 5 | 1 | 952.381 | 0 | 35.7143 | 342.8571 | 27.1623 | 1358.1147 | 1351.021 | 7.0937 | 1351.0575 | 7.0205 | 0.036481 | 0 | 0 | 0 | 0
5885 | 1358.1147 | 2892 | 121 | 5 | 1 | 952.381 | 0 | 35.7143 | 342.8571 | 27.1623 | 1358.1147 | 1351.021 | 7.0937 | 1351.0575 | 7.0205 | 0.036481 | 0 | 0 | 0 | 0
5886 | 1358.1147 | 2893 | 121 | 5 | 1 | 952.381 | 0 | 35.7143 | 342.8571 | 27.1623 | 1358.1147 | 1351.021 | 7.0937 | 1351.0575 | 7.0205 | 0.036481 | 0 | 0 | 0 | 0
5887 | 1358.1147 | 2894 | 121 | 5 | 1 | 952.381 | 0 | 35.7143 | 342.8571 | 27.1623 | 1358.1147 | 1351.021 | 7.0937 | 1351.0575 | 7.0205 | 0.036481 | 0 | 0 | 0 | 0
5888 | 1358.1147 | 2895 | 121 | 5 | 1 | 952.381 | 0 | 35.7143 | 342.8571 | 27.1623 | 1358.1147 | 1351.021 | 7.0937 | 1351.0575 | 7.0205 | 0.036481 | 0 | 0 | 0 | 0
5889 | 1358.1147 | 2896 | 121 | 5 | 1 | 952.381 | 0 | 35.7143 | 342.8571 | 27.1623 | 1358.1147 | 1351.021 | 7.0937 | 1351.0575 | 7.0205 | 0.036481 | 0 | 0 | 0 | 0
5890 | 1358.1147 | 2914 | 122 | 5 | 2 | 952.381 | 0 | 35.7143 | 342.8571 | 27.1623 | 1358.1147 | 1351.021 | 7.0937 | 1351.0575 | 7.0205 | 0.036481 | 0 | 0 | 0 | 0
5891 | 1358.1147 | 2915 | 122 | 5 | 2 | 952.381 | 0 | 35.7143 | 342.8571 | 27.1623 | 1358.1147 | 1351.021 | 7.0937 | 1351.0575 | 7.0205 | 0.036481 | 0 | 0 | 0 | 0
5892 | 1358.1147 | 2916 | 122 | 5 | 2 | 952.381 | 0 | 35.7143 | 342.8571 | 27.1623 | 1358.1147 | 1351.021 | 7.0937 | 1351.0575 | 7.0205 | 0.036481 | 0 | 0 | 0 | 0
5893 | 1358.1147 | 2917 | 122 | 5 | 2 | 952.381 | 0 | 35.7143 | 342.8571 | 27.1623 | 1358.1147 | 1351.021 | 7.0937 | 1351.0575 | 7.0205 | 0.036481 | 0 | 0 | 0 | 0
5894 | 1358.1147 | 2918 | 122 | 5 | 2 | 952.381 | 0 | 35.7143 | 342.8571 | 27.1623 | 1358.1147 | 1351.021 | 7.0937 | 1351.0575 | 7.0205 | 0.036481 | 0 | 0 | 0 | 0
5895 | 1358.1147 | 2919 | 122 | 5 | 2 | 952.381 | 0 | 35.7143 | 342.8571 | 27.1623 | 1358.1147 | 1351.021 | 7.0937 | 1351.0575 | 7.0205 | 0.036481 | 0 | 0 | 0 | 0
5896 | 1358.1147 | 2920 | 122 | 5 | 2 | 952.381 | 0 | 35.7143 | 342.8571 | 27.1623 | 1358.1147 | 1351.021 | 7.0937 | 1351.0575 | 7.0205 | 0.036481 | 0 | 0 | 0 | 0
5897 | 1358.1147 | 2938 | 123 | 5 | 3 | 952.381 | 0 | 35.7143 | 342.8571 | 27.1623 | 1358.1147 | 1351.021 | 7.0937 | 1351.0575 | 7.0205 | 0.036481 | 0 | 0 | 0 | 0
5898 | 1358.1147 | 2939 | 123 | 5 | 3 | 952.381 | 0 | 35.7143 | 342.8571 | 27.1623 | 1358.1147 | 1351.021 | 7.0937 | 1351.0575 | 7.0205 | 0.036481 | 0 | 0 | 0 | 0
5899 | 1358.1147 | 2940 | 123 | 5 | 3 | 952.381 | 0 | 35.7143 | 342.8571 | 27.1623 | 1358.1147 | 1351.021 | 7.0937 | 1351.0575 | 7.0205 | 0.036481 | 0 | 0 | 0 | 0
5900 | 1358.1147 | 2941 | 123 | 5 | 3 | 952.381 | 0 | 35.7143 | 342.8571 | 27.1623 | 1358.1147 | 1351.021 | 7.0937 | 1351.0575 | 7.0205 | 0.036481 | 0 | 0 | 0 | 0
5901 | 1358.1147 | 2942 | 123 | 5 | 3 | 952.381 | 0 | 35.7143 | 342.8571 | 27.1623 | 1358.1147 | 1351.021 | 7.0937 | 1351.0575 | 7.0205 | 0.036481 | 0 | 0 | 0 | 0
5902 | 1358.1147 | 2943 | 123 | 5 | 3 | 952.381 | 0 | 35.7143 | 342.8571 | 27.1623 | 1358.1147 | 1351.021 | 7.0937 | 1351.0575 | 7.0205 | 0.036481 | 0 | 0 | 0 | 0
5903 | 1358.1147 | 2944 | 123 | 5 | 3 | 952.381 | 0 | 35.7143 | 342.8571 | 27.1623 | 1358.1147 | 1351.021 | 7.0937 | 1351.0575 | 7.0205 | 0.036481 | 0 | 0 | 0 | 0
5904 | 1358.1147 | 2962 | 124 | 5 | 4 | 952.381 | 0 | 35.7143 | 342.8571 | 27.1623 | 1358.1147 | 1351.021 | 7.0937 | 1351.0575 | 7.0205 | 0.036481 | 0 | 0 | 0 | 0
5905 | 1358.1147 | 2963 | 124 | 5 | 4 | 952.381 | 0 | 35.7143 | 342.8571 | 27.1623 | 1358.1147 | 1351.021 | 7.0937 | 1351.0575 | 7.0205 | 0.036481 | 0 | 0 | 0 | 0
5906 | 1358.1147 | 2964 | 124 | 5 | 4 | 952.381 | 0 | 35.7143 | 342.8571 | 27.1623 | 1358.1147 | 1351.021 | 7.0937 | 1351.0575 | 7.0205 | 0.036481 | 0 | 0 | 0 | 0
5907 | 1358.1147 | 2965 | 124 | 5 | 4 | 952.381 | 0 | 35.7143 | 342.8571 | 27.1623 | 1358.1147 | 1351.021 | 7.0937 | 1351.0575 | 7.0205 | 0.036481 | 0 | 0 | 0 | 0
5908 | 1358.1147 | 2966 | 124 | 5 | 4 | 952.381 | 0 | 35.7143 | 342.8571 | 27.1623 | 1358.1147 | 1351.021 | 7.0937 | 1351.0575 | 7.0205 | 0.036481 | 0 | 0 | 0 | 0
5909 | 1358.1147 | 2967 | 124 | 5 | 4 | 952.381 | 0 | 35.7143 | 342.8571 | 27.1623 | 1358.1147 | 1351.021 | 7.0937 | 1351.0575 | 7.0205 | 0.036481 | 0 | 0 | 0 | 0
5910 | 1358.1147 | 2968 | 124 | 5 | 4 | 952.381 | 0 | 35.7143 | 342.8571 | 27.1623 | 1358.1147 | 1351.021 | 7.0937 | 1351.0575 | 7.0205 | 0.036481 | 0 | 0 | 0 | 0
5911 | 1358.1147 | 2986 | 125 | 5 | 5 | 952.381 | 0 | 35.7143 | 342.8571 | 27.1623 | 1358.1147 | 1351.021 | 7.0937 | 1351.0575 | 7.0205 | 0.036481 | 0 | 0 | 0 | 0
5912 | 1358.1147 | 2987 | 125 | 5 | 5 | 952.381 | 0 | 35.7143 | 342.8571 | 27.1623 | 1358.1147 | 1351.021 | 7.0937 | 1351.0575 | 7.0205 | 0.036481 | 0 | 0 | 0 | 0
5913 | 1358.1147 | 2988 | 125 | 5 | 5 | 952.381 | 0 | 35.7143 | 342.8571 | 27.1623 | 1358.1147 | 1351.021 | 7.0937 | 1351.0575 | 7.0205 | 0.036481 | 0 | 0 | 0 | 0
5914 | 1358.1147 | 2989 | 125 | 5 | 5 | 952.381 | 0 | 35.7143 | 342.8571 | 27.1623 | 1358.1147 | 1351.021 | 7.0937 | 1351.0575 | 7.0205 | 0.036481 | 0 | 0 | 0 | 0
5915 | 1358.1147 | 2990 | 125 | 5 | 5 | 952.381 | 0 | 35.7143 | 342.8571 | 27.1623 | 1358.1147 | 1351.021 | 7.0937 | 1351.0575 | 7.0205 | 0.036481 | 0 | 0 | 0 | 0
5916 | 1358.1147 | 2991 | 125 | 5 | 5 | 952.381 | 0 | 35.7143 | 342.8571 | 27.1623 | 1358.1147 | 1351.021 | 7.0937 | 1351.0575 | 7.0205 | 0.036481 | 0 | 0 | 0 | 0
5917 | 1358.1147 | 2992 | 125 | 5 | 5 | 952.381 | 0 | 35.7143 | 342.8571 | 27.1623 | 1358.1147 | 1351.021 | 7.0937 | 1351.0575 | 7.0205 | 0.036481 | 0 | 0 | 0 | 0
5918 | 1358.1147 | 3010 | 126 | 5 | 6 | 952.381 | 0 | 35.7143 | 342.8571 | 27.1623 | 1358.1147 | 1351.021 | 7.0937 | 1351.0575 | 7.0205 | 0.036481 | 0 | 0 | 0 | 0
5919 | 1358.1147 | 3011 | 126 | 5 | 6 | 952.381 | 0 | 35.7143 | 342.8571 | 27.1623 | 1358.1147 | 1351.021 | 7.0937 | 1351.0575 | 7.0205 | 0.036481 | 0 | 0 | 0 | 0
5920 | 1358.1147 | 3012 | 126 | 5 | 6 | 952.381 | 0 | 35.7143 | 342.8571 | 27.1623 | 1358.1147 | 1351.021 | 7.0937 | 1351.0575 | 7.0205 | 0.036481 | 0 | 0 | 0 | 0
5921 | 1358.1147 | 3013 | 126 | 5 | 6 | 952.381 | 0 | 35.7143 | 342.8571 | 27.1623 | 1358.1147 | 1351.021 | 7.0937 | 1351.0575 | 7.0205 | 0.036481 | 0 | 0 | 0 | 0
5922 | 1358.1147 | 3014 | 126 | 5 | 6 | 952.381 | 0 | 35.7143 | 342.8571 | 27.1623 | 1358.1147 | 1351.021 | 7.0937 | 1351.0575 | 7.0205 | 0.036481 | 0 | 0 | 0 | 0
5923 | 1358.1147 | 3015 | 126 | 5 | 6 | 952.381 | 0 | 35.7143 | 342.8571 | 27.1623 | 1358.1147 | 1351.021 | 7.0937 | 1351.0575 | 7.0205 | 0.036481 | 0 | 0 | 0 | 0
5924 | 1358.1147 | 3016 | 126 | 5 | 6 | 952.381 | 0 | 35.7143 | 342.8571 | 27.1623 | 1358.1147 | 1351.021 | 7.0937 | 1351.0575 | 7.0205 | 0.036481 | 0 | 0 | 0 | 0
5925 | 1358.1147 | 3034 | 127 | 5 | 7 | 952.381 | 0 | 35.7143 | 342.8571 | 27.1623 | 1358.1147 | 1351.021 | 7.0937 | 1351.0575 | 7.0205 | 0.036481 | 0 | 0 | 0 | 0
5926 | 1358.1147 | 3035 | 127 | 5 | 7 | 952.381 | 0 | 35.7143 | 342.8571 | 27.1623 | 1358.1147 | 1351.021 | 7.0937 | 1351.0575 | 7.0205 | 0.036481 | 0 | 0 | 0 | 0
5927 | 1358.1147 | 3036 | 127 | 5 | 7 | 952.381 | 0 | 35.7143 | 342.8571 | 27.1623 | 1358.1147 | 1351.021 | 7.0937 | 1351.0575 | 7.0205 | 0.036481 | 0 | 0 | 0 | 0
5928 | 1358.1147 | 3037 | 127 | 5 | 7 | 952.381 | 0 | 35.7143 | 342.8571 | 27.1623 | 1358.1147 | 1351.021 | 7.0937 | 1351.0575 | 7.0205 | 0.036481 | 0 | 0 | 0 | 0
5929 | 1358.1147 | 3038 | 127 | 5 | 7 | 952.381 | 0 | 35.7143 | 342.8571 | 27.1623 | 1358.1147 | 1351.021 | 7.0937 | 1351.0575 | 7.0205 | 0.036481 | 0 | 0 | 0 | 0
5930 | 1358.1147 | 3039 | 127 | 5 | 7 | 952.381 | 0 | 35.7143 | 342.8571 | 27.1623 | 1358.1147 | 1351.021 | 7.0937 | 1351.0575 | 7.0205 | 0.036481 | 0 | 0 | 0 | 0
5931 | 1358.1147 | 3040 | 127 | 5 | 7 | 952.381 | 0 | 35.7143 | 342.8571 | 27.1623 | 1358.1147 | 1351.021 | 7.0937 | 1351.0575 | 7.0205 | 0.036481 | 0 | 0 | 0 | 0
5932 | 1358.1147 | 3058 | 128 | 5 | 8 | 952.381 | 0 | 35.7143 | 342.8571 | 27.1623 | 1358.1147 | 1351.021 | 7.0937 | 1351.0575 | 7.0205 | 0.036481 | 0 | 0 | 0 | 0
5933 | 1358.1147 | 3059 | 128 | 5 | 8 | 952.381 | 0 | 35.7143 | 342.8571 | 27.1623 | 1358.1147 | 1351.021 | 7.0937 | 1351.0575 | 7.0205 | 0.036481 | 0 | 0 | 0 | 0
5934 | 1358.1147 | 3060 | 128 | 5 | 8 | 952.381 | 0 | 35.7143 | 342.8571 | 27.1623 | 1358.1147 | 1351.021 | 7.0937 | 1351.0575 | 7.0205 | 0.036481 | 0 | 0 | 0 | 0
5935 | 1358.1147 | 3061 | 128 | 5 | 8 | 952.381 | 0 | 35.7143 | 342.8571 | 27.1623 | 1358.1147 | 1351.021 | 7.0937 | 1351.0575 | 7.0205 | 0.036481 | 0 | 0 | 0 | 0
5936 | 1358.1147 | 3062 | 128 | 5 | 8 | 952.381 | 0 | 35.7143 | 342.8571 | 27.1623 | 1358.1147 | 1351.021 | 7.0937 | 1351.0575 | 7.0205 | 0.036481 | 0 | 0 | 0 | 0
5937 | 1358.1147 | 3063 | 128 | 5 | 8 | 952.381 | 0 | 35.7143 | 342.8571 | 27.1623 | 1358.1147 | 1351.021 | 7.0937 | 1351.0575 | 7.0205 | 0.036481 | 0 | 0 | 0 | 0
5938 | 1358.1147 | 3064 | 128 | 5 | 8 | 952.381 | 0 | 35.7143 | 342.8571 | 27.1623 | 1358.1147 | 1351.021 | 7.0937 | 1351.0575 | 7.0205 | 0.036481 | 0 | 0 | 0 | 0
5939 | 1358.1147 | 3082 | 129 | 5 | 9 | 952.381 | 0 | 35.7143 | 342.8571 | 27.1623 | 1358.1147 | 1351.021 | 7.0937 | 1351.0575 | 7.0205 | 0.036481 | 0 | 0 | 0 | 0
5940 | 1358.1147 | 3083 | 129 | 5 | 9 | 952.381 | 0 | 35.7143 | 342.8571 | 27.1623 | 1358.1147 | 1351.021 | 7.0937 | 1351.0575 | 7.0205 | 0.036481 | 0 | 0 | 0 | 0
5941 | 1358.1147 | 3084 | 129 | 5 | 9 | 952.381 | 0 | 35.7143 | 342.8571 | 27.1623 | 1358.1147 | 1351.021 | 7.0937 | 1351.0575 | 7.0205 | 0.036481 | 0 | 0 | 0 | 0
5942 | 1358.1147 | 3085 | 129 | 5 | 9 | 952.381 | 0 | 35.7143 | 342.8571 | 27.1623 | 1358.1147 | 1351.021 | 7.0937 | 1351.0575 | 7.0205 | 0.036481 | 0 | 0 | 0 | 0
5943 | 1358.1147 | 3086 | 129 | 5 | 9 | 952.381 | 0 | 35.7143 | 342.8571 | 27.1623 | 1358.1147 | 1351.021 | 7.0937 | 1351.0575 | 7.0205 | 0.036481 | 0 | 0 | 0 | 0
5944 | 1358.1147 | 3087 | 129 | 5 | 9 | 952.381 | 0 | 35.7143 | 342.8571 | 27.1623 | 1358.1147 | 1351.021 | 7.0937 | 1351.0575 | 7.0205 | 0.036481 | 0 | 0 | 0 | 0
5945 | 1358.1147 | 3088 | 129 | 5 | 9 | 952.381 | 0 | 35.7143 | 342.8571 | 27.1623 | 1358.1147 | 1351.021 | 7.0937 | 1351.0575 | 7.0205 | 0.036481 | 0 | 0 | 0 | 0
5946 | 1358.1147 | 3106 | 130 | 5 | 10 | 952.381 | 0 | 35.7143 | 342.8571 | 27.1623 | 1358.1147 | 1351.021 | 7.0937 | 1351.0575 | 7.0205 | 0.036481 | 0 | 0 | 0 | 0
5947 | 1358.1147 | 3107 | 130 | 5 | 10 | 952.381 | 0 | 35.7143 | 342.8571 | 27.1623 | 1358.1147 | 1351.021 | 7.0937 | 1351.0575 | 7.0205 | 0.036481 | 0 | 0 | 0 | 0
5948 | 1358.1147 | 3108 | 130 | 5 | 10 | 952.381 | 0 | 35.7143 | 342.8571 | 27.1623 | 1358.1147 | 1351.021 | 7.0937 | 1351.0575 | 7.0205 | 0.036481 | 0 | 0 | 0 | 0
5949 | 1358.1147 | 3109 | 130 | 5 | 10 | 952.381 | 0 | 35.7143 | 342.8571 | 27.1623 | 1358.1147 | 1351.021 | 7.0937 | 1351.0575 | 7.0205 | 0.036481 | 0 | 0 | 0 | 0
5950 | 1358.1147 | 3110 | 130 | 5 | 10 | 952.381 | 0 | 35.7143 | 342.8571 | 27.1623 | 1358.1147 | 1351.021 | 7.0937 | 1351.0575 | 7.0205 | 0.036481 | 0 | 0 | 0 | 0
5951 | 1358.1147 | 3111 | 130 | 5 | 10 | 952.381 | 0 | 35.7143 | 342.8571 | 27.1623 | 1358.1147 | 1351.021 | 7.0937 | 1351.0575 | 7.0205 | 0.036481 | 0 | 0 | 0 | 0
5952 | 1358.1147 | 3112 | 130 | 5 | 10 | 952.381 | 0 | 35.7143 | 342.8571 | 27.1623 | 1358.1147 | 1351.021 | 7.0937 | 1351.0575 | 7.0205 | 0.036481 | 0 | 0 | 0 | 0
5953 | 1358.1147 | 3130 | 131 | 5 | 11 | 952.381 | 0 | 35.7143 | 342.8571 | 27.1623 | 1358.1147 | 1351.021 | 7.0937 | 1351.0575 | 7.0205 | 0.036481 | 0 | 0 | 0 | 0
5954 | 1358.1147 | 3131 | 131 | 5 | 11 | 952.381 | 0 | 35.7143 | 342.8571 | 27.1623 | 1358.1147 | 1351.021 | 7.0937 | 1351.0575 | 7.0205 | 0.036481 | 0 | 0 | 0 | 0
5955 | 1358.1147 | 3132 | 131 | 5 | 11 | 952.381 | 0 | 35.7143 | 342.8571 | 27.1623 | 1358.1147 | 1351.021 | 7.0937 | 1351.0575 | 7.0205 | 0.036481 | 0 | 0 | 0 | 0
5956 | 1358.1147 | 3133 | 131 | 5 | 11 | 952.381 | 0 | 35.7143 | 342.8571 | 27.1623 | 1358.1147 | 1351.021 | 7.0937 | 1351.0575 | 7.0205 | 0.036481 | 0 | 0 | 0 | 0
5957 | 1358.1147 | 3134 | 131 | 5 | 11 | 952.381 | 0 | 35.7143 | 342.8571 | 27.1623 | 1358.1147 | 1351.021 | 7.0937 | 1351.0575 | 7.0205 | 0.036481 | 0 | 0 | 0 | 0
5958 | 1358.1147 | 3135 | 131 | 5 | 11 | 952.381 | 0 | 35.7143 | 342.8571 | 27.1623 | 1358.1147 | 1351.021 | 7.0937 | 1351.0575 | 7.0205 | 0.036481 | 0 | 0 | 0 | 0
5959 | 1358.1147 | 3136 | 131 | 5 | 11 | 952.381 | 0 | 35.7143 | 342.8571 | 27.1623 | 1358.1147 | 1351.021 | 7.0937 | 1351.0575 | 7.0205 | 0.036481 | 0 | 0 | 0 | 0
5960 | 1358.1147 | 3154 | 132 | 5 | 12 | 952.381 | 0 | 35.7143 | 342.8571 | 27.1623 | 1358.1147 | 1351.021 | 7.0937 | 1351.0575 | 7.0205 | 0.036481 | 0 | 0 | 0 | 0
5961 | 1358.1147 | 3155 | 132 | 5 | 12 | 952.381 | 0 | 35.7143 | 342.8571 | 27.1623 | 1358.1147 | 1351.021 | 7.0937 | 1351.0575 | 7.0205 | 0.036481 | 0 | 0 | 0 | 0
5962 | 1358.1147 | 3156 | 132 | 5 | 12 | 952.381 | 0 | 35.7143 | 342.8571 | 27.1623 | 1358.1147 | 1351.021 | 7.0937 | 1351.0575 | 7.0205 | 0.036481 | 0 | 0 | 0 | 0
5963 | 1358.1147 | 3157 | 132 | 5 | 12 | 952.381 | 0 | 35.7143 | 342.8571 | 27.1623 | 1358.1147 | 1351.021 | 7.0937 | 1351.0575 | 7.0205 | 0.036481 | 0 | 0 | 0 | 0
5964 | 1358.1147 | 3158 | 132 | 5 | 12 | 952.381 | 0 | 35.7143 | 342.8571 | 27.1623 | 1358.1147 | 1351.021 | 7.0937 | 1351.0575 | 7.0205 | 0.036481 | 0 | 0 | 0 | 0
5965 | 1358.1147 | 3159 | 132 | 5 | 12 | 952.381 | 0 | 35.7143 | 342.8571 | 27.1623 | 1358.1147 | 1351.021 | 7.0937 | 1351.0575 | 7.0205 | 0.036481 | 0 | 0 | 0 | 0
5966 | 1358.1147 | 3160 | 132 | 5 | 12 | 952.381 | 0 | 35.7143 | 342.8571 | 27.1623 | 1358.1147 | 1351.021 | 7.0937 | 1351.0575 | 7.0205 | 0.036481 | 0 | 0 | 0 | 0
5967 | 1358.1147 | 3178 | 133 | 5 | 13 | 952.381 | 0 | 35.7143 | 342.8571 | 27.1623 | 1358.1147 | 1351.021 | 7.0937 | 1351.0575 | 7.0205 | 0.036481 | 0 | 0 | 0 | 0
5968 | 1358.1147 | 3179 | 133 | 5 | 13 | 952.381 | 0 | 35.7143 | 342.8571 | 27.1623 | 1358.1147 | 1351.021 | 7.0937 | 1351.0575 | 7.0205 | 0.036481 | 0 | 0 | 0 | 0
5969 | 1358.1147 | 3180 | 133 | 5 | 13 | 952.381 | 0 | 35.7143 | 342.8571 | 27.1623 | 1358.1147 | 1351.021 | 7.0937 | 1351.0575 | 7.0205 | 0.036481 | 0 | 0 | 0 | 0
5970 | 1358.1147 | 3181 | 133 | 5 | 13 | 952.381 | 0 | 35.7143 | 342.8571 | 27.1623 | 1358.1147 | 1351.021 | 7.0937 | 1351.0575 | 7.0205 | 0.036481 | 0 | 0 | 0 | 0
5971 | 1358.1147 | 3182 | 133 | 5 | 13 | 952.381 | 0 | 35.7143 | 342.8571 | 27.1623 | 1358.1147 | 1351.021 | 7.0937 | 1351.0575 | 7.0205 | 0.036481 | 0 | 0 | 0 | 0
5972 | 1358.1147 | 3183 | 133 | 5 | 13 | 952.381 | 0 | 35.7143 | 342.8571 | 27.1623 | 1358.1147 | 1351.021 | 7.0937 | 1351.0575 | 7.0205 | 0.036481 | 0 | 0 | 0 | 0
5973 | 1358.1147 | 3184 | 133 | 5 | 13 | 952.381 | 0 | 35.7143 | 342.8571 | 27.1623 | 1358.1147 | 1351.021 | 7.0937 | 1351.0575 | 7.0205 | 0.036481 | 0 | 0 | 0 | 0
5974 | 1358.1147 | 3202 | 134 | 5 | 14 | 952.381 | 0 | 35.7143 | 342.8571 | 27.1623 | 1358.1147 | 1351.021 | 7.0937 | 1351.0575 | 7.0205 | 0.036481 | 0 | 0 | 0 | 0
5975 | 1358.1147 | 3203 | 134 | 5 | 14 | 952.381 | 0 | 35.7143 | 342.8571 | 27.1623 | 1358.1147 | 1351.021 | 7.0937 | 1351.0575 | 7.0205 | 0.036481 | 0 | 0 | 0 | 0
5976 | 1358.1147 | 3204 | 134 | 5 | 14 | 952.381 | 0 | 35.7143 | 342.8571 | 27.1623 | 1358.1147 | 1351.021 | 7.0937 | 1351.0575 | 7.0205 | 0.036481 | 0 | 0 | 0 | 0
5977 | 1358.1147 | 3205 | 134 | 5 | 14 | 952.381 | 0 | 35.7143 | 342.8571 | 27.1623 | 1358.1147 | 1351.021 | 7.0937 | 1351.0575 | 7.0205 | 0.036481 | 0 | 0 | 0 | 0
5978 | 1358.1147 | 3206 | 134 | 5 | 14 | 952.381 | 0 | 35.7143 | 342.8571 | 27.1623 | 1358.1147 | 1351.021 | 7.0937 | 1351.0575 | 7.0205 | 0.036481 | 0 | 0 | 0 | 0
5979 | 1358.1147 | 3207 | 134 | 5 | 14 | 952.381 | 0 | 35.7143 | 342.8571 | 27.1623 | 1358.1147 | 1351.021 | 7.0937 | 1351.0575 | 7.0205 | 0.036481 | 0 | 0 | 0 | 0
5980 | 1358.1147 | 3208 | 134 | 5 | 14 | 952.381 | 0 | 35.7143 | 342.8571 | 27.1623 | 1358.1147 | 1351.021 | 7.0937 | 1351.0575 | 7.0205 | 0.036481 | 0 | 0 | 0 | 0
5981 | 1358.1147 | 3226 | 135 | 5 | 15 | 952.381 | 0 | 35.7143 | 342.8571 | 27.1623 | 1358.1147 | 1351.021 | 7.0937 | 1351.0575 | 7.0205 | 0.036481 | 0 | 0 | 0 | 0
5982 | 1358.1147 | 3227 | 135 | 5 | 15 | 952.381 | 0 | 35.7143 | 342.8571 | 27.1623 | 1358.1147 | 1351.021 | 7.0937 | 1351.0575 | 7.0205 | 0.036481 | 0 | 0 | 0 | 0
5983 | 1358.1147 | 3228 | 135 | 5 | 15 | 952.381 | 0 | 35.7143 | 342.8571 | 27.1623 | 1358.1147 | 1351.021 | 7.0937 | 1351.0575 | 7.0205 | 0.036481 | 0 | 0 | 0 | 0
5984 | 1358.1147 | 3229 | 135 | 5 | 15 | 952.381 | 0 | 35.7143 | 342.8571 | 27.1623 | 1358.1147 | 1351.021 | 7.0937 | 1351.0575 | 7.0205 | 0.036481 | 0 | 0 | 0 | 0
5985 | 1358.1147 | 3230 | 135 | 5 | 15 | 952.381 | 0 | 35.7143 | 342.8571 | 27.1623 | 1358.1147 | 1351.021 | 7.0937 | 1351.0575 | 7.0205 | 0.036481 | 0 | 0 | 0 | 0
5986 | 1358.1147 | 3231 | 135 | 5 | 15 | 952.381 | 0 | 35.7143 | 342.8571 | 27.1623 | 1358.1147 | 1351.021 | 7.0937 | 1351.0575 | 7.0205 | 0.036481 | 0 | 0 | 0 | 0
5987 | 1358.1147 | 3232 | 135 | 5 | 15 | 952.381 | 0 | 35.7143 | 342.8571 | 27.1623 | 1358.1147 | 1351.021 | 7.0937 | 1351.0575 | 7.0205 | 0.036481 | 0 | 0 | 0 | 0
5988 | 1358.1147 | 3250 | 136 | 5 | 16 | 952.381 | 0 | 35.7143 | 342.8571 | 27.1623 | 1358.1147 | 1351.021 | 7.0937 | 1351.0575 | 7.0205 | 0.036481 | 0 | 0 | 0 | 0
5989 | 1358.1147 | 3251 | 136 | 5 | 16 | 952.381 | 0 | 35.7143 | 342.8571 | 27.1623 | 1358.1147 | 1351.021 | 7.0937 | 1351.0575 | 7.0205 | 0.036481 | 0 | 0 | 0 | 0
5990 | 1358.1147 | 3252 | 136 | 5 | 16 | 952.381 | 0 | 35.7143 | 342.8571 | 27.1623 | 1358.1147 | 1351.021 | 7.0937 | 1351.0575 | 7.0205 | 0.036481 | 0 | 0 | 0 | 0
5991 | 1358.1147 | 3253 | 136 | 5 | 16 | 952.381 | 0 | 35.7143 | 342.8571 | 27.1623 | 1358.1147 | 1351.021 | 7.0937 | 1351.0575 | 7.0205 | 0.036481 | 0 | 0 | 0 | 0
5992 | 1358.1147 | 3254 | 136 | 5 | 16 | 952.381 | 0 | 35.7143 | 342.8571 | 27.1623 | 1358.1147 | 1351.021 | 7.0937 | 1351.0575 | 7.0205 | 0.036481 | 0 | 0 | 0 | 0
5993 | 1358.1147 | 3255 | 136 | 5 | 16 | 952.381 | 0 | 35.7143 | 342.8571 | 27.1623 | 1358.1147 | 1351.021 | 7.0937 | 1351.0575 | 7.0205 | 0.036481 | 0 | 0 | 0 | 0
5994 | 1358.1147 | 3256 | 136 | 5 | 16 | 952.381 | 0 | 35.7143 | 342.8571 | 27.1623 | 1358.1147 | 1351.021 | 7.0937 | 1351.0575 | 7.0205 | 0.036481 | 0 | 0 | 0 | 0
5995 | 1358.1147 | 3274 | 137 | 5 | 17 | 952.381 | 0 | 35.7143 | 342.8571 | 27.1623 | 1358.1147 | 1351.021 | 7.0937 | 1351.0575 | 7.0205 | 0.036481 | 0 | 0 | 0 | 0
5996 | 1358.1147 | 3275 | 137 | 5 | 17 | 952.381 | 0 | 35.7143 | 342.8571 | 27.1623 | 1358.1147 | 1351.021 | 7.0937 | 1351.0575 | 7.0205 | 0.036481 | 0 | 0 | 0 | 0
5997 | 1358.1147 | 3276 | 137 | 5 | 17 | 952.381 | 0 | 35.7143 | 342.8571 | 27.1623 | 1358.1147 | 1351.021 | 7.0937 | 1351.0575 | 7.0205 | 0.036481 | 0 | 0 | 0 | 0
5998 | 1358.1147 | 3277 | 137 | 5 | 17 | 952.381 | 0 | 35.7143 | 342.8571 | 27.1623 | 1358.1147 | 1351.021 | 7.0937 | 1351.0575 | 7.0205 | 0.036481 | 0 | 0 | 0 | 0
5999 | 1358.1147 | 3278 | 137 | 5 | 17 | 952.381 | 0 | 35.7143 | 342.8571 | 27.1623 | 1358.1147 | 1351.021 | 7.0937 | 1351.0575 | 7.0205 | 0.036481 | 0 | 0 | 0 | 0
6000 | 1358.1147 | 3279 | 137 | 5 | 17 | 952.381 | 0 | 35.7143 | 342.8571 | 27.1623 | 1358.1147 | 1351.021 | 7.0937 | 1351.0575 | 7.0205 | 0.036481 | 0 | 0 | 0 | 0
6001 | 1358.1147 | 3280 | 137 | 5 | 17 | 952.381 | 0 | 35.7143 | 342.8571 | 27.1623 | 1358.1147 | 1351.021 | 7.0937 | 1351.0575 | 7.0205 | 0.036481 | 0 | 0 | 0 | 0
6002 | 1358.1147 | 3298 | 138 | 5 | 18 | 952.381 | 0 | 35.7143 | 342.8571 | 27.1623 | 1358.1147 | 1351.021 | 7.0937 | 1351.0575 | 7.0205 | 0.036481 | 0 | 0 | 0 | 0
6003 | 1358.1147 | 3299 | 138 | 5 | 18 | 952.381 | 0 | 35.7143 | 342.8571 | 27.1623 | 1358.1147 | 1351.021 | 7.0937 | 1351.0575 | 7.0205 | 0.036481 | 0 | 0 | 0 | 0
6004 | 1358.1147 | 3300 | 138 | 5 | 18 | 952.381 | 0 | 35.7143 | 342.8571 | 27.1623 | 1358.1147 | 1351.021 | 7.0937 | 1351.0575 | 7.0205 | 0.036481 | 0 | 0 | 0 | 0
6005 | 1358.1147 | 3301 | 138 | 5 | 18 | 952.381 | 0 | 35.7143 | 342.8571 | 27.1623 | 1358.1147 | 1351.021 | 7.0937 | 1351.0575 | 7.0205 | 0.036481 | 0 | 0 | 0 | 0
6006 | 1358.1147 | 3302 | 138 | 5 | 18 | 952.381 | 0 | 35.7143 | 342.8571 | 27.1623 | 1358.1147 | 1351.021 | 7.0937 | 1351.0575 | 7.0205 | 0.036481 | 0 | 0 | 0 | 0
6007 | 1358.1147 | 3303 | 138 | 5 | 18 | 952.381 | 0 | 35.7143 | 342.8571 | 27.1623 | 1358.1147 | 1351.021 | 7.0937 | 1351.0575 | 7.0205 | 0.036481 | 0 | 0 | 0 | 0
6008 | 1358.1147 | 3304 | 138 | 5 | 18 | 952.381 | 0 | 35.7143 | 342.8571 | 27.1623 | 1358.1147 | 1351.021 | 7.0937 | 1351.0575 | 7.0205 | 0.036481 | 0 | 0 | 0 | 0
6009 | 1358.1147 | 3322 | 139 | 5 | 19 | 952.381 | 0 | 35.7143 | 342.8571 | 27.1623 | 1358.1147 | 1351.021 | 7.0937 | 1351.0575 | 7.0205 | 0.036481 | 0 | 0 | 0 | 0
6010 | 1358.1147 | 3323 | 139 | 5 | 19 | 952.381 | 0 | 35.7143 | 342.8571 | 27.1623 | 1358.1147 | 1351.021 | 7.0937 | 1351.0575 | 7.0205 | 0.036481 | 0 | 0 | 0 | 0
6011 | 1358.1147 | 3324 | 139 | 5 | 19 | 952.381 | 0 | 35.7143 | 342.8571 | 27.1623 | 1358.1147 | 1351.021 | 7.0937 | 1351.0575 | 7.0205 | 0.036481 | 0 | 0 | 0 | 0
6012 | 1358.1147 | 3325 | 139 | 5 | 19 | 952.381 | 0 | 35.7143 | 342.8571 | 27.1623 | 1358.1147 | 1351.021 | 7.0937 | 1351.0575 | 7.0205 | 0.036481 | 0 | 0 | 0 | 0
6013 | 1358.1147 | 3326 | 139 | 5 | 19 | 952.381 | 0 | 35.7143 | 342.8571 | 27.1623 | 1358.1147 | 1351.021 | 7.0937 | 1351.0575 | 7.0205 | 0.036481 | 0 | 0 | 0 | 0
6014 | 1358.1147 | 3327 | 139 | 5 | 19 | 952.381 | 0 | 35.7143 | 342.8571 | 27.1623 | 1358.1147 | 1351.021 | 7.0937 | 1351.0575 | 7.0205 | 0.036481 | 0 | 0 | 0 | 0
6015 | 1358.1147 | 3328 | 139 | 5 | 19 | 952.381 | 0 | 35.7143 | 342.8571 | 27.1623 | 1358.1147 | 1351.021 | 7.0937 | 1351.0575 | 7.0205 | 0.036481 | 0 | 0 | 0 | 0
6016 | 1358.1147 | 3346 | 140 | 5 | 20 | 952.381 | 0 | 35.7143 | 342.8571 | 27.1623 | 1358.1147 | 1351.021 | 7.0937 | 1351.0575 | 7.0205 | 0.036481 | 0 | 0 | 0 | 0
6017 | 1358.1147 | 3347 | 140 | 5 | 20 | 952.381 | 0 | 35.7143 | 342.8571 | 27.1623 | 1358.1147 | 1351.021 | 7.0937 | 1351.0575 | 7.0205 | 0.036481 | 0 | 0 | 0 | 0
6018 | 1358.1147 | 3348 | 140 | 5 | 20 | 952.381 | 0 | 35.7143 | 342.8571 | 27.1623 | 1358.1147 | 1351.021 | 7.0937 | 1351.0575 | 7.0205 | 0.036481 | 0 | 0 | 0 | 0
6019 | 1358.1147 | 3349 | 140 | 5 | 20 | 952.381 | 0 | 35.7143 | 342.8571 | 27.1623 | 1358.1147 | 1351.021 | 7.0937 | 1351.0575 | 7.0205 | 0.036481 | 0 | 0 | 0 | 0
6020 | 1358.1147 | 3350 | 140 | 5 | 20 | 952.381 | 0 | 35.7143 | 342.8571 | 27.1623 | 1358.1147 | 1351.021 | 7.0937 | 1351.0575 | 7.0205 | 0.036481 | 0 | 0 | 0 | 0
6021 | 1358.1147 | 3351 | 140 | 5 | 20 | 952.381 | 0 | 35.7143 | 342.8571 | 27.1623 | 1358.1147 | 1351.021 | 7.0937 | 1351.0575 | 7.0205 | 0.036481 | 0 | 0 | 0 | 0
6022 | 1358.1147 | 3352 | 140 | 5 | 20 | 952.381 | 0 | 35.7143 | 342.8571 | 27.1623 | 1358.1147 | 1351.021 | 7.0937 | 1351.0575 | 7.0205 | 0.036481 | 0 | 0 | 0 | 0
6023 | 1358.1147 | 3370 | 141 | 5 | 21 | 952.381 | 0 | 35.7143 | 342.8571 | 27.1623 | 1358.1147 | 1351.021 | 7.0937 | 1351.0575 | 7.0205 | 0.036481 | 0 | 0 | 0 | 0
6024 | 1358.1147 | 3371 | 141 | 5 | 21 | 952.381 | 0 | 35.7143 | 342.8571 | 27.1623 | 1358.1147 | 1351.021 | 7.0937 | 1351.0575 | 7.0205 | 0.036481 | 0 | 0 | 0 | 0
6025 | 1358.1147 | 3372 | 141 | 5 | 21 | 952.381 | 0 | 35.7143 | 342.8571 | 27.1623 | 1358.1147 | 1351.021 | 7.0937 | 1351.0575 | 7.0205 | 0.036481 | 0 | 0 | 0 | 0
6026 | 1358.1147 | 3373 | 141 | 5 | 21 | 952.381 | 0 | 35.7143 | 342.8571 | 27.1623 | 1358.1147 | 1351.021 | 7.0937 | 1351.0575 | 7.0205 | 0.036481 | 0 | 0 | 0 | 0
6027 | 1358.1147 | 3374 | 141 | 5 | 21 | 952.381 | 0 | 35.7143 | 342.8571 | 27.1623 | 1358.1147 | 1351.021 | 7.0937 | 1351.0575 | 7.0205 | 0.036481 | 0 | 0 | 0 | 0
6028 | 1358.1147 | 3375 | 141 | 5 | 21 | 952.381 | 0 | 35.7143 | 342.8571 | 27.1623 | 1358.1147 | 1351.021 | 7.0937 | 1351.0575 | 7.0205 | 0.036481 | 0 | 0 | 0 | 0
6029 | 1358.1147 | 3376 | 141 | 5 | 21 | 952.381 | 0 | 35.7143 | 342.8571 | 27.1623 | 1358.1147 | 1351.021 | 7.0937 | 1351.0575 | 7.0205 | 0.036481 | 0 | 0 | 0 | 0
6030 | 1358.1147 | 3394 | 142 | 5 | 22 | 952.381 | 0 | 35.7143 | 342.8571 | 27.1623 | 1358.1147 | 1351.021 | 7.0937 | 1351.0575 | 7.0205 | 0.036481 | 0 | 0 | 0 | 0
6031 | 1358.1147 | 3395 | 142 | 5 | 22 | 952.381 | 0 | 35.7143 | 342.8571 | 27.1623 | 1358.1147 | 1351.021 | 7.0937 | 1351.0575 | 7.0205 | 0.036481 | 0 | 0 | 0 | 0
6032 | 1358.1147 | 3396 | 142 | 5 | 22 | 952.381 | 0 | 35.7143 | 342.8571 | 27.1623 | 1358.1147 | 1351.021 | 7.0937 | 1351.0575 | 7.0205 | 0.036481 | 0 | 0 | 0 | 0
6033 | 1358.1147 | 3397 | 142 | 5 | 22 | 952.381 | 0 | 35.7143 | 342.8571 | 27.1623 | 1358.1147 | 1351.021 | 7.0937 | 1351.0575 | 7.0205 | 0.036481 | 0 | 0 | 0 | 0
6034 | 1358.1147 | 3398 | 142 | 5 | 22 | 952.381 | 0 | 35.7143 | 342.8571 | 27.1623 | 1358.1147 | 1351.021 | 7.0937 | 1351.0575 | 7.0205 | 0.036481 | 0 | 0 | 0 | 0
6035 | 1358.1147 | 3399 | 142 | 5 | 22 | 952.381 | 0 | 35.7143 | 342.8571 | 27.1623 | 1358.1147 | 1351.021 | 7.0937 | 1351.0575 | 7.0205 | 0.036481 | 0 | 0 | 0 | 0
6036 | 1358.1147 | 3400 | 142 | 5 | 22 | 952.381 | 0 | 35.7143 | 342.8571 | 27.1623 | 1358.1147 | 1351.021 | 7.0937 | 1351.0575 | 7.0205 | 0.036481 | 0 | 0 | 0 | 0
6037 | 1358.1147 | 3418 | 143 | 5 | 23 | 952.381 | 0 | 35.7143 | 342.8571 | 27.1623 | 1358.1147 | 1351.021 | 7.0937 | 1351.0575 | 7.0205 | 0.036481 | 0 | 0 | 0 | 0
6038 | 1358.1147 | 3419 | 143 | 5 | 23 | 952.381 | 0 | 35.7143 | 342.8571 | 27.1623 | 1358.1147 | 1351.021 | 7.0937 | 1351.0575 | 7.0205 | 0.036481 | 0 | 0 | 0 | 0
6039 | 1358.1147 | 3420 | 143 | 5 | 23 | 952.381 | 0 | 35.7143 | 342.8571 | 27.1623 | 1358.1147 | 1351.021 | 7.0937 | 1351.0575 | 7.0205 | 0.036481 | 0 | 0 | 0 | 0
6040 | 1358.1147 | 3421 | 143 | 5 | 23 | 952.381 | 0 | 35.7143 | 342.8571 | 27.1623 | 1358.1147 | 1351.021 | 7.0937 | 1351.0575 | 7.0205 | 0.036481 | 0 | 0 | 0 | 0
6041 | 1358.1147 | 3422 | 143 | 5 | 23 | 952.381 | 0 | 35.7143 | 342.8571 | 27.1623 | 1358.1147 | 1351.021 | 7.0937 | 1351.0575 | 7.0205 | 0.036481 | 0 | 0 | 0 | 0
6042 | 1358.1147 | 3423 | 143 | 5 | 23 | 952.381 | 0 | 35.7143 | 342.8571 | 27.1623 | 1358.1147 | 1351.021 | 7.0937 | 1351.0575 | 7.0205 | 0.036481 | 0 | 0 | 0 | 0
6043 | 1358.1147 | 3424 | 143 | 5 | 23 | 952.381 | 0 | 35.7143 | 342.8571 | 27.1623 | 1358.1147 | 1351.021 | 7.0937 | 1351.0575 | 7.0205 | 0.036481 | 0 | 0 | 0 | 0
6044 | 1358.1147 | 3442 | 144 | 5 | 24 | 952.381 | 0 | 35.7143 | 342.8571 | 27.1623 | 1358.1147 | 1351.021 | 7.0937 | 1351.0575 | 7.0205 | 0.036481 | 0 | 0 | 0 | 0
6045 | 1358.1147 | 3443 | 144 | 5 | 24 | 952.381 | 0 | 35.7143 | 342.8571 | 27.1623 | 1358.1147 | 1351.021 | 7.0937 | 1351.0575 | 7.0205 | 0.036481 | 0 | 0 | 0 | 0
6046 | 1358.1147 | 3444 | 144 | 5 | 24 | 952.381 | 0 | 35.7143 | 342.8571 | 27.1623 | 1358.1147 | 1351.021 | 7.0937 | 1351.0575 | 7.0205 | 0.036481 | 0 | 0 | 0 | 0
6047 | 1358.1147 | 3445 | 144 | 5 | 24 | 952.381 | 0 | 35.7143 | 342.8571 | 27.1623 | 1358.1147 | 1351.021 | 7.0937 | 1351.0575 | 7.0205 | 0.036481 | 0 | 0 | 0 | 0
6048 | 1358.1147 | 3446 | 144 | 5 | 24 | 952.381 | 0 | 35.7143 | 342.8571 | 27.1623 | 1358.1147 | 1351.021 | 7.0937 | 1351.0575 | 7.0205 | 0.036481 | 0 | 0 | 0 | 0
6049 | 1358.1147 | 3447 | 144 | 5 | 24 | 952.381 | 0 | 35.7143 | 342.8571 | 27.1623 | 1358.1147 | 1351.021 | 7.0937 | 1351.0575 | 7.0205 | 0.036481 | 0 | 0 | 0 | 0
6050 | 1358.1147 | 3448 | 144 | 5 | 24 | 952.381 | 0 | 35.7143 | 342.8571 | 27.1623 | 1358.1147 | 1351.021 | 7.0937 | 1351.0575 | 7.0205 | 0.036481 | 0 | 0 | 0 | 0
6051 | 1358.1147 | 3466 | 145 | 5 | 25 | 952.381 | 0 | 35.7143 | 342.8571 | 27.1623 | 1358.1147 | 1351.021 | 7.0937 | 1351.0575 | 7.0205 | 0.036481 | 0 | 0 | 0 | 0
6052 | 1358.1147 | 3467 | 145 | 5 | 25 | 952.381 | 0 | 35.7143 | 342.8571 | 27.1623 | 1358.1147 | 1351.021 | 7.0937 | 1351.0575 | 7.0205 | 0.036481 | 0 | 0 | 0 | 0
6053 | 1358.1147 | 3468 | 145 | 5 | 25 | 952.381 | 0 | 35.7143 | 342.8571 | 27.1623 | 1358.1147 | 1351.021 | 7.0937 | 1351.0575 | 7.0205 | 0.036481 | 0 | 0 | 0 | 0
6054 | 1358.1147 | 3469 | 145 | 5 | 25 | 952.381 | 0 | 35.7143 | 342.8571 | 27.1623 | 1358.1147 | 1351.021 | 7.0937 | 1351.0575 | 7.0205 | 0.036481 | 0 | 0 | 0 | 0
6055 | 1358.1147 | 3470 | 145 | 5 | 25 | 952.381 | 0 | 35.7143 | 342.8571 | 27.1623 | 1358.1147 | 1351.021 | 7.0937 | 1351.0575 | 7.0205 | 0.036481 | 0 | 0 | 0 | 0
6056 | 1358.1147 | 3471 | 145 | 5 | 25 | 952.381 | 0 | 35.7143 | 342.8571 | 27.1623 | 1358.1147 | 1351.021 | 7.0937 | 1351.0575 | 7.0205 | 0.036481 | 0 | 0 | 0 | 0
6057 | 1358.1147 | 3472 | 145 | 5 | 25 | 952.381 | 0 | 35.7143 | 342.8571 | 27.1623 | 1358.1147 | 1351.021 | 7.0937 | 1351.0575 | 7.0205 | 0.036481 | 0 | 0 | 0 | 0
6058 | 1358.1147 | 3490 | 146 | 5 | 26 | 952.381 | 0 | 35.7143 | 342.8571 | 27.1623 | 1358.1147 | 1351.021 | 7.0937 | 1351.0575 | 7.0205 | 0.036481 | 0 | 0 | 0 | 0
6059 | 1358.1147 | 3491 | 146 | 5 | 26 | 952.381 | 0 | 35.7143 | 342.8571 | 27.1623 | 1358.1147 | 1351.021 | 7.0937 | 1351.0575 | 7.0205 | 0.036481 | 0 | 0 | 0 | 0
6060 | 1358.1147 | 3492 | 146 | 5 | 26 | 952.381 | 0 | 35.7143 | 342.8571 | 27.1623 | 1358.1147 | 1351.021 | 7.0937 | 1351.0575 | 7.0205 | 0.036481 | 0 | 0 | 0 | 0
6061 | 1358.1147 | 3493 | 146 | 5 | 26 | 952.381 | 0 | 35.7143 | 342.8571 | 27.1623 | 1358.1147 | 1351.021 | 7.0937 | 1351.0575 | 7.0205 | 0.036481 | 0 | 0 | 0 | 0
6062 | 1358.1147 | 3494 | 146 | 5 | 26 | 952.381 | 0 | 35.7143 | 342.8571 | 27.1623 | 1358.1147 | 1351.021 | 7.0937 | 1351.0575 | 7.0205 | 0.036481 | 0 | 0 | 0 | 0
6063 | 1358.1147 | 3495 | 146 | 5 | 26 | 952.381 | 0 | 35.7143 | 342.8571 | 27.1623 | 1358.1147 | 1351.021 | 7.0937 | 1351.0575 | 7.0205 | 0.036481 | 0 | 0 | 0 | 0
6064 | 1358.1147 | 3496 | 146 | 5 | 26 | 952.381 | 0 | 35.7143 | 342.8571 | 27.1623 | 1358.1147 | 1351.021 | 7.0937 | 1351.0575 | 7.0205 | 0.036481 | 0 | 0 | 0 | 0
6065 | 1358.1147 | 3514 | 147 | 5 | 27 | 952.381 | 0 | 35.7143 | 342.8571 | 27.1623 | 1358.1147 | 1351.021 | 7.0937 | 1351.0575 | 7.0205 | 0.036481 | 0 | 0 | 0 | 0
6066 | 1358.1147 | 3515 | 147 | 5 | 27 | 952.381 | 0 | 35.7143 | 342.8571 | 27.1623 | 1358.1147 | 1351.021 | 7.0937 | 1351.0575 | 7.0205 | 0.036481 | 0 | 0 | 0 | 0
6067 | 1358.1147 | 3516 | 147 | 5 | 27 | 952.381 | 0 | 35.7143 | 342.8571 | 27.1623 | 1358.1147 | 1351.021 | 7.0937 | 1351.0575 | 7.0205 | 0.036481 | 0 | 0 | 0 | 0
6068 | 1358.1147 | 3517 | 147 | 5 | 27 | 952.381 | 0 | 35.7143 | 342.8571 | 27.1623 | 1358.1147 | 1351.021 | 7.0937 | 1351.0575 | 7.0205 | 0.036481 | 0 | 0 | 0 | 0
6069 | 1358.1147 | 3518 | 147 | 5 | 27 | 952.381 | 0 | 35.7143 | 342.8571 | 27.1623 | 1358.1147 | 1351.021 | 7.0937 | 1351.0575 | 7.0205 | 0.036481 | 0 | 0 | 0 | 0
6070 | 1358.1147 | 3519 | 147 | 5 | 27 | 952.381 | 0 | 35.7143 | 342.8571 | 27.1623 | 1358.1147 | 1351.021 | 7.0937 | 1351.0575 | 7.0205 | 0.036481 | 0 | 0 | 0 | 0
6071 | 1358.1147 | 3520 | 147 | 5 | 27 | 952.381 | 0 | 35.7143 | 342.8571 | 27.1623 | 1358.1147 | 1351.021 | 7.0937 | 1351.0575 | 7.0205 | 0.036481 | 0 | 0 | 0 | 0
6072 | 1358.1147 | 3538 | 148 | 5 | 28 | 952.381 | 0 | 35.7143 | 342.8571 | 27.1623 | 1358.1147 | 1351.021 | 7.0937 | 1351.0575 | 7.0205 | 0.036481 | 0 | 0 | 0 | 0
6073 | 1358.1147 | 3539 | 148 | 5 | 28 | 952.381 | 0 | 35.7143 | 342.8571 | 27.1623 | 1358.1147 | 1351.021 | 7.0937 | 1351.0575 | 7.0205 | 0.036481 | 0 | 0 | 0 | 0
6074 | 1358.1147 | 3540 | 148 | 5 | 28 | 952.381 | 0 | 35.7143 | 342.8571 | 27.1623 | 1358.1147 | 1351.021 | 7.0937 | 1351.0575 | 7.0205 | 0.036481 | 0 | 0 | 0 | 0
6075 | 1358.1147 | 3541 | 148 | 5 | 28 | 952.381 | 0 | 35.7143 | 342.8571 | 27.1623 | 1358.1147 | 1351.021 | 7.0937 | 1351.0575 | 7.0205 | 0.036481 | 0 | 0 | 0 | 0
6076 | 1358.1147 | 3542 | 148 | 5 | 28 | 952.381 | 0 | 35.7143 | 342.8571 | 27.1623 | 1358.1147 | 1351.021 | 7.0937 | 1351.0575 | 7.0205 | 0.036481 | 0 | 0 | 0 | 0
6077 | 1358.1147 | 3543 | 148 | 5 | 28 | 952.381 | 0 | 35.7143 | 342.8571 | 27.1623 | 1358.1147 | 1351.021 | 7.0937 | 1351.0575 | 7.0205 | 0.036481 | 0 | 0 | 0 | 0
6078 | 1358.1147 | 3544 | 148 | 5 | 28 | 952.381 | 0 | 35.7143 | 342.8571 | 27.1623 | 1358.1147 | 1351.021 | 7.0937 | 1351.0575 | 7.0205 | 0.036481 | 0 | 0 | 0 | 0
6079 | 1358.1147 | 3562 | 149 | 5 | 29 | 952.381 | 0 | 35.7143 | 342.8571 | 27.1623 | 1358.1147 | 1351.021 | 7.0937 | 1351.0575 | 7.0205 | 0.036481 | 0 | 0 | 0 | 0
6080 | 1358.1147 | 3563 | 149 | 5 | 29 | 952.381 | 0 | 35.7143 | 342.8571 | 27.1623 | 1358.1147 | 1351.021 | 7.0937 | 1351.0575 | 7.0205 | 0.036481 | 0 | 0 | 0 | 0
6081 | 1358.1147 | 3564 | 149 | 5 | 29 | 952.381 | 0 | 35.7143 | 342.8571 | 27.1623 | 1358.1147 | 1351.021 | 7.0937 | 1351.0575 | 7.0205 | 0.036481 | 0 | 0 | 0 | 0
6082 | 1358.1147 | 3565 | 149 | 5 | 29 | 952.381 | 0 | 35.7143 | 342.8571 | 27.1623 | 1358.1147 | 1351.021 | 7.0937 | 1351.0575 | 7.0205 | 0.036481 | 0 | 0 | 0 | 0
6083 | 1358.1147 | 3566 | 149 | 5 | 29 | 952.381 | 0 | 35.7143 | 342.8571 | 27.1623 | 1358.1147 | 1351.021 | 7.0937 | 1351.0575 | 7.0205 | 0.036481 | 0 | 0 | 0 | 0
6084 | 1358.1147 | 3567 | 149 | 5 | 29 | 952.381 | 0 | 35.7143 | 342.8571 | 27.1623 | 1358.1147 | 1351.021 | 7.0937 | 1351.0575 | 7.0205 | 0.036481 | 0 | 0 | 0 | 0
6085 | 1358.1147 | 3568 | 149 | 5 | 29 | 952.381 | 0 | 35.7143 | 342.8571 | 27.1623 | 1358.1147 | 1351.021 | 7.0937 | 1351.0575 | 7.0205 | 0.036481 | 0 | 0 | 0 | 0
6086 | 1358.1147 | 3586 | 150 | 5 | 30 | 952.381 | 0 | 35.7143 | 342.8571 | 27.1623 | 1358.1147 | 1351.021 | 7.0937 | 1351.0575 | 7.0205 | 0.036481 | 0 | 0 | 0 | 0
6087 | 1358.1147 | 3587 | 150 | 5 | 30 | 952.381 | 0 | 35.7143 | 342.8571 | 27.1623 | 1358.1147 | 1351.021 | 7.0937 | 1351.0575 | 7.0205 | 0.036481 | 0 | 0 | 0 | 0
6088 | 1358.1147 | 3588 | 150 | 5 | 30 | 952.381 | 0 | 35.7143 | 342.8571 | 27.1623 | 1358.1147 | 1351.021 | 7.0937 | 1351.0575 | 7.0205 | 0.036481 | 0 | 0 | 0 | 0
6089 | 1358.1147 | 3589 | 150 | 5 | 30 | 952.381 | 0 | 35.7143 | 342.8571 | 27.1623 | 1358.1147 | 1351.021 | 7.0937 | 1351.0575 | 7.0205 | 0.036481 | 0 | 0 | 0 | 0
6090 | 1358.1147 | 3590 | 150 | 5 | 30 | 952.381 | 0 | 35.7143 | 342.8571 | 27.1623 | 1358.1147 | 1351.021 | 7.0937 | 1351.0575 | 7.0205 | 0.036481 | 0 | 0 | 0 | 0
6091 | 1358.1147 | 3591 | 150 | 5 | 30 | 952.381 | 0 | 35.7143 | 342.8571 | 27.1623 | 1358.1147 | 1351.021 | 7.0937 | 1351.0575 | 7.0205 | 0.036481 | 0 | 0 | 0 | 0
6092 | 1358.1147 | 3592 | 150 | 5 | 30 | 952.381 | 0 | 35.7143 | 342.8571 | 27.1623 | 1358.1147 | 1351.021 | 7.0937 | 1351.0575 | 7.0205 | 0.036481 | 0 | 0 | 0 | 0
6093 | 1358.1147 | 3610 | 151 | 5 | 31 | 952.381 | 0 | 35.7143 | 342.8571 | 27.1623 | 1358.1147 | 1351.021 | 7.0937 | 1351.0575 | 7.0205 | 0.036481 | 0 | 0 | 0 | 0
6094 | 1358.1147 | 3611 | 151 | 5 | 31 | 952.381 | 0 | 35.7143 | 342.8571 | 27.1623 | 1358.1147 | 1351.021 | 7.0937 | 1351.0575 | 7.0205 | 0.036481 | 0 | 0 | 0 | 0
6095 | 1358.1147 | 3612 | 151 | 5 | 31 | 952.381 | 0 | 35.7143 | 342.8571 | 27.1623 | 1358.1147 | 1351.021 | 7.0937 | 1351.0575 | 7.0205 | 0.036481 | 0 | 0 | 0 | 0
6096 | 1358.1147 | 3613 | 151 | 5 | 31 | 952.381 | 0 | 35.7143 | 342.8571 | 27.1623 | 1358.1147 | 1351.021 | 7.0937 | 1351.0575 | 7.0205 | 0.036481 | 0 | 0 | 0 | 0
6097 | 1358.1147 | 3614 | 151 | 5 | 31 | 952.381 | 0 | 35.7143 | 342.8571 | 27.1623 | 1358.1147 | 1351.021 | 7.0937 | 1351.0575 | 7.0205 | 0.036481 | 0 | 0 | 0 | 0
6098 | 1358.1147 | 3615 | 151 | 5 | 31 | 952.381 | 0 | 35.7143 | 342.8571 | 27.1623 | 1358.1147 | 1351.021 | 7.0937 | 1351.0575 | 7.0205 | 0.036481 | 0 | 0 | 0 | 0
6099 | 1358.1147 | 3616 | 151 | 5 | 31 | 952.381 | 0 | 35.7143 | 342.8571 | 27.1623 | 1358.1147 | 1351.021 | 7.0937 | 1351.0575 | 7.0205 | 0.036481 | 0 | 0 | 0 | 0
6100 | 1342.3226 | 6570 | 274 | 10 | 1 | 1011.9048 | 303.5714 | 0 | 0 | 26.8465 | 1342.3226 | 1335.3115 | 7.0112 | 1335.3475 | 6.9389 | 0.036056 | 0 | 0 | 0 | 0
6101 | 1342.3226 | 6574 | 274 | 10 | 1 | 1011.9048 | 303.5714 | 0 | 0 | 26.8465 | 1342.3226 | 1335.3115 | 7.0112 | 1335.3475 | 6.9389 | 0.036056 | 0 | 0 | 0 | 0
6102 | 1342.3226 | 6594 | 275 | 10 | 2 | 1011.9048 | 303.5714 | 0 | 0 | 26.8465 | 1342.3226 | 1335.3115 | 7.0112 | 1335.3475 | 6.9389 | 0.036056 | 0 | 0 | 0 | 0
6103 | 1342.3226 | 6598 | 275 | 10 | 2 | 1011.9048 | 303.5714 | 0 | 0 | 26.8465 | 1342.3226 | 1335.3115 | 7.0112 | 1335.3475 | 6.9389 | 0.036056 | 0 | 0 | 0 | 0
6104 | 1342.3226 | 6618 | 276 | 10 | 3 | 1011.9048 | 303.5714 | 0 | 0 | 26.8465 | 1342.3226 | 1335.3115 | 7.0112 | 1335.3475 | 6.9389 | 0.036056 | 0 | 0 | 0 | 0
6105 | 1342.3226 | 6622 | 276 | 10 | 3 | 1011.9048 | 303.5714 | 0 | 0 | 26.8465 | 1342.3226 | 1335.3115 | 7.0112 | 1335.3475 | 6.9389 | 0.036056 | 0 | 0 | 0 | 0
6106 | 1342.3226 | 6642 | 277 | 10 | 4 | 1011.9048 | 303.5714 | 0 | 0 | 26.8465 | 1342.3226 | 1335.3115 | 7.0112 | 1335.3475 | 6.9389 | 0.036056 | 0 | 0 | 0 | 0
6107 | 1342.3226 | 6646 | 277 | 10 | 4 | 1011.9048 | 303.5714 | 0 | 0 | 26.8465 | 1342.3226 | 1335.3115 | 7.0112 | 1335.3475 | 6.9389 | 0.036056 | 0 | 0 | 0 | 0
6108 | 1342.3226 | 6666 | 278 | 10 | 5 | 1011.9048 | 303.5714 | 0 | 0 | 26.8465 | 1342.3226 | 1335.3115 | 7.0112 | 1335.3475 | 6.9389 | 0.036056 | 0 | 0 | 0 | 0
6109 | 1342.3226 | 6670 | 278 | 10 | 5 | 1011.9048 | 303.5714 | 0 | 0 | 26.8465 | 1342.3226 | 1335.3115 | 7.0112 | 1335.3475 | 6.9389 | 0.036056 | 0 | 0 | 0 | 0
6110 | 1342.3226 | 6690 | 279 | 10 | 6 | 1011.9048 | 303.5714 | 0 | 0 | 26.8465 | 1342.3226 | 1335.3115 | 7.0112 | 1335.3475 | 6.9389 | 0.036056 | 0 | 0 | 0 | 0
6111 | 1342.3226 | 6694 | 279 | 10 | 6 | 1011.9048 | 303.5714 | 0 | 0 | 26.8465 | 1342.3226 | 1335.3115 | 7.0112 | 1335.3475 | 6.9389 | 0.036056 | 0 | 0 | 0 | 0
6112 | 1342.3226 | 6714 | 280 | 10 | 7 | 1011.9048 | 303.5714 | 0 | 0 | 26.8465 | 1342.3226 | 1335.3115 | 7.0112 | 1335.3475 | 6.9389 | 0.036056 | 0 | 0 | 0 | 0
6113 | 1342.3226 | 6718 | 280 | 10 | 7 | 1011.9048 | 303.5714 | 0 | 0 | 26.8465 | 1342.3226 | 1335.3115 | 7.0112 | 1335.3475 | 6.9389 | 0.036056 | 0 | 0 | 0 | 0
6114 | 1342.3226 | 6738 | 281 | 10 | 8 | 1011.9048 | 303.5714 | 0 | 0 | 26.8465 | 1342.3226 | 1335.3115 | 7.0112 | 1335.3475 | 6.9389 | 0.036056 | 0 | 0 | 0 | 0
6115 | 1342.3226 | 6742 | 281 | 10 | 8 | 1011.9048 | 303.5714 | 0 | 0 | 26.8465 | 1342.3226 | 1335.3115 | 7.0112 | 1335.3475 | 6.9389 | 0.036056 | 0 | 0 | 0 | 0
6116 | 1342.3226 | 6762 | 282 | 10 | 9 | 1011.9048 | 303.5714 | 0 | 0 | 26.8465 | 1342.3226 | 1335.3115 | 7.0112 | 1335.3475 | 6.9389 | 0.036056 | 0 | 0 | 0 | 0
6117 | 1342.3226 | 6766 | 282 | 10 | 9 | 1011.9048 | 303.5714 | 0 | 0 | 26.8465 | 1342.3226 | 1335.3115 | 7.0112 | 1335.3475 | 6.9389 | 0.036056 | 0 | 0 | 0 | 0
6118 | 1342.3226 | 6786 | 283 | 10 | 10 | 1011.9048 | 303.5714 | 0 | 0 | 26.8465 | 1342.3226 | 1335.3115 | 7.0112 | 1335.3475 | 6.9389 | 0.036056 | 0 | 0 | 0 | 0
6119 | 1342.3226 | 6790 | 283 | 10 | 10 | 1011.9048 | 303.5714 | 0 | 0 | 26.8465 | 1342.3226 | 1335.3115 | 7.0112 | 1335.3475 | 6.9389 | 0.036056 | 0 | 0 | 0 | 0
6120 | 1342.3226 | 6810 | 284 | 10 | 11 | 1011.9048 | 303.5714 | 0 | 0 | 26.8465 | 1342.3226 | 1335.3115 | 7.0112 | 1335.3475 | 6.9389 | 0.036056 | 0 | 0 | 0 | 0
6121 | 1342.3226 | 6814 | 284 | 10 | 11 | 1011.9048 | 303.5714 | 0 | 0 | 26.8465 | 1342.3226 | 1335.3115 | 7.0112 | 1335.3475 | 6.9389 | 0.036056 | 0 | 0 | 0 | 0
6122 | 1342.3226 | 6834 | 285 | 10 | 12 | 1011.9048 | 303.5714 | 0 | 0 | 26.8465 | 1342.3226 | 1335.3115 | 7.0112 | 1335.3475 | 6.9389 | 0.036056 | 0 | 0 | 0 | 0
6123 | 1342.3226 | 6838 | 285 | 10 | 12 | 1011.9048 | 303.5714 | 0 | 0 | 26.8465 | 1342.3226 | 1335.3115 | 7.0112 | 1335.3475 | 6.9389 | 0.036056 | 0 | 0 | 0 | 0
6124 | 1342.3226 | 6858 | 286 | 10 | 13 | 1011.9048 | 303.5714 | 0 | 0 | 26.8465 | 1342.3226 | 1335.3115 | 7.0112 | 1335.3475 | 6.9389 | 0.036056 | 0 | 0 | 0 | 0
6125 | 1342.3226 | 6862 | 286 | 10 | 13 | 1011.9048 | 303.5714 | 0 | 0 | 26.8465 | 1342.3226 | 1335.3115 | 7.0112 | 1335.3475 | 6.9389 | 0.036056 | 0 | 0 | 0 | 0
6126 | 1342.3226 | 6882 | 287 | 10 | 14 | 1011.9048 | 303.5714 | 0 | 0 | 26.8465 | 1342.3226 | 1335.3115 | 7.0112 | 1335.3475 | 6.9389 | 0.036056 | 0 | 0 | 0 | 0
6127 | 1342.3226 | 6886 | 287 | 10 | 14 | 1011.9048 | 303.5714 | 0 | 0 | 26.8465 | 1342.3226 | 1335.3115 | 7.0112 | 1335.3475 | 6.9389 | 0.036056 | 0 | 0 | 0 | 0
6128 | 1342.3226 | 6906 | 288 | 10 | 15 | 1011.9048 | 303.5714 | 0 | 0 | 26.8465 | 1342.3226 | 1335.3115 | 7.0112 | 1335.3475 | 6.9389 | 0.036056 | 0 | 0 | 0 | 0
6129 | 1342.3226 | 6910 | 288 | 10 | 15 | 1011.9048 | 303.5714 | 0 | 0 | 26.8465 | 1342.3226 | 1335.3115 | 7.0112 | 1335.3475 | 6.9389 | 0.036056 | 0 | 0 | 0 | 0
6130 | 1342.3226 | 6930 | 289 | 10 | 16 | 1011.9048 | 303.5714 | 0 | 0 | 26.8465 | 1342.3226 | 1335.3115 | 7.0112 | 1335.3475 | 6.9389 | 0.036056 | 0 | 0 | 0 | 0
6131 | 1342.3226 | 6934 | 289 | 10 | 16 | 1011.9048 | 303.5714 | 0 | 0 | 26.8465 | 1342.3226 | 1335.3115 | 7.0112 | 1335.3475 | 6.9389 | 0.036056 | 0 | 0 | 0 | 0
6132 | 1342.3226 | 6954 | 290 | 10 | 17 | 1011.9048 | 303.5714 | 0 | 0 | 26.8465 | 1342.3226 | 1335.3115 | 7.0112 | 1335.3475 | 6.9389 | 0.036056 | 0 | 0 | 0 | 0
6133 | 1342.3226 | 6958 | 290 | 10 | 17 | 1011.9048 | 303.5714 | 0 | 0 | 26.8465 | 1342.3226 | 1335.3115 | 7.0112 | 1335.3475 | 6.9389 | 0.036056 | 0 | 0 | 0 | 0
6134 | 1342.3226 | 6978 | 291 | 10 | 18 | 1011.9048 | 303.5714 | 0 | 0 | 26.8465 | 1342.3226 | 1335.3115 | 7.0112 | 1335.3475 | 6.9389 | 0.036056 | 0 | 0 | 0 | 0
6135 | 1342.3226 | 6982 | 291 | 10 | 18 | 1011.9048 | 303.5714 | 0 | 0 | 26.8465 | 1342.3226 | 1335.3115 | 7.0112 | 1335.3475 | 6.9389 | 0.036056 | 0 | 0 | 0 | 0
6136 | 1342.3226 | 7002 | 292 | 10 | 19 | 1011.9048 | 303.5714 | 0 | 0 | 26.8465 | 1342.3226 | 1335.3115 | 7.0112 | 1335.3475 | 6.9389 | 0.036056 | 0 | 0 | 0 | 0
6137 | 1342.3226 | 7006 | 292 | 10 | 19 | 1011.9048 | 303.5714 | 0 | 0 | 26.8465 | 1342.3226 | 1335.3115 | 7.0112 | 1335.3475 | 6.9389 | 0.036056 | 0 | 0 | 0 | 0
6138 | 1342.3226 | 7026 | 293 | 10 | 20 | 1011.9048 | 303.5714 | 0 | 0 | 26.8465 | 1342.3226 | 1335.3115 | 7.0112 | 1335.3475 | 6.9389 | 0.036056 | 0 | 0 | 0 | 0
6139 | 1342.3226 | 7030 | 293 | 10 | 20 | 1011.9048 | 303.5714 | 0 | 0 | 26.8465 | 1342.3226 | 1335.3115 | 7.0112 | 1335.3475 | 6.9389 | 0.036056 | 0 | 0 | 0 | 0
6140 | 1342.3226 | 7050 | 294 | 10 | 21 | 1011.9048 | 303.5714 | 0 | 0 | 26.8465 | 1342.3226 | 1335.3115 | 7.0112 | 1335.3475 | 6.9389 | 0.036056 | 0 | 0 | 0 | 0
6141 | 1342.3226 | 7054 | 294 | 10 | 21 | 1011.9048 | 303.5714 | 0 | 0 | 26.8465 | 1342.3226 | 1335.3115 | 7.0112 | 1335.3475 | 6.9389 | 0.036056 | 0 | 0 | 0 | 0
6142 | 1342.3226 | 7074 | 295 | 10 | 22 | 1011.9048 | 303.5714 | 0 | 0 | 26.8465 | 1342.3226 | 1335.3115 | 7.0112 | 1335.3475 | 6.9389 | 0.036056 | 0 | 0 | 0 | 0
6143 | 1342.3226 | 7078 | 295 | 10 | 22 | 1011.9048 | 303.5714 | 0 | 0 | 26.8465 | 1342.3226 | 1335.3115 | 7.0112 | 1335.3475 | 6.9389 | 0.036056 | 0 | 0 | 0 | 0
6144 | 1342.3226 | 7098 | 296 | 10 | 23 | 1011.9048 | 303.5714 | 0 | 0 | 26.8465 | 1342.3226 | 1335.3115 | 7.0112 | 1335.3475 | 6.9389 | 0.036056 | 0 | 0 | 0 | 0
6145 | 1342.3226 | 7102 | 296 | 10 | 23 | 1011.9048 | 303.5714 | 0 | 0 | 26.8465 | 1342.3226 | 1335.3115 | 7.0112 | 1335.3475 | 6.9389 | 0.036056 | 0 | 0 | 0 | 0
6146 | 1342.3226 | 7122 | 297 | 10 | 24 | 1011.9048 | 303.5714 | 0 | 0 | 26.8465 | 1342.3226 | 1335.3115 | 7.0112 | 1335.3475 | 6.9389 | 0.036056 | 0 | 0 | 0 | 0
6147 | 1342.3226 | 7126 | 297 | 10 | 24 | 1011.9048 | 303.5714 | 0 | 0 | 26.8465 | 1342.3226 | 1335.3115 | 7.0112 | 1335.3475 | 6.9389 | 0.036056 | 0 | 0 | 0 | 0
6148 | 1342.3226 | 7146 | 298 | 10 | 25 | 1011.9048 | 303.5714 | 0 | 0 | 26.8465 | 1342.3226 | 1335.3115 | 7.0112 | 1335.3475 | 6.9389 | 0.036056 | 0 | 0 | 0 | 0
6149 | 1342.3226 | 7150 | 298 | 10 | 25 | 1011.9048 | 303.5714 | 0 | 0 | 26.8465 | 1342.3226 | 1335.3115 | 7.0112 | 1335.3475 | 6.9389 | 0.036056 | 0 | 0 | 0 | 0
6150 | 1342.3226 | 7170 | 299 | 10 | 26 | 1011.9048 | 303.5714 | 0 | 0 | 26.8465 | 1342.3226 | 1335.3115 | 7.0112 | 1335.3475 | 6.9389 | 0.036056 | 0 | 0 | 0 | 0
6151 | 1342.3226 | 7174 | 299 | 10 | 26 | 1011.9048 | 303.5714 | 0 | 0 | 26.8465 | 1342.3226 | 1335.3115 | 7.0112 | 1335.3475 | 6.9389 | 0.036056 | 0 | 0 | 0 | 0
6152 | 1342.3226 | 7194 | 300 | 10 | 27 | 1011.9048 | 303.5714 | 0 | 0 | 26.8465 | 1342.3226 | 1335.3115 | 7.0112 | 1335.3475 | 6.9389 | 0.036056 | 0 | 0 | 0 | 0
6153 | 1342.3226 | 7198 | 300 | 10 | 27 | 1011.9048 | 303.5714 | 0 | 0 | 26.8465 | 1342.3226 | 1335.3115 | 7.0112 | 1335.3475 | 6.9389 | 0.036056 | 0 | 0 | 0 | 0
6154 | 1342.3226 | 7218 | 301 | 10 | 28 | 1011.9048 | 303.5714 | 0 | 0 | 26.8465 | 1342.3226 | 1335.3115 | 7.0112 | 1335.3475 | 6.9389 | 0.036056 | 0 | 0 | 0 | 0
6155 | 1342.3226 | 7222 | 301 | 10 | 28 | 1011.9048 | 303.5714 | 0 | 0 | 26.8465 | 1342.3226 | 1335.3115 | 7.0112 | 1335.3475 | 6.9389 | 0.036056 | 0 | 0 | 0 | 0
6156 | 1342.3226 | 7242 | 302 | 10 | 29 | 1011.9048 | 303.5714 | 0 | 0 | 26.8465 | 1342.3226 | 1335.3115 | 7.0112 | 1335.3475 | 6.9389 | 0.036056 | 0 | 0 | 0 | 0
6157 | 1342.3226 | 7246 | 302 | 10 | 29 | 1011.9048 | 303.5714 | 0 | 0 | 26.8465 | 1342.3226 | 1335.3115 | 7.0112 | 1335.3475 | 6.9389 | 0.036056 | 0 | 0 | 0 | 0
6158 | 1342.3226 | 7266 | 303 | 10 | 30 | 1011.9048 | 303.5714 | 0 | 0 | 26.8465 | 1342.3226 | 1335.3115 | 7.0112 | 1335.3475 | 6.9389 | 0.036056 | 0 | 0 | 0 | 0
6159 | 1342.3226 | 7270 | 303 | 10 | 30 | 1011.9048 | 303.5714 | 0 | 0 | 26.8465 | 1342.3226 | 1335.3115 | 7.0112 | 1335.3475 | 6.9389 | 0.036056 | 0 | 0 | 0 | 0
6160 | 1342.3226 | 7290 | 304 | 10 | 31 | 1011.9048 | 303.5714 | 0 | 0 | 26.8465 | 1342.3226 | 1335.3115 | 7.0112 | 1335.3475 | 6.9389 | 0.036056 | 0 | 0 | 0 | 0
6161 | 1342.3226 | 7294 | 304 | 10 | 31 | 1011.9048 | 303.5714 | 0 | 0 | 26.8465 | 1342.3226 | 1335.3115 | 7.0112 | 1335.3475 | 6.9389 | 0.036056 | 0 | 0 | 0 | 0
6162 | 1336.2488 | 5841 | 244 | 9 | 1 | 595.2381 | 428.5714 | 0 | 285.7143 | 26.725 | 1336.2488 | 1329.2693 | 6.9794 | 1329.3052 | 6.9075 | 0.035893 | 0 | 0 | 0 | 0
6163 | 1336.2488 | 5865 | 245 | 9 | 2 | 595.2381 | 428.5714 | 0 | 285.7143 | 26.725 | 1336.2488 | 1329.2693 | 6.9794 | 1329.3052 | 6.9075 | 0.035893 | 0 | 0 | 0 | 0
6164 | 1336.2488 | 5889 | 246 | 9 | 3 | 595.2381 | 428.5714 | 0 | 285.7143 | 26.725 | 1336.2488 | 1329.2693 | 6.9794 | 1329.3052 | 6.9075 | 0.035893 | 0 | 0 | 0 | 0
6165 | 1336.2488 | 5913 | 247 | 9 | 4 | 595.2381 | 428.5714 | 0 | 285.7143 | 26.725 | 1336.2488 | 1329.2693 | 6.9794 | 1329.3052 | 6.9075 | 0.035893 | 0 | 0 | 0 | 0
6166 | 1336.2488 | 5937 | 248 | 9 | 5 | 595.2381 | 428.5714 | 0 | 285.7143 | 26.725 | 1336.2488 | 1329.2693 | 6.9794 | 1329.3052 | 6.9075 | 0.035893 | 0 | 0 | 0 | 0
6167 | 1336.2488 | 5961 | 249 | 9 | 6 | 595.2381 | 428.5714 | 0 | 285.7143 | 26.725 | 1336.2488 | 1329.2693 | 6.9794 | 1329.3052 | 6.9075 | 0.035893 | 0 | 0 | 0 | 0
6168 | 1336.2488 | 5985 | 250 | 9 | 7 | 595.2381 | 428.5714 | 0 | 285.7143 | 26.725 | 1336.2488 | 1329.2693 | 6.9794 | 1329.3052 | 6.9075 | 0.035893 | 0 | 0 | 0 | 0
6169 | 1336.2488 | 6009 | 251 | 9 | 8 | 595.2381 | 428.5714 | 0 | 285.7143 | 26.725 | 1336.2488 | 1329.2693 | 6.9794 | 1329.3052 | 6.9075 | 0.035893 | 0 | 0 | 0 | 0
6170 | 1336.2488 | 6033 | 252 | 9 | 9 | 595.2381 | 428.5714 | 0 | 285.7143 | 26.725 | 1336.2488 | 1329.2693 | 6.9794 | 1329.3052 | 6.9075 | 0.035893 | 0 | 0 | 0 | 0
6171 | 1336.2488 | 6057 | 253 | 9 | 10 | 595.2381 | 428.5714 | 0 | 285.7143 | 26.725 | 1336.2488 | 1329.2693 | 6.9794 | 1329.3052 | 6.9075 | 0.035893 | 0 | 0 | 0 | 0
6172 | 1336.2488 | 6081 | 254 | 9 | 11 | 595.2381 | 428.5714 | 0 | 285.7143 | 26.725 | 1336.2488 | 1329.2693 | 6.9794 | 1329.3052 | 6.9075 | 0.035893 | 0 | 0 | 0 | 0
6173 | 1336.2488 | 6105 | 255 | 9 | 12 | 595.2381 | 428.5714 | 0 | 285.7143 | 26.725 | 1336.2488 | 1329.2693 | 6.9794 | 1329.3052 | 6.9075 | 0.035893 | 0 | 0 | 0 | 0
6174 | 1336.2488 | 6129 | 256 | 9 | 13 | 595.2381 | 428.5714 | 0 | 285.7143 | 26.725 | 1336.2488 | 1329.2693 | 6.9794 | 1329.3052 | 6.9075 | 0.035893 | 0 | 0 | 0 | 0
6175 | 1336.2488 | 6153 | 257 | 9 | 14 | 595.2381 | 428.5714 | 0 | 285.7143 | 26.725 | 1336.2488 | 1329.2693 | 6.9794 | 1329.3052 | 6.9075 | 0.035893 | 0 | 0 | 0 | 0
6176 | 1336.2488 | 6177 | 258 | 9 | 15 | 595.2381 | 428.5714 | 0 | 285.7143 | 26.725 | 1336.2488 | 1329.2693 | 6.9794 | 1329.3052 | 6.9075 | 0.035893 | 0 | 0 | 0 | 0
6177 | 1336.2488 | 6201 | 259 | 9 | 16 | 595.2381 | 428.5714 | 0 | 285.7143 | 26.725 | 1336.2488 | 1329.2693 | 6.9794 | 1329.3052 | 6.9075 | 0.035893 | 0 | 0 | 0 | 0
6178 | 1336.2488 | 6225 | 260 | 9 | 17 | 595.2381 | 428.5714 | 0 | 285.7143 | 26.725 | 1336.2488 | 1329.2693 | 6.9794 | 1329.3052 | 6.9075 | 0.035893 | 0 | 0 | 0 | 0
6179 | 1336.2488 | 6249 | 261 | 9 | 18 | 595.2381 | 428.5714 | 0 | 285.7143 | 26.725 | 1336.2488 | 1329.2693 | 6.9794 | 1329.3052 | 6.9075 | 0.035893 | 0 | 0 | 0 | 0
6180 | 1336.2488 | 6273 | 262 | 9 | 19 | 595.2381 | 428.5714 | 0 | 285.7143 | 26.725 | 1336.2488 | 1329.2693 | 6.9794 | 1329.3052 | 6.9075 | 0.035893 | 0 | 0 | 0 | 0
6181 | 1336.2488 | 6297 | 263 | 9 | 20 | 595.2381 | 428.5714 | 0 | 285.7143 | 26.725 | 1336.2488 | 1329.2693 | 6.9794 | 1329.3052 | 6.9075 | 0.035893 | 0 | 0 | 0 | 0
6182 | 1336.2488 | 6321 | 264 | 9 | 21 | 595.2381 | 428.5714 | 0 | 285.7143 | 26.725 | 1336.2488 | 1329.2693 | 6.9794 | 1329.3052 | 6.9075 | 0.035893 | 0 | 0 | 0 | 0
6183 | 1336.2488 | 6345 | 265 | 9 | 22 | 595.2381 | 428.5714 | 0 | 285.7143 | 26.725 | 1336.2488 | 1329.2693 | 6.9794 | 1329.3052 | 6.9075 | 0.035893 | 0 | 0 | 0 | 0
6184 | 1336.2488 | 6369 | 266 | 9 | 23 | 595.2381 | 428.5714 | 0 | 285.7143 | 26.725 | 1336.2488 | 1329.2693 | 6.9794 | 1329.3052 | 6.9075 | 0.035893 | 0 | 0 | 0 | 0
6185 | 1336.2488 | 6393 | 267 | 9 | 24 | 595.2381 | 428.5714 | 0 | 285.7143 | 26.725 | 1336.2488 | 1329.2693 | 6.9794 | 1329.3052 | 6.9075 | 0.035893 | 0 | 0 | 0 | 0
6186 | 1336.2488 | 6417 | 268 | 9 | 25 | 595.2381 | 428.5714 | 0 | 285.7143 | 26.725 | 1336.2488 | 1329.2693 | 6.9794 | 1329.3052 | 6.9075 | 0.035893 | 0 | 0 | 0 | 0
6187 | 1336.2488 | 6441 | 269 | 9 | 26 | 595.2381 | 428.5714 | 0 | 285.7143 | 26.725 | 1336.2488 | 1329.2693 | 6.9794 | 1329.3052 | 6.9075 | 0.035893 | 0 | 0 | 0 | 0
6188 | 1336.2488 | 6465 | 270 | 9 | 27 | 595.2381 | 428.5714 | 0 | 285.7143 | 26.725 | 1336.2488 | 1329.2693 | 6.9794 | 1329.3052 | 6.9075 | 0.035893 | 0 | 0 | 0 | 0
6189 | 1336.2488 | 6489 | 271 | 9 | 28 | 595.2381 | 428.5714 | 0 | 285.7143 | 26.725 | 1336.2488 | 1329.2693 | 6.9794 | 1329.3052 | 6.9075 | 0.035893 | 0 | 0 | 0 | 0
6190 | 1336.2488 | 6513 | 272 | 9 | 29 | 595.2381 | 428.5714 | 0 | 285.7143 | 26.725 | 1336.2488 | 1329.2693 | 6.9794 | 1329.3052 | 6.9075 | 0.035893 | 0 | 0 | 0 | 0
6191 | 1336.2488 | 6537 | 273 | 9 | 30 | 595.2381 | 428.5714 | 0 | 285.7143 | 26.725 | 1336.2488 | 1329.2693 | 6.9794 | 1329.3052 | 6.9075 | 0.035893 | 0 | 0 | 0 | 0
6192 | 1263.3625 | 5837 | 244 | 9 | 1 | 595.2381 | 642.8571 | 0 | 0 | 25.2672 | 1263.3625 | 1256.7637 | 6.5988 | 1256.7977 | 6.5307 | 0.033936 | 0 | 0 | 0 | 0
6193 | 1263.3625 | 5861 | 245 | 9 | 2 | 595.2381 | 642.8571 | 0 | 0 | 25.2672 | 1263.3625 | 1256.7637 | 6.5988 | 1256.7977 | 6.5307 | 0.033936 | 0 | 0 | 0 | 0
6194 | 1263.3625 | 5885 | 246 | 9 | 3 | 595.2381 | 642.8571 | 0 | 0 | 25.2672 | 1263.3625 | 1256.7637 | 6.5988 | 1256.7977 | 6.5307 | 0.033936 | 0 | 0 | 0 | 0
6195 | 1263.3625 | 5909 | 247 | 9 | 4 | 595.2381 | 642.8571 | 0 | 0 | 25.2672 | 1263.3625 | 1256.7637 | 6.5988 | 1256.7977 | 6.5307 | 0.033936 | 0 | 0 | 0 | 0
6196 | 1263.3625 | 5933 | 248 | 9 | 5 | 595.2381 | 642.8571 | 0 | 0 | 25.2672 | 1263.3625 | 1256.7637 | 6.5988 | 1256.7977 | 6.5307 | 0.033936 | 0 | 0 | 0 | 0
6197 | 1263.3625 | 5957 | 249 | 9 | 6 | 595.2381 | 642.8571 | 0 | 0 | 25.2672 | 1263.3625 | 1256.7637 | 6.5988 | 1256.7977 | 6.5307 | 0.033936 | 0 | 0 | 0 | 0
6198 | 1263.3625 | 5981 | 250 | 9 | 7 | 595.2381 | 642.8571 | 0 | 0 | 25.2672 | 1263.3625 | 1256.7637 | 6.5988 | 1256.7977 | 6.5307 | 0.033936 | 0 | 0 | 0 | 0
6199 | 1263.3625 | 6005 | 251 | 9 | 8 | 595.2381 | 642.8571 | 0 | 0 | 25.2672 | 1263.3625 | 1256.7637 | 6.5988 | 1256.7977 | 6.5307 | 0.033936 | 0 | 0 | 0 | 0
6200 | 1263.3625 | 6029 | 252 | 9 | 9 | 595.2381 | 642.8571 | 0 | 0 | 25.2672 | 1263.3625 | 1256.7637 | 6.5988 | 1256.7977 | 6.5307 | 0.033936 | 0 | 0 | 0 | 0
6201 | 1263.3625 | 6053 | 253 | 9 | 10 | 595.2381 | 642.8571 | 0 | 0 | 25.2672 | 1263.3625 | 1256.7637 | 6.5988 | 1256.7977 | 6.5307 | 0.033936 | 0 | 0 | 0 | 0
6202 | 1263.3625 | 6077 | 254 | 9 | 11 | 595.2381 | 642.8571 | 0 | 0 | 25.2672 | 1263.3625 | 1256.7637 | 6.5988 | 1256.7977 | 6.5307 | 0.033936 | 0 | 0 | 0 | 0
6203 | 1263.3625 | 6101 | 255 | 9 | 12 | 595.2381 | 642.8571 | 0 | 0 | 25.2672 | 1263.3625 | 1256.7637 | 6.5988 | 1256.7977 | 6.5307 | 0.033936 | 0 | 0 | 0 | 0
6204 | 1263.3625 | 6125 | 256 | 9 | 13 | 595.2381 | 642.8571 | 0 | 0 | 25.2672 | 1263.3625 | 1256.7637 | 6.5988 | 1256.7977 | 6.5307 | 0.033936 | 0 | 0 | 0 | 0
6205 | 1263.3625 | 6149 | 257 | 9 | 14 | 595.2381 | 642.8571 | 0 | 0 | 25.2672 | 1263.3625 | 1256.7637 | 6.5988 | 1256.7977 | 6.5307 | 0.033936 | 0 | 0 | 0 | 0
6206 | 1263.3625 | 6173 | 258 | 9 | 15 | 595.2381 | 642.8571 | 0 | 0 | 25.2672 | 1263.3625 | 1256.7637 | 6.5988 | 1256.7977 | 6.5307 | 0.033936 | 0 | 0 | 0 | 0
6207 | 1263.3625 | 6197 | 259 | 9 | 16 | 595.2381 | 642.8571 | 0 | 0 | 25.2672 | 1263.3625 | 1256.7637 | 6.5988 | 1256.7977 | 6.5307 | 0.033936 | 0 | 0 | 0 | 0
6208 | 1263.3625 | 6221 | 260 | 9 | 17 | 595.2381 | 642.8571 | 0 | 0 | 25.2672 | 1263.3625 | 1256.7637 | 6.5988 | 1256.7977 | 6.5307 | 0.033936 | 0 | 0 | 0 | 0
6209 | 1263.3625 | 6245 | 261 | 9 | 18 | 595.2381 | 642.8571 | 0 | 0 | 25.2672 | 1263.3625 | 1256.7637 | 6.5988 | 1256.7977 | 6.5307 | 0.033936 | 0 | 0 | 0 | 0
6210 | 1263.3625 | 6269 | 262 | 9 | 19 | 595.2381 | 642.8571 | 0 | 0 | 25.2672 | 1263.3625 | 1256.7637 | 6.5988 | 1256.7977 | 6.5307 | 0.033936 | 0 | 0 | 0 | 0
6211 | 1263.3625 | 6293 | 263 | 9 | 20 | 595.2381 | 642.8571 | 0 | 0 | 25.2672 | 1263.3625 | 1256.7637 | 6.5988 | 1256.7977 | 6.5307 | 0.033936 | 0 | 0 | 0 | 0
6212 | 1263.3625 | 6317 | 264 | 9 | 21 | 595.2381 | 642.8571 | 0 | 0 | 25.2672 | 1263.3625 | 1256.7637 | 6.5988 | 1256.7977 | 6.5307 | 0.033936 | 0 | 0 | 0 | 0
6213 | 1263.3625 | 6341 | 265 | 9 | 22 | 595.2381 | 642.8571 | 0 | 0 | 25.2672 | 1263.3625 | 1256.7637 | 6.5988 | 1256.7977 | 6.5307 | 0.033936 | 0 | 0 | 0 | 0
6214 | 1263.3625 | 6365 | 266 | 9 | 23 | 595.2381 | 642.8571 | 0 | 0 | 25.2672 | 1263.3625 | 1256.7637 | 6.5988 | 1256.7977 | 6.5307 | 0.033936 | 0 | 0 | 0 | 0
6215 | 1263.3625 | 6389 | 267 | 9 | 24 | 595.2381 | 642.8571 | 0 | 0 | 25.2672 | 1263.3625 | 1256.7637 | 6.5988 | 1256.7977 | 6.5307 | 0.033936 | 0 | 0 | 0 | 0
6216 | 1263.3625 | 6413 | 268 | 9 | 25 | 595.2381 | 642.8571 | 0 | 0 | 25.2672 | 1263.3625 | 1256.7637 | 6.5988 | 1256.7977 | 6.5307 | 0.033936 | 0 | 0 | 0 | 0
6217 | 1263.3625 | 6437 | 269 | 9 | 26 | 595.2381 | 642.8571 | 0 | 0 | 25.2672 | 1263.3625 | 1256.7637 | 6.5988 | 1256.7977 | 6.5307 | 0.033936 | 0 | 0 | 0 | 0
6218 | 1263.3625 | 6461 | 270 | 9 | 27 | 595.2381 | 642.8571 | 0 | 0 | 25.2672 | 1263.3625 | 1256.7637 | 6.5988 | 1256.7977 | 6.5307 | 0.033936 | 0 | 0 | 0 | 0
6219 | 1263.3625 | 6485 | 271 | 9 | 28 | 595.2381 | 642.8571 | 0 | 0 | 25.2672 | 1263.3625 | 1256.7637 | 6.5988 | 1256.7977 | 6.5307 | 0.033936 | 0 | 0 | 0 | 0
6220 | 1263.3625 | 6509 | 272 | 9 | 29 | 595.2381 | 642.8571 | 0 | 0 | 25.2672 | 1263.3625 | 1256.7637 | 6.5988 | 1256.7977 | 6.5307 | 0.033936 | 0 | 0 | 0 | 0
6221 | 1263.3625 | 6533 | 273 | 9 | 30 | 595.2381 | 642.8571 | 0 | 0 | 25.2672 | 1263.3625 | 1256.7637 | 6.5988 | 1256.7977 | 6.5307 | 0.033936 | 0 | 0 | 0 | 0
6222 | 1178.3285 | 6562 | 274 | 10 | 1 | 1011.9048 | 0 | 0 | 142.8571 | 23.5666 | 1178.3285 | 1172.1739 | 6.1546 | 1172.2055 | 6.0911 | 0.031651 | 0 | 0 | 0 | 0
6223 | 1178.3285 | 6563 | 274 | 10 | 1 | 1011.9048 | 0 | 0 | 142.8571 | 23.5666 | 1178.3285 | 1172.1739 | 6.1546 | 1172.2055 | 6.0911 | 0.031651 | 0 | 0 | 0 | 0
6224 | 1178.3285 | 6564 | 274 | 10 | 1 | 1011.9048 | 0 | 0 | 142.8571 | 23.5666 | 1178.3285 | 1172.1739 | 6.1546 | 1172.2055 | 6.0911 | 0.031651 | 0 | 0 | 0 | 0
6225 | 1178.3285 | 6565 | 274 | 10 | 1 | 1011.9048 | 0 | 0 | 142.8571 | 23.5666 | 1178.3285 | 1172.1739 | 6.1546 | 1172.2055 | 6.0911 | 0.031651 | 0 | 0 | 0 | 0
6226 | 1178.3285 | 6566 | 274 | 10 | 1 | 1011.9048 | 0 | 0 | 142.8571 | 23.5666 | 1178.3285 | 1172.1739 | 6.1546 | 1172.2055 | 6.0911 | 0.031651 | 0 | 0 | 0 | 0
6227 | 1178.3285 | 6567 | 274 | 10 | 1 | 1011.9048 | 0 | 0 | 142.8571 | 23.5666 | 1178.3285 | 1172.1739 | 6.1546 | 1172.2055 | 6.0911 | 0.031651 | 0 | 0 | 0 | 0
6228 | 1178.3285 | 6568 | 274 | 10 | 1 | 1011.9048 | 0 | 0 | 142.8571 | 23.5666 | 1178.3285 | 1172.1739 | 6.1546 | 1172.2055 | 6.0911 | 0.031651 | 0 | 0 | 0 | 0
6229 | 1178.3285 | 6586 | 275 | 10 | 2 | 1011.9048 | 0 | 0 | 142.8571 | 23.5666 | 1178.3285 | 1172.1739 | 6.1546 | 1172.2055 | 6.0911 | 0.031651 | 0 | 0 | 0 | 0
6230 | 1178.3285 | 6587 | 275 | 10 | 2 | 1011.9048 | 0 | 0 | 142.8571 | 23.5666 | 1178.3285 | 1172.1739 | 6.1546 | 1172.2055 | 6.0911 | 0.031651 | 0 | 0 | 0 | 0
6231 | 1178.3285 | 6588 | 275 | 10 | 2 | 1011.9048 | 0 | 0 | 142.8571 | 23.5666 | 1178.3285 | 1172.1739 | 6.1546 | 1172.2055 | 6.0911 | 0.031651 | 0 | 0 | 0 | 0
6232 | 1178.3285 | 6589 | 275 | 10 | 2 | 1011.9048 | 0 | 0 | 142.8571 | 23.5666 | 1178.3285 | 1172.1739 | 6.1546 | 1172.2055 | 6.0911 | 0.031651 | 0 | 0 | 0 | 0
6233 | 1178.3285 | 6590 | 275 | 10 | 2 | 1011.9048 | 0 | 0 | 142.8571 | 23.5666 | 1178.3285 | 1172.1739 | 6.1546 | 1172.2055 | 6.0911 | 0.031651 | 0 | 0 | 0 | 0
6234 | 1178.3285 | 6591 | 275 | 10 | 2 | 1011.9048 | 0 | 0 | 142.8571 | 23.5666 | 1178.3285 | 1172.1739 | 6.1546 | 1172.2055 | 6.0911 | 0.031651 | 0 | 0 | 0 | 0
6235 | 1178.3285 | 6592 | 275 | 10 | 2 | 1011.9048 | 0 | 0 | 142.8571 | 23.5666 | 1178.3285 | 1172.1739 | 6.1546 | 1172.2055 | 6.0911 | 0.031651 | 0 | 0 | 0 | 0
6236 | 1178.3285 | 6610 | 276 | 10 | 3 | 1011.9048 | 0 | 0 | 142.8571 | 23.5666 | 1178.3285 | 1172.1739 | 6.1546 | 1172.2055 | 6.0911 | 0.031651 | 0 | 0 | 0 | 0
6237 | 1178.3285 | 6611 | 276 | 10 | 3 | 1011.9048 | 0 | 0 | 142.8571 | 23.5666 | 1178.3285 | 1172.1739 | 6.1546 | 1172.2055 | 6.0911 | 0.031651 | 0 | 0 | 0 | 0
6238 | 1178.3285 | 6612 | 276 | 10 | 3 | 1011.9048 | 0 | 0 | 142.8571 | 23.5666 | 1178.3285 | 1172.1739 | 6.1546 | 1172.2055 | 6.0911 | 0.031651 | 0 | 0 | 0 | 0
6239 | 1178.3285 | 6613 | 276 | 10 | 3 | 1011.9048 | 0 | 0 | 142.8571 | 23.5666 | 1178.3285 | 1172.1739 | 6.1546 | 1172.2055 | 6.0911 | 0.031651 | 0 | 0 | 0 | 0
6240 | 1178.3285 | 6614 | 276 | 10 | 3 | 1011.9048 | 0 | 0 | 142.8571 | 23.5666 | 1178.3285 | 1172.1739 | 6.1546 | 1172.2055 | 6.0911 | 0.031651 | 0 | 0 | 0 | 0
6241 | 1178.3285 | 6615 | 276 | 10 | 3 | 1011.9048 | 0 | 0 | 142.8571 | 23.5666 | 1178.3285 | 1172.1739 | 6.1546 | 1172.2055 | 6.0911 | 0.031651 | 0 | 0 | 0 | 0
6242 | 1178.3285 | 6616 | 276 | 10 | 3 | 1011.9048 | 0 | 0 | 142.8571 | 23.5666 | 1178.3285 | 1172.1739 | 6.1546 | 1172.2055 | 6.0911 | 0.031651 | 0 | 0 | 0 | 0
6243 | 1178.3285 | 6634 | 277 | 10 | 4 | 1011.9048 | 0 | 0 | 142.8571 | 23.5666 | 1178.3285 | 1172.1739 | 6.1546 | 1172.2055 | 6.0911 | 0.031651 | 0 | 0 | 0 | 0
6244 | 1178.3285 | 6635 | 277 | 10 | 4 | 1011.9048 | 0 | 0 | 142.8571 | 23.5666 | 1178.3285 | 1172.1739 | 6.1546 | 1172.2055 | 6.0911 | 0.031651 | 0 | 0 | 0 | 0
6245 | 1178.3285 | 6636 | 277 | 10 | 4 | 1011.9048 | 0 | 0 | 142.8571 | 23.5666 | 1178.3285 | 1172.1739 | 6.1546 | 1172.2055 | 6.0911 | 0.031651 | 0 | 0 | 0 | 0
6246 | 1178.3285 | 6637 | 277 | 10 | 4 | 1011.9048 | 0 | 0 | 142.8571 | 23.5666 | 1178.3285 | 1172.1739 | 6.1546 | 1172.2055 | 6.0911 | 0.031651 | 0 | 0 | 0 | 0
6247 | 1178.3285 | 6638 | 277 | 10 | 4 | 1011.9048 | 0 | 0 | 142.8571 | 23.5666 | 1178.3285 | 1172.1739 | 6.1546 | 1172.2055 | 6.0911 | 0.031651 | 0 | 0 | 0 | 0
6248 | 1178.3285 | 6639 | 277 | 10 | 4 | 1011.9048 | 0 | 0 | 142.8571 | 23.5666 | 1178.3285 | 1172.1739 | 6.1546 | 1172.2055 | 6.0911 | 0.031651 | 0 | 0 | 0 | 0
6249 | 1178.3285 | 6640 | 277 | 10 | 4 | 1011.9048 | 0 | 0 | 142.8571 | 23.5666 | 1178.3285 | 1172.1739 | 6.1546 | 1172.2055 | 6.0911 | 0.031651 | 0 | 0 | 0 | 0
6250 | 1178.3285 | 6658 | 278 | 10 | 5 | 1011.9048 | 0 | 0 | 142.8571 | 23.5666 | 1178.3285 | 1172.1739 | 6.1546 | 1172.2055 | 6.0911 | 0.031651 | 0 | 0 | 0 | 0
6251 | 1178.3285 | 6659 | 278 | 10 | 5 | 1011.9048 | 0 | 0 | 142.8571 | 23.5666 | 1178.3285 | 1172.1739 | 6.1546 | 1172.2055 | 6.0911 | 0.031651 | 0 | 0 | 0 | 0
6252 | 1178.3285 | 6660 | 278 | 10 | 5 | 1011.9048 | 0 | 0 | 142.8571 | 23.5666 | 1178.3285 | 1172.1739 | 6.1546 | 1172.2055 | 6.0911 | 0.031651 | 0 | 0 | 0 | 0
6253 | 1178.3285 | 6661 | 278 | 10 | 5 | 1011.9048 | 0 | 0 | 142.8571 | 23.5666 | 1178.3285 | 1172.1739 | 6.1546 | 1172.2055 | 6.0911 | 0.031651 | 0 | 0 | 0 | 0
6254 | 1178.3285 | 6662 | 278 | 10 | 5 | 1011.9048 | 0 | 0 | 142.8571 | 23.5666 | 1178.3285 | 1172.1739 | 6.1546 | 1172.2055 | 6.0911 | 0.031651 | 0 | 0 | 0 | 0
6255 | 1178.3285 | 6663 | 278 | 10 | 5 | 1011.9048 | 0 | 0 | 142.8571 | 23.5666 | 1178.3285 | 1172.1739 | 6.1546 | 1172.2055 | 6.0911 | 0.031651 | 0 | 0 | 0 | 0
6256 | 1178.3285 | 6664 | 278 | 10 | 5 | 1011.9048 | 0 | 0 | 142.8571 | 23.5666 | 1178.3285 | 1172.1739 | 6.1546 | 1172.2055 | 6.0911 | 0.031651 | 0 | 0 | 0 | 0
6257 | 1178.3285 | 6682 | 279 | 10 | 6 | 1011.9048 | 0 | 0 | 142.8571 | 23.5666 | 1178.3285 | 1172.1739 | 6.1546 | 1172.2055 | 6.0911 | 0.031651 | 0 | 0 | 0 | 0
6258 | 1178.3285 | 6683 | 279 | 10 | 6 | 1011.9048 | 0 | 0 | 142.8571 | 23.5666 | 1178.3285 | 1172.1739 | 6.1546 | 1172.2055 | 6.0911 | 0.031651 | 0 | 0 | 0 | 0
6259 | 1178.3285 | 6684 | 279 | 10 | 6 | 1011.9048 | 0 | 0 | 142.8571 | 23.5666 | 1178.3285 | 1172.1739 | 6.1546 | 1172.2055 | 6.0911 | 0.031651 | 0 | 0 | 0 | 0
6260 | 1178.3285 | 6685 | 279 | 10 | 6 | 1011.9048 | 0 | 0 | 142.8571 | 23.5666 | 1178.3285 | 1172.1739 | 6.1546 | 1172.2055 | 6.0911 | 0.031651 | 0 | 0 | 0 | 0
6261 | 1178.3285 | 6686 | 279 | 10 | 6 | 1011.9048 | 0 | 0 | 142.8571 | 23.5666 | 1178.3285 | 1172.1739 | 6.1546 | 1172.2055 | 6.0911 | 0.031651 | 0 | 0 | 0 | 0
6262 | 1178.3285 | 6687 | 279 | 10 | 6 | 1011.9048 | 0 | 0 | 142.8571 | 23.5666 | 1178.3285 | 1172.1739 | 6.1546 | 1172.2055 | 6.0911 | 0.031651 | 0 | 0 | 0 | 0
6263 | 1178.3285 | 6688 | 279 | 10 | 6 | 1011.9048 | 0 | 0 | 142.8571 | 23.5666 | 1178.3285 | 1172.1739 | 6.1546 | 1172.2055 | 6.0911 | 0.031651 | 0 | 0 | 0 | 0
6264 | 1178.3285 | 6706 | 280 | 10 | 7 | 1011.9048 | 0 | 0 | 142.8571 | 23.5666 | 1178.3285 | 1172.1739 | 6.1546 | 1172.2055 | 6.0911 | 0.031651 | 0 | 0 | 0 | 0
6265 | 1178.3285 | 6707 | 280 | 10 | 7 | 1011.9048 | 0 | 0 | 142.8571 | 23.5666 | 1178.3285 | 1172.1739 | 6.1546 | 1172.2055 | 6.0911 | 0.031651 | 0 | 0 | 0 | 0
6266 | 1178.3285 | 6708 | 280 | 10 | 7 | 1011.9048 | 0 | 0 | 142.8571 | 23.5666 | 1178.3285 | 1172.1739 | 6.1546 | 1172.2055 | 6.0911 | 0.031651 | 0 | 0 | 0 | 0
6267 | 1178.3285 | 6709 | 280 | 10 | 7 | 1011.9048 | 0 | 0 | 142.8571 | 23.5666 | 1178.3285 | 1172.1739 | 6.1546 | 1172.2055 | 6.0911 | 0.031651 | 0 | 0 | 0 | 0
6268 | 1178.3285 | 6710 | 280 | 10 | 7 | 1011.9048 | 0 | 0 | 142.8571 | 23.5666 | 1178.3285 | 1172.1739 | 6.1546 | 1172.2055 | 6.0911 | 0.031651 | 0 | 0 | 0 | 0
6269 | 1178.3285 | 6711 | 280 | 10 | 7 | 1011.9048 | 0 | 0 | 142.8571 | 23.5666 | 1178.3285 | 1172.1739 | 6.1546 | 1172.2055 | 6.0911 | 0.031651 | 0 | 0 | 0 | 0
6270 | 1178.3285 | 6712 | 280 | 10 | 7 | 1011.9048 | 0 | 0 | 142.8571 | 23.5666 | 1178.3285 | 1172.1739 | 6.1546 | 1172.2055 | 6.0911 | 0.031651 | 0 | 0 | 0 | 0
6271 | 1178.3285 | 6730 | 281 | 10 | 8 | 1011.9048 | 0 | 0 | 142.8571 | 23.5666 | 1178.3285 | 1172.1739 | 6.1546 | 1172.2055 | 6.0911 | 0.031651 | 0 | 0 | 0 | 0
6272 | 1178.3285 | 6731 | 281 | 10 | 8 | 1011.9048 | 0 | 0 | 142.8571 | 23.5666 | 1178.3285 | 1172.1739 | 6.1546 | 1172.2055 | 6.0911 | 0.031651 | 0 | 0 | 0 | 0
6273 | 1178.3285 | 6732 | 281 | 10 | 8 | 1011.9048 | 0 | 0 | 142.8571 | 23.5666 | 1178.3285 | 1172.1739 | 6.1546 | 1172.2055 | 6.0911 | 0.031651 | 0 | 0 | 0 | 0
6274 | 1178.3285 | 6733 | 281 | 10 | 8 | 1011.9048 | 0 | 0 | 142.8571 | 23.5666 | 1178.3285 | 1172.1739 | 6.1546 | 1172.2055 | 6.0911 | 0.031651 | 0 | 0 | 0 | 0
6275 | 1178.3285 | 6734 | 281 | 10 | 8 | 1011.9048 | 0 | 0 | 142.8571 | 23.5666 | 1178.3285 | 1172.1739 | 6.1546 | 1172.2055 | 6.0911 | 0.031651 | 0 | 0 | 0 | 0
6276 | 1178.3285 | 6735 | 281 | 10 | 8 | 1011.9048 | 0 | 0 | 142.8571 | 23.5666 | 1178.3285 | 1172.1739 | 6.1546 | 1172.2055 | 6.0911 | 0.031651 | 0 | 0 | 0 | 0
6277 | 1178.3285 | 6736 | 281 | 10 | 8 | 1011.9048 | 0 | 0 | 142.8571 | 23.5666 | 1178.3285 | 1172.1739 | 6.1546 | 1172.2055 | 6.0911 | 0.031651 | 0 | 0 | 0 | 0
6278 | 1178.3285 | 6754 | 282 | 10 | 9 | 1011.9048 | 0 | 0 | 142.8571 | 23.5666 | 1178.3285 | 1172.1739 | 6.1546 | 1172.2055 | 6.0911 | 0.031651 | 0 | 0 | 0 | 0
6279 | 1178.3285 | 6755 | 282 | 10 | 9 | 1011.9048 | 0 | 0 | 142.8571 | 23.5666 | 1178.3285 | 1172.1739 | 6.1546 | 1172.2055 | 6.0911 | 0.031651 | 0 | 0 | 0 | 0
6280 | 1178.3285 | 6756 | 282 | 10 | 9 | 1011.9048 | 0 | 0 | 142.8571 | 23.5666 | 1178.3285 | 1172.1739 | 6.1546 | 1172.2055 | 6.0911 | 0.031651 | 0 | 0 | 0 | 0
6281 | 1178.3285 | 6757 | 282 | 10 | 9 | 1011.9048 | 0 | 0 | 142.8571 | 23.5666 | 1178.3285 | 1172.1739 | 6.1546 | 1172.2055 | 6.0911 | 0.031651 | 0 | 0 | 0 | 0
6282 | 1178.3285 | 6758 | 282 | 10 | 9 | 1011.9048 | 0 | 0 | 142.8571 | 23.5666 | 1178.3285 | 1172.1739 | 6.1546 | 1172.2055 | 6.0911 | 0.031651 | 0 | 0 | 0 | 0
6283 | 1178.3285 | 6759 | 282 | 10 | 9 | 1011.9048 | 0 | 0 | 142.8571 | 23.5666 | 1178.3285 | 1172.1739 | 6.1546 | 1172.2055 | 6.0911 | 0.031651 | 0 | 0 | 0 | 0
6284 | 1178.3285 | 6760 | 282 | 10 | 9 | 1011.9048 | 0 | 0 | 142.8571 | 23.5666 | 1178.3285 | 1172.1739 | 6.1546 | 1172.2055 | 6.0911 | 0.031651 | 0 | 0 | 0 | 0
6285 | 1178.3285 | 6778 | 283 | 10 | 10 | 1011.9048 | 0 | 0 | 142.8571 | 23.5666 | 1178.3285 | 1172.1739 | 6.1546 | 1172.2055 | 6.0911 | 0.031651 | 0 | 0 | 0 | 0
6286 | 1178.3285 | 6779 | 283 | 10 | 10 | 1011.9048 | 0 | 0 | 142.8571 | 23.5666 | 1178.3285 | 1172.1739 | 6.1546 | 1172.2055 | 6.0911 | 0.031651 | 0 | 0 | 0 | 0
6287 | 1178.3285 | 6780 | 283 | 10 | 10 | 1011.9048 | 0 | 0 | 142.8571 | 23.5666 | 1178.3285 | 1172.1739 | 6.1546 | 1172.2055 | 6.0911 | 0.031651 | 0 | 0 | 0 | 0
6288 | 1178.3285 | 6781 | 283 | 10 | 10 | 1011.9048 | 0 | 0 | 142.8571 | 23.5666 | 1178.3285 | 1172.1739 | 6.1546 | 1172.2055 | 6.0911 | 0.031651 | 0 | 0 | 0 | 0
6289 | 1178.3285 | 6782 | 283 | 10 | 10 | 1011.9048 | 0 | 0 | 142.8571 | 23.5666 | 1178.3285 | 1172.1739 | 6.1546 | 1172.2055 | 6.0911 | 0.031651 | 0 | 0 | 0 | 0
6290 | 1178.3285 | 6783 | 283 | 10 | 10 | 1011.9048 | 0 | 0 | 142.8571 | 23.5666 | 1178.3285 | 1172.1739 | 6.1546 | 1172.2055 | 6.0911 | 0.031651 | 0 | 0 | 0 | 0
6291 | 1178.3285 | 6784 | 283 | 10 | 10 | 1011.9048 | 0 | 0 | 142.8571 | 23.5666 | 1178.3285 | 1172.1739 | 6.1546 | 1172.2055 | 6.0911 | 0.031651 | 0 | 0 | 0 | 0
6292 | 1178.3285 | 6802 | 284 | 10 | 11 | 1011.9048 | 0 | 0 | 142.8571 | 23.5666 | 1178.3285 | 1172.1739 | 6.1546 | 1172.2055 | 6.0911 | 0.031651 | 0 | 0 | 0 | 0
6293 | 1178.3285 | 6803 | 284 | 10 | 11 | 1011.9048 | 0 | 0 | 142.8571 | 23.5666 | 1178.3285 | 1172.1739 | 6.1546 | 1172.2055 | 6.0911 | 0.031651 | 0 | 0 | 0 | 0
6294 | 1178.3285 | 6804 | 284 | 10 | 11 | 1011.9048 | 0 | 0 | 142.8571 | 23.5666 | 1178.3285 | 1172.1739 | 6.1546 | 1172.2055 | 6.0911 | 0.031651 | 0 | 0 | 0 | 0
6295 | 1178.3285 | 6805 | 284 | 10 | 11 | 1011.9048 | 0 | 0 | 142.8571 | 23.5666 | 1178.3285 | 1172.1739 | 6.1546 | 1172.2055 | 6.0911 | 0.031651 | 0 | 0 | 0 | 0
6296 | 1178.3285 | 6806 | 284 | 10 | 11 | 1011.9048 | 0 | 0 | 142.8571 | 23.5666 | 1178.3285 | 1172.1739 | 6.1546 | 1172.2055 | 6.0911 | 0.031651 | 0 | 0 | 0 | 0
6297 | 1178.3285 | 6807 | 284 | 10 | 11 | 1011.9048 | 0 | 0 | 142.8571 | 23.5666 | 1178.3285 | 1172.1739 | 6.1546 | 1172.2055 | 6.0911 | 0.031651 | 0 | 0 | 0 | 0
6298 | 1178.3285 | 6808 | 284 | 10 | 11 | 1011.9048 | 0 | 0 | 142.8571 | 23.5666 | 1178.3285 | 1172.1739 | 6.1546 | 1172.2055 | 6.0911 | 0.031651 | 0 | 0 | 0 | 0
6299 | 1178.3285 | 6826 | 285 | 10 | 12 | 1011.9048 | 0 | 0 | 142.8571 | 23.5666 | 1178.3285 | 1172.1739 | 6.1546 | 1172.2055 | 6.0911 | 0.031651 | 0 | 0 | 0 | 0
6300 | 1178.3285 | 6827 | 285 | 10 | 12 | 1011.9048 | 0 | 0 | 142.8571 | 23.5666 | 1178.3285 | 1172.1739 | 6.1546 | 1172.2055 | 6.0911 | 0.031651 | 0 | 0 | 0 | 0
6301 | 1178.3285 | 6828 | 285 | 10 | 12 | 1011.9048 | 0 | 0 | 142.8571 | 23.5666 | 1178.3285 | 1172.1739 | 6.1546 | 1172.2055 | 6.0911 | 0.031651 | 0 | 0 | 0 | 0
6302 | 1178.3285 | 6829 | 285 | 10 | 12 | 1011.9048 | 0 | 0 | 142.8571 | 23.5666 | 1178.3285 | 1172.1739 | 6.1546 | 1172.2055 | 6.0911 | 0.031651 | 0 | 0 | 0 | 0
6303 | 1178.3285 | 6830 | 285 | 10 | 12 | 1011.9048 | 0 | 0 | 142.8571 | 23.5666 | 1178.3285 | 1172.1739 | 6.1546 | 1172.2055 | 6.0911 | 0.031651 | 0 | 0 | 0 | 0
6304 | 1178.3285 | 6831 | 285 | 10 | 12 | 1011.9048 | 0 | 0 | 142.8571 | 23.5666 | 1178.3285 | 1172.1739 | 6.1546 | 1172.2055 | 6.0911 | 0.031651 | 0 | 0 | 0 | 0
6305 | 1178.3285 | 6832 | 285 | 10 | 12 | 1011.9048 | 0 | 0 | 142.8571 | 23.5666 | 1178.3285 | 1172.1739 | 6.1546 | 1172.2055 | 6.0911 | 0.031651 | 0 | 0 | 0 | 0
6306 | 1178.3285 | 6850 | 286 | 10 | 13 | 1011.9048 | 0 | 0 | 142.8571 | 23.5666 | 1178.3285 | 1172.1739 | 6.1546 | 1172.2055 | 6.0911 | 0.031651 | 0 | 0 | 0 | 0
6307 | 1178.3285 | 6851 | 286 | 10 | 13 | 1011.9048 | 0 | 0 | 142.8571 | 23.5666 | 1178.3285 | 1172.1739 | 6.1546 | 1172.2055 | 6.0911 | 0.031651 | 0 | 0 | 0 | 0
6308 | 1178.3285 | 6852 | 286 | 10 | 13 | 1011.9048 | 0 | 0 | 142.8571 | 23.5666 | 1178.3285 | 1172.1739 | 6.1546 | 1172.2055 | 6.0911 | 0.031651 | 0 | 0 | 0 | 0
6309 | 1178.3285 | 6853 | 286 | 10 | 13 | 1011.9048 | 0 | 0 | 142.8571 | 23.5666 | 1178.3285 | 1172.1739 | 6.1546 | 1172.2055 | 6.0911 | 0.031651 | 0 | 0 | 0 | 0
6310 | 1178.3285 | 6854 | 286 | 10 | 13 | 1011.9048 | 0 | 0 | 142.8571 | 23.5666 | 1178.3285 | 1172.1739 | 6.1546 | 1172.2055 | 6.0911 | 0.031651 | 0 | 0 | 0 | 0
6311 | 1178.3285 | 6855 | 286 | 10 | 13 | 1011.9048 | 0 | 0 | 142.8571 | 23.5666 | 1178.3285 | 1172.1739 | 6.1546 | 1172.2055 | 6.0911 | 0.031651 | 0 | 0 | 0 | 0
6312 | 1178.3285 | 6856 | 286 | 10 | 13 | 1011.9048 | 0 | 0 | 142.8571 | 23.5666 | 1178.3285 | 1172.1739 | 6.1546 | 1172.2055 | 6.0911 | 0.031651 | 0 | 0 | 0 | 0
6313 | 1178.3285 | 6874 | 287 | 10 | 14 | 1011.9048 | 0 | 0 | 142.8571 | 23.5666 | 1178.3285 | 1172.1739 | 6.1546 | 1172.2055 | 6.0911 | 0.031651 | 0 | 0 | 0 | 0
6314 | 1178.3285 | 6875 | 287 | 10 | 14 | 1011.9048 | 0 | 0 | 142.8571 | 23.5666 | 1178.3285 | 1172.1739 | 6.1546 | 1172.2055 | 6.0911 | 0.031651 | 0 | 0 | 0 | 0
6315 | 1178.3285 | 6876 | 287 | 10 | 14 | 1011.9048 | 0 | 0 | 142.8571 | 23.5666 | 1178.3285 | 1172.1739 | 6.1546 | 1172.2055 | 6.0911 | 0.031651 | 0 | 0 | 0 | 0
6316 | 1178.3285 | 6877 | 287 | 10 | 14 | 1011.9048 | 0 | 0 | 142.8571 | 23.5666 | 1178.3285 | 1172.1739 | 6.1546 | 1172.2055 | 6.0911 | 0.031651 | 0 | 0 | 0 | 0
6317 | 1178.3285 | 6878 | 287 | 10 | 14 | 1011.9048 | 0 | 0 | 142.8571 | 23.5666 | 1178.3285 | 1172.1739 | 6.1546 | 1172.2055 | 6.0911 | 0.031651 | 0 | 0 | 0 | 0
6318 | 1178.3285 | 6879 | 287 | 10 | 14 | 1011.9048 | 0 | 0 | 142.8571 | 23.5666 | 1178.3285 | 1172.1739 | 6.1546 | 1172.2055 | 6.0911 | 0.031651 | 0 | 0 | 0 | 0
6319 | 1178.3285 | 6880 | 287 | 10 | 14 | 1011.9048 | 0 | 0 | 142.8571 | 23.5666 | 1178.3285 | 1172.1739 | 6.1546 | 1172.2055 | 6.0911 | 0.031651 | 0 | 0 | 0 | 0
6320 | 1178.3285 | 6898 | 288 | 10 | 15 | 1011.9048 | 0 | 0 | 142.8571 | 23.5666 | 1178.3285 | 1172.1739 | 6.1546 | 1172.2055 | 6.0911 | 0.031651 | 0 | 0 | 0 | 0
6321 | 1178.3285 | 6899 | 288 | 10 | 15 | 1011.9048 | 0 | 0 | 142.8571 | 23.5666 | 1178.3285 | 1172.1739 | 6.1546 | 1172.2055 | 6.0911 | 0.031651 | 0 | 0 | 0 | 0
6322 | 1178.3285 | 6900 | 288 | 10 | 15 | 1011.9048 | 0 | 0 | 142.8571 | 23.5666 | 1178.3285 | 1172.1739 | 6.1546 | 1172.2055 | 6.0911 | 0.031651 | 0 | 0 | 0 | 0
6323 | 1178.3285 | 6901 | 288 | 10 | 15 | 1011.9048 | 0 | 0 | 142.8571 | 23.5666 | 1178.3285 | 1172.1739 | 6.1546 | 1172.2055 | 6.0911 | 0.031651 | 0 | 0 | 0 | 0
6324 | 1178.3285 | 6902 | 288 | 10 | 15 | 1011.9048 | 0 | 0 | 142.8571 | 23.5666 | 1178.3285 | 1172.1739 | 6.1546 | 1172.2055 | 6.0911 | 0.031651 | 0 | 0 | 0 | 0
6325 | 1178.3285 | 6903 | 288 | 10 | 15 | 1011.9048 | 0 | 0 | 142.8571 | 23.5666 | 1178.3285 | 1172.1739 | 6.1546 | 1172.2055 | 6.0911 | 0.031651 | 0 | 0 | 0 | 0
6326 | 1178.3285 | 6904 | 288 | 10 | 15 | 1011.9048 | 0 | 0 | 142.8571 | 23.5666 | 1178.3285 | 1172.1739 | 6.1546 | 1172.2055 | 6.0911 | 0.031651 | 0 | 0 | 0 | 0
6327 | 1178.3285 | 6922 | 289 | 10 | 16 | 1011.9048 | 0 | 0 | 142.8571 | 23.5666 | 1178.3285 | 1172.1739 | 6.1546 | 1172.2055 | 6.0911 | 0.031651 | 0 | 0 | 0 | 0
6328 | 1178.3285 | 6923 | 289 | 10 | 16 | 1011.9048 | 0 | 0 | 142.8571 | 23.5666 | 1178.3285 | 1172.1739 | 6.1546 | 1172.2055 | 6.0911 | 0.031651 | 0 | 0 | 0 | 0
6329 | 1178.3285 | 6924 | 289 | 10 | 16 | 1011.9048 | 0 | 0 | 142.8571 | 23.5666 | 1178.3285 | 1172.1739 | 6.1546 | 1172.2055 | 6.0911 | 0.031651 | 0 | 0 | 0 | 0
6330 | 1178.3285 | 6925 | 289 | 10 | 16 | 1011.9048 | 0 | 0 | 142.8571 | 23.5666 | 1178.3285 | 1172.1739 | 6.1546 | 1172.2055 | 6.0911 | 0.031651 | 0 | 0 | 0 | 0
6331 | 1178.3285 | 6926 | 289 | 10 | 16 | 1011.9048 | 0 | 0 | 142.8571 | 23.5666 | 1178.3285 | 1172.1739 | 6.1546 | 1172.2055 | 6.0911 | 0.031651 | 0 | 0 | 0 | 0
6332 | 1178.3285 | 6927 | 289 | 10 | 16 | 1011.9048 | 0 | 0 | 142.8571 | 23.5666 | 1178.3285 | 1172.1739 | 6.1546 | 1172.2055 | 6.0911 | 0.031651 | 0 | 0 | 0 | 0
6333 | 1178.3285 | 6928 | 289 | 10 | 16 | 1011.9048 | 0 | 0 | 142.8571 | 23.5666 | 1178.3285 | 1172.1739 | 6.1546 | 1172.2055 | 6.0911 | 0.031651 | 0 | 0 | 0 | 0
6334 | 1178.3285 | 6946 | 290 | 10 | 17 | 1011.9048 | 0 | 0 | 142.8571 | 23.5666 | 1178.3285 | 1172.1739 | 6.1546 | 1172.2055 | 6.0911 | 0.031651 | 0 | 0 | 0 | 0
6335 | 1178.3285 | 6947 | 290 | 10 | 17 | 1011.9048 | 0 | 0 | 142.8571 | 23.5666 | 1178.3285 | 1172.1739 | 6.1546 | 1172.2055 | 6.0911 | 0.031651 | 0 | 0 | 0 | 0
6336 | 1178.3285 | 6948 | 290 | 10 | 17 | 1011.9048 | 0 | 0 | 142.8571 | 23.5666 | 1178.3285 | 1172.1739 | 6.1546 | 1172.2055 | 6.0911 | 0.031651 | 0 | 0 | 0 | 0
6337 | 1178.3285 | 6949 | 290 | 10 | 17 | 1011.9048 | 0 | 0 | 142.8571 | 23.5666 | 1178.3285 | 1172.1739 | 6.1546 | 1172.2055 | 6.0911 | 0.031651 | 0 | 0 | 0 | 0
6338 | 1178.3285 | 6950 | 290 | 10 | 17 | 1011.9048 | 0 | 0 | 142.8571 | 23.5666 | 1178.3285 | 1172.1739 | 6.1546 | 1172.2055 | 6.0911 | 0.031651 | 0 | 0 | 0 | 0
6339 | 1178.3285 | 6951 | 290 | 10 | 17 | 1011.9048 | 0 | 0 | 142.8571 | 23.5666 | 1178.3285 | 1172.1739 | 6.1546 | 1172.2055 | 6.0911 | 0.031651 | 0 | 0 | 0 | 0
6340 | 1178.3285 | 6952 | 290 | 10 | 17 | 1011.9048 | 0 | 0 | 142.8571 | 23.5666 | 1178.3285 | 1172.1739 | 6.1546 | 1172.2055 | 6.0911 | 0.031651 | 0 | 0 | 0 | 0
6341 | 1178.3285 | 6970 | 291 | 10 | 18 | 1011.9048 | 0 | 0 | 142.8571 | 23.5666 | 1178.3285 | 1172.1739 | 6.1546 | 1172.2055 | 6.0911 | 0.031651 | 0 | 0 | 0 | 0
6342 | 1178.3285 | 6971 | 291 | 10 | 18 | 1011.9048 | 0 | 0 | 142.8571 | 23.5666 | 1178.3285 | 1172.1739 | 6.1546 | 1172.2055 | 6.0911 | 0.031651 | 0 | 0 | 0 | 0
6343 | 1178.3285 | 6972 | 291 | 10 | 18 | 1011.9048 | 0 | 0 | 142.8571 | 23.5666 | 1178.3285 | 1172.1739 | 6.1546 | 1172.2055 | 6.0911 | 0.031651 | 0 | 0 | 0 | 0
6344 | 1178.3285 | 6973 | 291 | 10 | 18 | 1011.9048 | 0 | 0 | 142.8571 | 23.5666 | 1178.3285 | 1172.1739 | 6.1546 | 1172.2055 | 6.0911 | 0.031651 | 0 | 0 | 0 | 0
6345 | 1178.3285 | 6974 | 291 | 10 | 18 | 1011.9048 | 0 | 0 | 142.8571 | 23.5666 | 1178.3285 | 1172.1739 | 6.1546 | 1172.2055 | 6.0911 | 0.031651 | 0 | 0 | 0 | 0
6346 | 1178.3285 | 6975 | 291 | 10 | 18 | 1011.9048 | 0 | 0 | 142.8571 | 23.5666 | 1178.3285 | 1172.1739 | 6.1546 | 1172.2055 | 6.0911 | 0.031651 | 0 | 0 | 0 | 0
6347 | 1178.3285 | 6976 | 291 | 10 | 18 | 1011.9048 | 0 | 0 | 142.8571 | 23.5666 | 1178.3285 | 1172.1739 | 6.1546 | 1172.2055 | 6.0911 | 0.031651 | 0 | 0 | 0 | 0
6348 | 1178.3285 | 6994 | 292 | 10 | 19 | 1011.9048 | 0 | 0 | 142.8571 | 23.5666 | 1178.3285 | 1172.1739 | 6.1546 | 1172.2055 | 6.0911 | 0.031651 | 0 | 0 | 0 | 0
6349 | 1178.3285 | 6995 | 292 | 10 | 19 | 1011.9048 | 0 | 0 | 142.8571 | 23.5666 | 1178.3285 | 1172.1739 | 6.1546 | 1172.2055 | 6.0911 | 0.031651 | 0 | 0 | 0 | 0
6350 | 1178.3285 | 6996 | 292 | 10 | 19 | 1011.9048 | 0 | 0 | 142.8571 | 23.5666 | 1178.3285 | 1172.1739 | 6.1546 | 1172.2055 | 6.0911 | 0.031651 | 0 | 0 | 0 | 0
6351 | 1178.3285 | 6997 | 292 | 10 | 19 | 1011.9048 | 0 | 0 | 142.8571 | 23.5666 | 1178.3285 | 1172.1739 | 6.1546 | 1172.2055 | 6.0911 | 0.031651 | 0 | 0 | 0 | 0
6352 | 1178.3285 | 6998 | 292 | 10 | 19 | 1011.9048 | 0 | 0 | 142.8571 | 23.5666 | 1178.3285 | 1172.1739 | 6.1546 | 1172.2055 | 6.0911 | 0.031651 | 0 | 0 | 0 | 0
6353 | 1178.3285 | 6999 | 292 | 10 | 19 | 1011.9048 | 0 | 0 | 142.8571 | 23.5666 | 1178.3285 | 1172.1739 | 6.1546 | 1172.2055 | 6.0911 | 0.031651 | 0 | 0 | 0 | 0
6354 | 1178.3285 | 7000 | 292 | 10 | 19 | 1011.9048 | 0 | 0 | 142.8571 | 23.5666 | 1178.3285 | 1172.1739 | 6.1546 | 1172.2055 | 6.0911 | 0.031651 | 0 | 0 | 0 | 0
6355 | 1178.3285 | 7018 | 293 | 10 | 20 | 1011.9048 | 0 | 0 | 142.8571 | 23.5666 | 1178.3285 | 1172.1739 | 6.1546 | 1172.2055 | 6.0911 | 0.031651 | 0 | 0 | 0 | 0
6356 | 1178.3285 | 7019 | 293 | 10 | 20 | 1011.9048 | 0 | 0 | 142.8571 | 23.5666 | 1178.3285 | 1172.1739 | 6.1546 | 1172.2055 | 6.0911 | 0.031651 | 0 | 0 | 0 | 0
6357 | 1178.3285 | 7020 | 293 | 10 | 20 | 1011.9048 | 0 | 0 | 142.8571 | 23.5666 | 1178.3285 | 1172.1739 | 6.1546 | 1172.2055 | 6.0911 | 0.031651 | 0 | 0 | 0 | 0
6358 | 1178.3285 | 7021 | 293 | 10 | 20 | 1011.9048 | 0 | 0 | 142.8571 | 23.5666 | 1178.3285 | 1172.1739 | 6.1546 | 1172.2055 | 6.0911 | 0.031651 | 0 | 0 | 0 | 0
6359 | 1178.3285 | 7022 | 293 | 10 | 20 | 1011.9048 | 0 | 0 | 142.8571 | 23.5666 | 1178.3285 | 1172.1739 | 6.1546 | 1172.2055 | 6.0911 | 0.031651 | 0 | 0 | 0 | 0
6360 | 1178.3285 | 7023 | 293 | 10 | 20 | 1011.9048 | 0 | 0 | 142.8571 | 23.5666 | 1178.3285 | 1172.1739 | 6.1546 | 1172.2055 | 6.0911 | 0.031651 | 0 | 0 | 0 | 0
6361 | 1178.3285 | 7024 | 293 | 10 | 20 | 1011.9048 | 0 | 0 | 142.8571 | 23.5666 | 1178.3285 | 1172.1739 | 6.1546 | 1172.2055 | 6.0911 | 0.031651 | 0 | 0 | 0 | 0
6362 | 1178.3285 | 7042 | 294 | 10 | 21 | 1011.9048 | 0 | 0 | 142.8571 | 23.5666 | 1178.3285 | 1172.1739 | 6.1546 | 1172.2055 | 6.0911 | 0.031651 | 0 | 0 | 0 | 0
6363 | 1178.3285 | 7043 | 294 | 10 | 21 | 1011.9048 | 0 | 0 | 142.8571 | 23.5666 | 1178.3285 | 1172.1739 | 6.1546 | 1172.2055 | 6.0911 | 0.031651 | 0 | 0 | 0 | 0
6364 | 1178.3285 | 7044 | 294 | 10 | 21 | 1011.9048 | 0 | 0 | 142.8571 | 23.5666 | 1178.3285 | 1172.1739 | 6.1546 | 1172.2055 | 6.0911 | 0.031651 | 0 | 0 | 0 | 0
6365 | 1178.3285 | 7045 | 294 | 10 | 21 | 1011.9048 | 0 | 0 | 142.8571 | 23.5666 | 1178.3285 | 1172.1739 | 6.1546 | 1172.2055 | 6.0911 | 0.031651 | 0 | 0 | 0 | 0
6366 | 1178.3285 | 7046 | 294 | 10 | 21 | 1011.9048 | 0 | 0 | 142.8571 | 23.5666 | 1178.3285 | 1172.1739 | 6.1546 | 1172.2055 | 6.0911 | 0.031651 | 0 | 0 | 0 | 0
6367 | 1178.3285 | 7047 | 294 | 10 | 21 | 1011.9048 | 0 | 0 | 142.8571 | 23.5666 | 1178.3285 | 1172.1739 | 6.1546 | 1172.2055 | 6.0911 | 0.031651 | 0 | 0 | 0 | 0
6368 | 1178.3285 | 7048 | 294 | 10 | 21 | 1011.9048 | 0 | 0 | 142.8571 | 23.5666 | 1178.3285 | 1172.1739 | 6.1546 | 1172.2055 | 6.0911 | 0.031651 | 0 | 0 | 0 | 0
6369 | 1178.3285 | 7066 | 295 | 10 | 22 | 1011.9048 | 0 | 0 | 142.8571 | 23.5666 | 1178.3285 | 1172.1739 | 6.1546 | 1172.2055 | 6.0911 | 0.031651 | 0 | 0 | 0 | 0
6370 | 1178.3285 | 7067 | 295 | 10 | 22 | 1011.9048 | 0 | 0 | 142.8571 | 23.5666 | 1178.3285 | 1172.1739 | 6.1546 | 1172.2055 | 6.0911 | 0.031651 | 0 | 0 | 0 | 0
6371 | 1178.3285 | 7068 | 295 | 10 | 22 | 1011.9048 | 0 | 0 | 142.8571 | 23.5666 | 1178.3285 | 1172.1739 | 6.1546 | 1172.2055 | 6.0911 | 0.031651 | 0 | 0 | 0 | 0
6372 | 1178.3285 | 7069 | 295 | 10 | 22 | 1011.9048 | 0 | 0 | 142.8571 | 23.5666 | 1178.3285 | 1172.1739 | 6.1546 | 1172.2055 | 6.0911 | 0.031651 | 0 | 0 | 0 | 0
6373 | 1178.3285 | 7070 | 295 | 10 | 22 | 1011.9048 | 0 | 0 | 142.8571 | 23.5666 | 1178.3285 | 1172.1739 | 6.1546 | 1172.2055 | 6.0911 | 0.031651 | 0 | 0 | 0 | 0
6374 | 1178.3285 | 7071 | 295 | 10 | 22 | 1011.9048 | 0 | 0 | 142.8571 | 23.5666 | 1178.3285 | 1172.1739 | 6.1546 | 1172.2055 | 6.0911 | 0.031651 | 0 | 0 | 0 | 0
6375 | 1178.3285 | 7072 | 295 | 10 | 22 | 1011.9048 | 0 | 0 | 142.8571 | 23.5666 | 1178.3285 | 1172.1739 | 6.1546 | 1172.2055 | 6.0911 | 0.031651 | 0 | 0 | 0 | 0
6376 | 1178.3285 | 7090 | 296 | 10 | 23 | 1011.9048 | 0 | 0 | 142.8571 | 23.5666 | 1178.3285 | 1172.1739 | 6.1546 | 1172.2055 | 6.0911 | 0.031651 | 0 | 0 | 0 | 0
6377 | 1178.3285 | 7091 | 296 | 10 | 23 | 1011.9048 | 0 | 0 | 142.8571 | 23.5666 | 1178.3285 | 1172.1739 | 6.1546 | 1172.2055 | 6.0911 | 0.031651 | 0 | 0 | 0 | 0
6378 | 1178.3285 | 7092 | 296 | 10 | 23 | 1011.9048 | 0 | 0 | 142.8571 | 23.5666 | 1178.3285 | 1172.1739 | 6.1546 | 1172.2055 | 6.0911 | 0.031651 | 0 | 0 | 0 | 0
6379 | 1178.3285 | 7093 | 296 | 10 | 23 | 1011.9048 | 0 | 0 | 142.8571 | 23.5666 | 1178.3285 | 1172.1739 | 6.1546 | 1172.2055 | 6.0911 | 0.031651 | 0 | 0 | 0 | 0
6380 | 1178.3285 | 7094 | 296 | 10 | 23 | 1011.9048 | 0 | 0 | 142.8571 | 23.5666 | 1178.3285 | 1172.1739 | 6.1546 | 1172.2055 | 6.0911 | 0.031651 | 0 | 0 | 0 | 0
6381 | 1178.3285 | 7095 | 296 | 10 | 23 | 1011.9048 | 0 | 0 | 142.8571 | 23.5666 | 1178.3285 | 1172.1739 | 6.1546 | 1172.2055 | 6.0911 | 0.031651 | 0 | 0 | 0 | 0
6382 | 1178.3285 | 7096 | 296 | 10 | 23 | 1011.9048 | 0 | 0 | 142.8571 | 23.5666 | 1178.3285 | 1172.1739 | 6.1546 | 1172.2055 | 6.0911 | 0.031651 | 0 | 0 | 0 | 0
6383 | 1178.3285 | 7114 | 297 | 10 | 24 | 1011.9048 | 0 | 0 | 142.8571 | 23.5666 | 1178.3285 | 1172.1739 | 6.1546 | 1172.2055 | 6.0911 | 0.031651 | 0 | 0 | 0 | 0
6384 | 1178.3285 | 7115 | 297 | 10 | 24 | 1011.9048 | 0 | 0 | 142.8571 | 23.5666 | 1178.3285 | 1172.1739 | 6.1546 | 1172.2055 | 6.0911 | 0.031651 | 0 | 0 | 0 | 0
6385 | 1178.3285 | 7116 | 297 | 10 | 24 | 1011.9048 | 0 | 0 | 142.8571 | 23.5666 | 1178.3285 | 1172.1739 | 6.1546 | 1172.2055 | 6.0911 | 0.031651 | 0 | 0 | 0 | 0
6386 | 1178.3285 | 7117 | 297 | 10 | 24 | 1011.9048 | 0 | 0 | 142.8571 | 23.5666 | 1178.3285 | 1172.1739 | 6.1546 | 1172.2055 | 6.0911 | 0.031651 | 0 | 0 | 0 | 0
6387 | 1178.3285 | 7118 | 297 | 10 | 24 | 1011.9048 | 0 | 0 | 142.8571 | 23.5666 | 1178.3285 | 1172.1739 | 6.1546 | 1172.2055 | 6.0911 | 0.031651 | 0 | 0 | 0 | 0
6388 | 1178.3285 | 7119 | 297 | 10 | 24 | 1011.9048 | 0 | 0 | 142.8571 | 23.5666 | 1178.3285 | 1172.1739 | 6.1546 | 1172.2055 | 6.0911 | 0.031651 | 0 | 0 | 0 | 0
6389 | 1178.3285 | 7120 | 297 | 10 | 24 | 1011.9048 | 0 | 0 | 142.8571 | 23.5666 | 1178.3285 | 1172.1739 | 6.1546 | 1172.2055 | 6.0911 | 0.031651 | 0 | 0 | 0 | 0
6390 | 1178.3285 | 7138 | 298 | 10 | 25 | 1011.9048 | 0 | 0 | 142.8571 | 23.5666 | 1178.3285 | 1172.1739 | 6.1546 | 1172.2055 | 6.0911 | 0.031651 | 0 | 0 | 0 | 0
6391 | 1178.3285 | 7139 | 298 | 10 | 25 | 1011.9048 | 0 | 0 | 142.8571 | 23.5666 | 1178.3285 | 1172.1739 | 6.1546 | 1172.2055 | 6.0911 | 0.031651 | 0 | 0 | 0 | 0
6392 | 1178.3285 | 7140 | 298 | 10 | 25 | 1011.9048 | 0 | 0 | 142.8571 | 23.5666 | 1178.3285 | 1172.1739 | 6.1546 | 1172.2055 | 6.0911 | 0.031651 | 0 | 0 | 0 | 0
6393 | 1178.3285 | 7141 | 298 | 10 | 25 | 1011.9048 | 0 | 0 | 142.8571 | 23.5666 | 1178.3285 | 1172.1739 | 6.1546 | 1172.2055 | 6.0911 | 0.031651 | 0 | 0 | 0 | 0
6394 | 1178.3285 | 7142 | 298 | 10 | 25 | 1011.9048 | 0 | 0 | 142.8571 | 23.5666 | 1178.3285 | 1172.1739 | 6.1546 | 1172.2055 | 6.0911 | 0.031651 | 0 | 0 | 0 | 0
6395 | 1178.3285 | 7143 | 298 | 10 | 25 | 1011.9048 | 0 | 0 | 142.8571 | 23.5666 | 1178.3285 | 1172.1739 | 6.1546 | 1172.2055 | 6.0911 | 0.031651 | 0 | 0 | 0 | 0
6396 | 1178.3285 | 7144 | 298 | 10 | 25 | 1011.9048 | 0 | 0 | 142.8571 | 23.5666 | 1178.3285 | 1172.1739 | 6.1546 | 1172.2055 | 6.0911 | 0.031651 | 0 | 0 | 0 | 0
6397 | 1178.3285 | 7162 | 299 | 10 | 26 | 1011.9048 | 0 | 0 | 142.8571 | 23.5666 | 1178.3285 | 1172.1739 | 6.1546 | 1172.2055 | 6.0911 | 0.031651 | 0 | 0 | 0 | 0
6398 | 1178.3285 | 7163 | 299 | 10 | 26 | 1011.9048 | 0 | 0 | 142.8571 | 23.5666 | 1178.3285 | 1172.1739 | 6.1546 | 1172.2055 | 6.0911 | 0.031651 | 0 | 0 | 0 | 0
6399 | 1178.3285 | 7164 | 299 | 10 | 26 | 1011.9048 | 0 | 0 | 142.8571 | 23.5666 | 1178.3285 | 1172.1739 | 6.1546 | 1172.2055 | 6.0911 | 0.031651 | 0 | 0 | 0 | 0
6400 | 1178.3285 | 7165 | 299 | 10 | 26 | 1011.9048 | 0 | 0 | 142.8571 | 23.5666 | 1178.3285 | 1172.1739 | 6.1546 | 1172.2055 | 6.0911 | 0.031651 | 0 | 0 | 0 | 0
6401 | 1178.3285 | 7166 | 299 | 10 | 26 | 1011.9048 | 0 | 0 | 142.8571 | 23.5666 | 1178.3285 | 1172.1739 | 6.1546 | 1172.2055 | 6.0911 | 0.031651 | 0 | 0 | 0 | 0
6402 | 1178.3285 | 7167 | 299 | 10 | 26 | 1011.9048 | 0 | 0 | 142.8571 | 23.5666 | 1178.3285 | 1172.1739 | 6.1546 | 1172.2055 | 6.0911 | 0.031651 | 0 | 0 | 0 | 0
6403 | 1178.3285 | 7168 | 299 | 10 | 26 | 1011.9048 | 0 | 0 | 142.8571 | 23.5666 | 1178.3285 | 1172.1739 | 6.1546 | 1172.2055 | 6.0911 | 0.031651 | 0 | 0 | 0 | 0
6404 | 1178.3285 | 7186 | 300 | 10 | 27 | 1011.9048 | 0 | 0 | 142.8571 | 23.5666 | 1178.3285 | 1172.1739 | 6.1546 | 1172.2055 | 6.0911 | 0.031651 | 0 | 0 | 0 | 0
6405 | 1178.3285 | 7187 | 300 | 10 | 27 | 1011.9048 | 0 | 0 | 142.8571 | 23.5666 | 1178.3285 | 1172.1739 | 6.1546 | 1172.2055 | 6.0911 | 0.031651 | 0 | 0 | 0 | 0
6406 | 1178.3285 | 7188 | 300 | 10 | 27 | 1011.9048 | 0 | 0 | 142.8571 | 23.5666 | 1178.3285 | 1172.1739 | 6.1546 | 1172.2055 | 6.0911 | 0.031651 | 0 | 0 | 0 | 0
6407 | 1178.3285 | 7189 | 300 | 10 | 27 | 1011.9048 | 0 | 0 | 142.8571 | 23.5666 | 1178.3285 | 1172.1739 | 6.1546 | 1172.2055 | 6.0911 | 0.031651 | 0 | 0 | 0 | 0
6408 | 1178.3285 | 7190 | 300 | 10 | 27 | 1011.9048 | 0 | 0 | 142.8571 | 23.5666 | 1178.3285 | 1172.1739 | 6.1546 | 1172.2055 | 6.0911 | 0.031651 | 0 | 0 | 0 | 0
6409 | 1178.3285 | 7191 | 300 | 10 | 27 | 1011.9048 | 0 | 0 | 142.8571 | 23.5666 | 1178.3285 | 1172.1739 | 6.1546 | 1172.2055 | 6.0911 | 0.031651 | 0 | 0 | 0 | 0
6410 | 1178.3285 | 7192 | 300 | 10 | 27 | 1011.9048 | 0 | 0 | 142.8571 | 23.5666 | 1178.3285 | 1172.1739 | 6.1546 | 1172.2055 | 6.0911 | 0.031651 | 0 | 0 | 0 | 0
6411 | 1178.3285 | 7210 | 301 | 10 | 28 | 1011.9048 | 0 | 0 | 142.8571 | 23.5666 | 1178.3285 | 1172.1739 | 6.1546 | 1172.2055 | 6.0911 | 0.031651 | 0 | 0 | 0 | 0
6412 | 1178.3285 | 7211 | 301 | 10 | 28 | 1011.9048 | 0 | 0 | 142.8571 | 23.5666 | 1178.3285 | 1172.1739 | 6.1546 | 1172.2055 | 6.0911 | 0.031651 | 0 | 0 | 0 | 0
6413 | 1178.3285 | 7212 | 301 | 10 | 28 | 1011.9048 | 0 | 0 | 142.8571 | 23.5666 | 1178.3285 | 1172.1739 | 6.1546 | 1172.2055 | 6.0911 | 0.031651 | 0 | 0 | 0 | 0
6414 | 1178.3285 | 7213 | 301 | 10 | 28 | 1011.9048 | 0 | 0 | 142.8571 | 23.5666 | 1178.3285 | 1172.1739 | 6.1546 | 1172.2055 | 6.0911 | 0.031651 | 0 | 0 | 0 | 0
6415 | 1178.3285 | 7214 | 301 | 10 | 28 | 1011.9048 | 0 | 0 | 142.8571 | 23.5666 | 1178.3285 | 1172.1739 | 6.1546 | 1172.2055 | 6.0911 | 0.031651 | 0 | 0 | 0 | 0
6416 | 1178.3285 | 7215 | 301 | 10 | 28 | 1011.9048 | 0 | 0 | 142.8571 | 23.5666 | 1178.3285 | 1172.1739 | 6.1546 | 1172.2055 | 6.0911 | 0.031651 | 0 | 0 | 0 | 0
6417 | 1178.3285 | 7216 | 301 | 10 | 28 | 1011.9048 | 0 | 0 | 142.8571 | 23.5666 | 1178.3285 | 1172.1739 | 6.1546 | 1172.2055 | 6.0911 | 0.031651 | 0 | 0 | 0 | 0
6418 | 1178.3285 | 7234 | 302 | 10 | 29 | 1011.9048 | 0 | 0 | 142.8571 | 23.5666 | 1178.3285 | 1172.1739 | 6.1546 | 1172.2055 | 6.0911 | 0.031651 | 0 | 0 | 0 | 0
6419 | 1178.3285 | 7235 | 302 | 10 | 29 | 1011.9048 | 0 | 0 | 142.8571 | 23.5666 | 1178.3285 | 1172.1739 | 6.1546 | 1172.2055 | 6.0911 | 0.031651 | 0 | 0 | 0 | 0
6420 | 1178.3285 | 7236 | 302 | 10 | 29 | 1011.9048 | 0 | 0 | 142.8571 | 23.5666 | 1178.3285 | 1172.1739 | 6.1546 | 1172.2055 | 6.0911 | 0.031651 | 0 | 0 | 0 | 0
6421 | 1178.3285 | 7237 | 302 | 10 | 29 | 1011.9048 | 0 | 0 | 142.8571 | 23.5666 | 1178.3285 | 1172.1739 | 6.1546 | 1172.2055 | 6.0911 | 0.031651 | 0 | 0 | 0 | 0
6422 | 1178.3285 | 7238 | 302 | 10 | 29 | 1011.9048 | 0 | 0 | 142.8571 | 23.5666 | 1178.3285 | 1172.1739 | 6.1546 | 1172.2055 | 6.0911 | 0.031651 | 0 | 0 | 0 | 0
6423 | 1178.3285 | 7239 | 302 | 10 | 29 | 1011.9048 | 0 | 0 | 142.8571 | 23.5666 | 1178.3285 | 1172.1739 | 6.1546 | 1172.2055 | 6.0911 | 0.031651 | 0 | 0 | 0 | 0
6424 | 1178.3285 | 7240 | 302 | 10 | 29 | 1011.9048 | 0 | 0 | 142.8571 | 23.5666 | 1178.3285 | 1172.1739 | 6.1546 | 1172.2055 | 6.0911 | 0.031651 | 0 | 0 | 0 | 0
6425 | 1178.3285 | 7258 | 303 | 10 | 30 | 1011.9048 | 0 | 0 | 142.8571 | 23.5666 | 1178.3285 | 1172.1739 | 6.1546 | 1172.2055 | 6.0911 | 0.031651 | 0 | 0 | 0 | 0
6426 | 1178.3285 | 7259 | 303 | 10 | 30 | 1011.9048 | 0 | 0 | 142.8571 | 23.5666 | 1178.3285 | 1172.1739 | 6.1546 | 1172.2055 | 6.0911 | 0.031651 | 0 | 0 | 0 | 0
6427 | 1178.3285 | 7260 | 303 | 10 | 30 | 1011.9048 | 0 | 0 | 142.8571 | 23.5666 | 1178.3285 | 1172.1739 | 6.1546 | 1172.2055 | 6.0911 | 0.031651 | 0 | 0 | 0 | 0
6428 | 1178.3285 | 7261 | 303 | 10 | 30 | 1011.9048 | 0 | 0 | 142.8571 | 23.5666 | 1178.3285 | 1172.1739 | 6.1546 | 1172.2055 | 6.0911 | 0.031651 | 0 | 0 | 0 | 0
6429 | 1178.3285 | 7262 | 303 | 10 | 30 | 1011.9048 | 0 | 0 | 142.8571 | 23.5666 | 1178.3285 | 1172.1739 | 6.1546 | 1172.2055 | 6.0911 | 0.031651 | 0 | 0 | 0 | 0
6430 | 1178.3285 | 7263 | 303 | 10 | 30 | 1011.9048 | 0 | 0 | 142.8571 | 23.5666 | 1178.3285 | 1172.1739 | 6.1546 | 1172.2055 | 6.0911 | 0.031651 | 0 | 0 | 0 | 0
6431 | 1178.3285 | 7264 | 303 | 10 | 30 | 1011.9048 | 0 | 0 | 142.8571 | 23.5666 | 1178.3285 | 1172.1739 | 6.1546 | 1172.2055 | 6.0911 | 0.031651 | 0 | 0 | 0 | 0
6432 | 1178.3285 | 7282 | 304 | 10 | 31 | 1011.9048 | 0 | 0 | 142.8571 | 23.5666 | 1178.3285 | 1172.1739 | 6.1546 | 1172.2055 | 6.0911 | 0.031651 | 0 | 0 | 0 | 0
6433 | 1178.3285 | 7283 | 304 | 10 | 31 | 1011.9048 | 0 | 0 | 142.8571 | 23.5666 | 1178.3285 | 1172.1739 | 6.1546 | 1172.2055 | 6.0911 | 0.031651 | 0 | 0 | 0 | 0
6434 | 1178.3285 | 7284 | 304 | 10 | 31 | 1011.9048 | 0 | 0 | 142.8571 | 23.5666 | 1178.3285 | 1172.1739 | 6.1546 | 1172.2055 | 6.0911 | 0.031651 | 0 | 0 | 0 | 0
6435 | 1178.3285 | 7285 | 304 | 10 | 31 | 1011.9048 | 0 | 0 | 142.8571 | 23.5666 | 1178.3285 | 1172.1739 | 6.1546 | 1172.2055 | 6.0911 | 0.031651 | 0 | 0 | 0 | 0
6436 | 1178.3285 | 7286 | 304 | 10 | 31 | 1011.9048 | 0 | 0 | 142.8571 | 23.5666 | 1178.3285 | 1172.1739 | 6.1546 | 1172.2055 | 6.0911 | 0.031651 | 0 | 0 | 0 | 0
6437 | 1178.3285 | 7287 | 304 | 10 | 31 | 1011.9048 | 0 | 0 | 142.8571 | 23.5666 | 1178.3285 | 1172.1739 | 6.1546 | 1172.2055 | 6.0911 | 0.031651 | 0 | 0 | 0 | 0
6438 | 1178.3285 | 7288 | 304 | 10 | 31 | 1011.9048 | 0 | 0 | 142.8571 | 23.5666 | 1178.3285 | 1172.1739 | 6.1546 | 1172.2055 | 6.0911 | 0.031651 | 0 | 0 | 0 | 0
6439 | 1154.033 | 5850 | 244 | 9 | 1 | 595.2381 | 535.7143 | 0 | 0 | 23.0807 | 1154.033 | 1148.0053 | 6.0277 | 1148.0363 | 5.9655 | 0.030999 | 0 | 0 | 0 | 0
6440 | 1154.033 | 5854 | 244 | 9 | 1 | 595.2381 | 535.7143 | 0 | 0 | 23.0807 | 1154.033 | 1148.0053 | 6.0277 | 1148.0363 | 5.9655 | 0.030999 | 0 | 0 | 0 | 0
6441 | 1154.033 | 5874 | 245 | 9 | 2 | 595.2381 | 535.7143 | 0 | 0 | 23.0807 | 1154.033 | 1148.0053 | 6.0277 | 1148.0363 | 5.9655 | 0.030999 | 0 | 0 | 0 | 0
6442 | 1154.033 | 5878 | 245 | 9 | 2 | 595.2381 | 535.7143 | 0 | 0 | 23.0807 | 1154.033 | 1148.0053 | 6.0277 | 1148.0363 | 5.9655 | 0.030999 | 0 | 0 | 0 | 0
6443 | 1154.033 | 5898 | 246 | 9 | 3 | 595.2381 | 535.7143 | 0 | 0 | 23.0807 | 1154.033 | 1148.0053 | 6.0277 | 1148.0363 | 5.9655 | 0.030999 | 0 | 0 | 0 | 0
6444 | 1154.033 | 5902 | 246 | 9 | 3 | 595.2381 | 535.7143 | 0 | 0 | 23.0807 | 1154.033 | 1148.0053 | 6.0277 | 1148.0363 | 5.9655 | 0.030999 | 0 | 0 | 0 | 0
6445 | 1154.033 | 5922 | 247 | 9 | 4 | 595.2381 | 535.7143 | 0 | 0 | 23.0807 | 1154.033 | 1148.0053 | 6.0277 | 1148.0363 | 5.9655 | 0.030999 | 0 | 0 | 0 | 0
6446 | 1154.033 | 5926 | 247 | 9 | 4 | 595.2381 | 535.7143 | 0 | 0 | 23.0807 | 1154.033 | 1148.0053 | 6.0277 | 1148.0363 | 5.9655 | 0.030999 | 0 | 0 | 0 | 0
6447 | 1154.033 | 5946 | 248 | 9 | 5 | 595.2381 | 535.7143 | 0 | 0 | 23.0807 | 1154.033 | 1148.0053 | 6.0277 | 1148.0363 | 5.9655 | 0.030999 | 0 | 0 | 0 | 0
6448 | 1154.033 | 5950 | 248 | 9 | 5 | 595.2381 | 535.7143 | 0 | 0 | 23.0807 | 1154.033 | 1148.0053 | 6.0277 | 1148.0363 | 5.9655 | 0.030999 | 0 | 0 | 0 | 0
6449 | 1154.033 | 5970 | 249 | 9 | 6 | 595.2381 | 535.7143 | 0 | 0 | 23.0807 | 1154.033 | 1148.0053 | 6.0277 | 1148.0363 | 5.9655 | 0.030999 | 0 | 0 | 0 | 0
6450 | 1154.033 | 5974 | 249 | 9 | 6 | 595.2381 | 535.7143 | 0 | 0 | 23.0807 | 1154.033 | 1148.0053 | 6.0277 | 1148.0363 | 5.9655 | 0.030999 | 0 | 0 | 0 | 0
6451 | 1154.033 | 5994 | 250 | 9 | 7 | 595.2381 | 535.7143 | 0 | 0 | 23.0807 | 1154.033 | 1148.0053 | 6.0277 | 1148.0363 | 5.9655 | 0.030999 | 0 | 0 | 0 | 0
6452 | 1154.033 | 5998 | 250 | 9 | 7 | 595.2381 | 535.7143 | 0 | 0 | 23.0807 | 1154.033 | 1148.0053 | 6.0277 | 1148.0363 | 5.9655 | 0.030999 | 0 | 0 | 0 | 0
6453 | 1154.033 | 6018 | 251 | 9 | 8 | 595.2381 | 535.7143 | 0 | 0 | 23.0807 | 1154.033 | 1148.0053 | 6.0277 | 1148.0363 | 5.9655 | 0.030999 | 0 | 0 | 0 | 0
6454 | 1154.033 | 6022 | 251 | 9 | 8 | 595.2381 | 535.7143 | 0 | 0 | 23.0807 | 1154.033 | 1148.0053 | 6.0277 | 1148.0363 | 5.9655 | 0.030999 | 0 | 0 | 0 | 0
6455 | 1154.033 | 6042 | 252 | 9 | 9 | 595.2381 | 535.7143 | 0 | 0 | 23.0807 | 1154.033 | 1148.0053 | 6.0277 | 1148.0363 | 5.9655 | 0.030999 | 0 | 0 | 0 | 0
6456 | 1154.033 | 6046 | 252 | 9 | 9 | 595.2381 | 535.7143 | 0 | 0 | 23.0807 | 1154.033 | 1148.0053 | 6.0277 | 1148.0363 | 5.9655 | 0.030999 | 0 | 0 | 0 | 0
6457 | 1154.033 | 6066 | 253 | 9 | 10 | 595.2381 | 535.7143 | 0 | 0 | 23.0807 | 1154.033 | 1148.0053 | 6.0277 | 1148.0363 | 5.9655 | 0.030999 | 0 | 0 | 0 | 0
6458 | 1154.033 | 6070 | 253 | 9 | 10 | 595.2381 | 535.7143 | 0 | 0 | 23.0807 | 1154.033 | 1148.0053 | 6.0277 | 1148.0363 | 5.9655 | 0.030999 | 0 | 0 | 0 | 0
6459 | 1154.033 | 6090 | 254 | 9 | 11 | 595.2381 | 535.7143 | 0 | 0 | 23.0807 | 1154.033 | 1148.0053 | 6.0277 | 1148.0363 | 5.9655 | 0.030999 | 0 | 0 | 0 | 0
6460 | 1154.033 | 6094 | 254 | 9 | 11 | 595.2381 | 535.7143 | 0 | 0 | 23.0807 | 1154.033 | 1148.0053 | 6.0277 | 1148.0363 | 5.9655 | 0.030999 | 0 | 0 | 0 | 0
6461 | 1154.033 | 6114 | 255 | 9 | 12 | 595.2381 | 535.7143 | 0 | 0 | 23.0807 | 1154.033 | 1148.0053 | 6.0277 | 1148.0363 | 5.9655 | 0.030999 | 0 | 0 | 0 | 0
6462 | 1154.033 | 6118 | 255 | 9 | 12 | 595.2381 | 535.7143 | 0 | 0 | 23.0807 | 1154.033 | 1148.0053 | 6.0277 | 1148.0363 | 5.9655 | 0.030999 | 0 | 0 | 0 | 0
6463 | 1154.033 | 6138 | 256 | 9 | 13 | 595.2381 | 535.7143 | 0 | 0 | 23.0807 | 1154.033 | 1148.0053 | 6.0277 | 1148.0363 | 5.9655 | 0.030999 | 0 | 0 | 0 | 0
6464 | 1154.033 | 6142 | 256 | 9 | 13 | 595.2381 | 535.7143 | 0 | 0 | 23.0807 | 1154.033 | 1148.0053 | 6.0277 | 1148.0363 | 5.9655 | 0.030999 | 0 | 0 | 0 | 0
6465 | 1154.033 | 6162 | 257 | 9 | 14 | 595.2381 | 535.7143 | 0 | 0 | 23.0807 | 1154.033 | 1148.0053 | 6.0277 | 1148.0363 | 5.9655 | 0.030999 | 0 | 0 | 0 | 0
6466 | 1154.033 | 6166 | 257 | 9 | 14 | 595.2381 | 535.7143 | 0 | 0 | 23.0807 | 1154.033 | 1148.0053 | 6.0277 | 1148.0363 | 5.9655 | 0.030999 | 0 | 0 | 0 | 0
6467 | 1154.033 | 6186 | 258 | 9 | 15 | 595.2381 | 535.7143 | 0 | 0 | 23.0807 | 1154.033 | 1148.0053 | 6.0277 | 1148.0363 | 5.9655 | 0.030999 | 0 | 0 | 0 | 0
6468 | 1154.033 | 6190 | 258 | 9 | 15 | 595.2381 | 535.7143 | 0 | 0 | 23.0807 | 1154.033 | 1148.0053 | 6.0277 | 1148.0363 | 5.9655 | 0.030999 | 0 | 0 | 0 | 0
6469 | 1154.033 | 6210 | 259 | 9 | 16 | 595.2381 | 535.7143 | 0 | 0 | 23.0807 | 1154.033 | 1148.0053 | 6.0277 | 1148.0363 | 5.9655 | 0.030999 | 0 | 0 | 0 | 0
6470 | 1154.033 | 6214 | 259 | 9 | 16 | 595.2381 | 535.7143 | 0 | 0 | 23.0807 | 1154.033 | 1148.0053 | 6.0277 | 1148.0363 | 5.9655 | 0.030999 | 0 | 0 | 0 | 0
6471 | 1154.033 | 6234 | 260 | 9 | 17 | 595.2381 | 535.7143 | 0 | 0 | 23.0807 | 1154.033 | 1148.0053 | 6.0277 | 1148.0363 | 5.9655 | 0.030999 | 0 | 0 | 0 | 0
6472 | 1154.033 | 6238 | 260 | 9 | 17 | 595.2381 | 535.7143 | 0 | 0 | 23.0807 | 1154.033 | 1148.0053 | 6.0277 | 1148.0363 | 5.9655 | 0.030999 | 0 | 0 | 0 | 0
6473 | 1154.033 | 6258 | 261 | 9 | 18 | 595.2381 | 535.7143 | 0 | 0 | 23.0807 | 1154.033 | 1148.0053 | 6.0277 | 1148.0363 | 5.9655 | 0.030999 | 0 | 0 | 0 | 0
6474 | 1154.033 | 6262 | 261 | 9 | 18 | 595.2381 | 535.7143 | 0 | 0 | 23.0807 | 1154.033 | 1148.0053 | 6.0277 | 1148.0363 | 5.9655 | 0.030999 | 0 | 0 | 0 | 0
6475 | 1154.033 | 6282 | 262 | 9 | 19 | 595.2381 | 535.7143 | 0 | 0 | 23.0807 | 1154.033 | 1148.0053 | 6.0277 | 1148.0363 | 5.9655 | 0.030999 | 0 | 0 | 0 | 0
6476 | 1154.033 | 6286 | 262 | 9 | 19 | 595.2381 | 535.7143 | 0 | 0 | 23.0807 | 1154.033 | 1148.0053 | 6.0277 | 1148.0363 | 5.9655 | 0.030999 | 0 | 0 | 0 | 0
6477 | 1154.033 | 6306 | 263 | 9 | 20 | 595.2381 | 535.7143 | 0 | 0 | 23.0807 | 1154.033 | 1148.0053 | 6.0277 | 1148.0363 | 5.9655 | 0.030999 | 0 | 0 | 0 | 0
6478 | 1154.033 | 6310 | 263 | 9 | 20 | 595.2381 | 535.7143 | 0 | 0 | 23.0807 | 1154.033 | 1148.0053 | 6.0277 | 1148.0363 | 5.9655 | 0.030999 | 0 | 0 | 0 | 0
6479 | 1154.033 | 6330 | 264 | 9 | 21 | 595.2381 | 535.7143 | 0 | 0 | 23.0807 | 1154.033 | 1148.0053 | 6.0277 | 1148.0363 | 5.9655 | 0.030999 | 0 | 0 | 0 | 0
6480 | 1154.033 | 6334 | 264 | 9 | 21 | 595.2381 | 535.7143 | 0 | 0 | 23.0807 | 1154.033 | 1148.0053 | 6.0277 | 1148.0363 | 5.9655 | 0.030999 | 0 | 0 | 0 | 0
6481 | 1154.033 | 6354 | 265 | 9 | 22 | 595.2381 | 535.7143 | 0 | 0 | 23.0807 | 1154.033 | 1148.0053 | 6.0277 | 1148.0363 | 5.9655 | 0.030999 | 0 | 0 | 0 | 0
6482 | 1154.033 | 6358 | 265 | 9 | 22 | 595.2381 | 535.7143 | 0 | 0 | 23.0807 | 1154.033 | 1148.0053 | 6.0277 | 1148.0363 | 5.9655 | 0.030999 | 0 | 0 | 0 | 0
6483 | 1154.033 | 6378 | 266 | 9 | 23 | 595.2381 | 535.7143 | 0 | 0 | 23.0807 | 1154.033 | 1148.0053 | 6.0277 | 1148.0363 | 5.9655 | 0.030999 | 0 | 0 | 0 | 0
6484 | 1154.033 | 6382 | 266 | 9 | 23 | 595.2381 | 535.7143 | 0 | 0 | 23.0807 | 1154.033 | 1148.0053 | 6.0277 | 1148.0363 | 5.9655 | 0.030999 | 0 | 0 | 0 | 0
6485 | 1154.033 | 6402 | 267 | 9 | 24 | 595.2381 | 535.7143 | 0 | 0 | 23.0807 | 1154.033 | 1148.0053 | 6.0277 | 1148.0363 | 5.9655 | 0.030999 | 0 | 0 | 0 | 0
6486 | 1154.033 | 6406 | 267 | 9 | 24 | 595.2381 | 535.7143 | 0 | 0 | 23.0807 | 1154.033 | 1148.0053 | 6.0277 | 1148.0363 | 5.9655 | 0.030999 | 0 | 0 | 0 | 0
6487 | 1154.033 | 6426 | 268 | 9 | 25 | 595.2381 | 535.7143 | 0 | 0 | 23.0807 | 1154.033 | 1148.0053 | 6.0277 | 1148.0363 | 5.9655 | 0.030999 | 0 | 0 | 0 | 0
6488 | 1154.033 | 6430 | 268 | 9 | 25 | 595.2381 | 535.7143 | 0 | 0 | 23.0807 | 1154.033 | 1148.0053 | 6.0277 | 1148.0363 | 5.9655 | 0.030999 | 0 | 0 | 0 | 0
6489 | 1154.033 | 6450 | 269 | 9 | 26 | 595.2381 | 535.7143 | 0 | 0 | 23.0807 | 1154.033 | 1148.0053 | 6.0277 | 1148.0363 | 5.9655 | 0.030999 | 0 | 0 | 0 | 0
6490 | 1154.033 | 6454 | 269 | 9 | 26 | 595.2381 | 535.7143 | 0 | 0 | 23.0807 | 1154.033 | 1148.0053 | 6.0277 | 1148.0363 | 5.9655 | 0.030999 | 0 | 0 | 0 | 0
6491 | 1154.033 | 6474 | 270 | 9 | 27 | 595.2381 | 535.7143 | 0 | 0 | 23.0807 | 1154.033 | 1148.0053 | 6.0277 | 1148.0363 | 5.9655 | 0.030999 | 0 | 0 | 0 | 0
6492 | 1154.033 | 6478 | 270 | 9 | 27 | 595.2381 | 535.7143 | 0 | 0 | 23.0807 | 1154.033 | 1148.0053 | 6.0277 | 1148.0363 | 5.9655 | 0.030999 | 0 | 0 | 0 | 0
6493 | 1154.033 | 6498 | 271 | 9 | 28 | 595.2381 | 535.7143 | 0 | 0 | 23.0807 | 1154.033 | 1148.0053 | 6.0277 | 1148.0363 | 5.9655 | 0.030999 | 0 | 0 | 0 | 0
6494 | 1154.033 | 6502 | 271 | 9 | 28 | 595.2381 | 535.7143 | 0 | 0 | 23.0807 | 1154.033 | 1148.0053 | 6.0277 | 1148.0363 | 5.9655 | 0.030999 | 0 | 0 | 0 | 0
6495 | 1154.033 | 6522 | 272 | 9 | 29 | 595.2381 | 535.7143 | 0 | 0 | 23.0807 | 1154.033 | 1148.0053 | 6.0277 | 1148.0363 | 5.9655 | 0.030999 | 0 | 0 | 0 | 0
6496 | 1154.033 | 6526 | 272 | 9 | 29 | 595.2381 | 535.7143 | 0 | 0 | 23.0807 | 1154.033 | 1148.0053 | 6.0277 | 1148.0363 | 5.9655 | 0.030999 | 0 | 0 | 0 | 0
6497 | 1154.033 | 6546 | 273 | 9 | 30 | 595.2381 | 535.7143 | 0 | 0 | 23.0807 | 1154.033 | 1148.0053 | 6.0277 | 1148.0363 | 5.9655 | 0.030999 | 0 | 0 | 0 | 0
6498 | 1154.033 | 6550 | 273 | 9 | 30 | 595.2381 | 535.7143 | 0 | 0 | 23.0807 | 1154.033 | 1148.0053 | 6.0277 | 1148.0363 | 5.9655 | 0.030999 | 0 | 0 | 0 | 0
6499 | 1032.5559 | 6552 | 274 | 10 | 1 | 1011.9048 | 0 | 0 | 0 | 20.6511 | 1032.5559 | 1027.1627 | 5.3932 | 1027.1904 | 5.3376 | 0.027736 | 0 | 0 | 0 | 0
6500 | 1032.5559 | 6553 | 274 | 10 | 1 | 1011.9048 | 0 | 0 | 0 | 20.6511 | 1032.5559 | 1027.1627 | 5.3932 | 1027.1904 | 5.3376 | 0.027736 | 0 | 0 | 0 | 0
6501 | 1032.5559 | 6554 | 274 | 10 | 1 | 1011.9048 | 0 | 0 | 0 | 20.6511 | 1032.5559 | 1027.1627 | 5.3932 | 1027.1904 | 5.3376 | 0.027736 | 0 | 0 | 0 | 0
6502 | 1032.5559 | 6555 | 274 | 10 | 1 | 1011.9048 | 0 | 0 | 0 | 20.6511 | 1032.5559 | 1027.1627 | 5.3932 | 1027.1904 | 5.3376 | 0.027736 | 0 | 0 | 0 | 0
6503 | 1032.5559 | 6556 | 274 | 10 | 1 | 1011.9048 | 0 | 0 | 0 | 20.6511 | 1032.5559 | 1027.1627 | 5.3932 | 1027.1904 | 5.3376 | 0.027736 | 0 | 0 | 0 | 0
6504 | 1032.5559 | 6569 | 274 | 10 | 1 | 1011.9048 | 0 | 0 | 0 | 20.6511 | 1032.5559 | 1027.1627 | 5.3932 | 1027.1904 | 5.3376 | 0.027736 | 0 | 0 | 0 | 0
6505 | 1032.5559 | 6575 | 274 | 10 | 2 | 1011.9048 | 0 | 0 | 0 | 20.6511 | 1032.5559 | 1027.1627 | 5.3932 | 1027.1904 | 5.3376 | 0.027736 | 0 | 0 | 0 | 0
6506 | 1032.5559 | 6576 | 275 | 10 | 2 | 1011.9048 | 0 | 0 | 0 | 20.6511 | 1032.5559 | 1027.1627 | 5.3932 | 1027.1904 | 5.3376 | 0.027736 | 0 | 0 | 0 | 0
6507 | 1032.5559 | 6577 | 275 | 10 | 2 | 1011.9048 | 0 | 0 | 0 | 20.6511 | 1032.5559 | 1027.1627 | 5.3932 | 1027.1904 | 5.3376 | 0.027736 | 0 | 0 | 0 | 0
6508 | 1032.5559 | 6578 | 275 | 10 | 2 | 1011.9048 | 0 | 0 | 0 | 20.6511 | 1032.5559 | 1027.1627 | 5.3932 | 1027.1904 | 5.3376 | 0.027736 | 0 | 0 | 0 | 0
6509 | 1032.5559 | 6579 | 275 | 10 | 2 | 1011.9048 | 0 | 0 | 0 | 20.6511 | 1032.5559 | 1027.1627 | 5.3932 | 1027.1904 | 5.3376 | 0.027736 | 0 | 0 | 0 | 0
6510 | 1032.5559 | 6580 | 275 | 10 | 2 | 1011.9048 | 0 | 0 | 0 | 20.6511 | 1032.5559 | 1027.1627 | 5.3932 | 1027.1904 | 5.3376 | 0.027736 | 0 | 0 | 0 | 0
6511 | 1032.5559 | 6593 | 275 | 10 | 2 | 1011.9048 | 0 | 0 | 0 | 20.6511 | 1032.5559 | 1027.1627 | 5.3932 | 1027.1904 | 5.3376 | 0.027736 | 0 | 0 | 0 | 0
6512 | 1032.5559 | 6599 | 275 | 10 | 3 | 1011.9048 | 0 | 0 | 0 | 20.6511 | 1032.5559 | 1027.1627 | 5.3932 | 1027.1904 | 5.3376 | 0.027736 | 0 | 0 | 0 | 0
6513 | 1032.5559 | 6600 | 276 | 10 | 3 | 1011.9048 | 0 | 0 | 0 | 20.6511 | 1032.5559 | 1027.1627 | 5.3932 | 1027.1904 | 5.3376 | 0.027736 | 0 | 0 | 0 | 0
6514 | 1032.5559 | 6601 | 276 | 10 | 3 | 1011.9048 | 0 | 0 | 0 | 20.6511 | 1032.5559 | 1027.1627 | 5.3932 | 1027.1904 | 5.3376 | 0.027736 | 0 | 0 | 0 | 0
6515 | 1032.5559 | 6602 | 276 | 10 | 3 | 1011.9048 | 0 | 0 | 0 | 20.6511 | 1032.5559 | 1027.1627 | 5.3932 | 1027.1904 | 5.3376 | 0.027736 | 0 | 0 | 0 | 0
6516 | 1032.5559 | 6603 | 276 | 10 | 3 | 1011.9048 | 0 | 0 | 0 | 20.6511 | 1032.5559 | 1027.1627 | 5.3932 | 1027.1904 | 5.3376 | 0.027736 | 0 | 0 | 0 | 0
6517 | 1032.5559 | 6604 | 276 | 10 | 3 | 1011.9048 | 0 | 0 | 0 | 20.6511 | 1032.5559 | 1027.1627 | 5.3932 | 1027.1904 | 5.3376 | 0.027736 | 0 | 0 | 0 | 0
6518 | 1032.5559 | 6617 | 276 | 10 | 3 | 1011.9048 | 0 | 0 | 0 | 20.6511 | 1032.5559 | 1027.1627 | 5.3932 | 1027.1904 | 5.3376 | 0.027736 | 0 | 0 | 0 | 0
6519 | 1032.5559 | 6623 | 276 | 10 | 4 | 1011.9048 | 0 | 0 | 0 | 20.6511 | 1032.5559 | 1027.1627 | 5.3932 | 1027.1904 | 5.3376 | 0.027736 | 0 | 0 | 0 | 0
6520 | 1032.5559 | 6624 | 277 | 10 | 4 | 1011.9048 | 0 | 0 | 0 | 20.6511 | 1032.5559 | 1027.1627 | 5.3932 | 1027.1904 | 5.3376 | 0.027736 | 0 | 0 | 0 | 0
6521 | 1032.5559 | 6625 | 277 | 10 | 4 | 1011.9048 | 0 | 0 | 0 | 20.6511 | 1032.5559 | 1027.1627 | 5.3932 | 1027.1904 | 5.3376 | 0.027736 | 0 | 0 | 0 | 0
6522 | 1032.5559 | 6626 | 277 | 10 | 4 | 1011.9048 | 0 | 0 | 0 | 20.6511 | 1032.5559 | 1027.1627 | 5.3932 | 1027.1904 | 5.3376 | 0.027736 | 0 | 0 | 0 | 0
6523 | 1032.5559 | 6627 | 277 | 10 | 4 | 1011.9048 | 0 | 0 | 0 | 20.6511 | 1032.5559 | 1027.1627 | 5.3932 | 1027.1904 | 5.3376 | 0.027736 | 0 | 0 | 0 | 0
6524 | 1032.5559 | 6628 | 277 | 10 | 4 | 1011.9048 | 0 | 0 | 0 | 20.6511 | 1032.5559 | 1027.1627 | 5.3932 | 1027.1904 | 5.3376 | 0.027736 | 0 | 0 | 0 | 0
6525 | 1032.5559 | 6641 | 277 | 10 | 4 | 1011.9048 | 0 | 0 | 0 | 20.6511 | 1032.5559 | 1027.1627 | 5.3932 | 1027.1904 | 5.3376 | 0.027736 | 0 | 0 | 0 | 0
6526 | 1032.5559 | 6647 | 277 | 10 | 5 | 1011.9048 | 0 | 0 | 0 | 20.6511 | 1032.5559 | 1027.1627 | 5.3932 | 1027.1904 | 5.3376 | 0.027736 | 0 | 0 | 0 | 0
6527 | 1032.5559 | 6648 | 278 | 10 | 5 | 1011.9048 | 0 | 0 | 0 | 20.6511 | 1032.5559 | 1027.1627 | 5.3932 | 1027.1904 | 5.3376 | 0.027736 | 0 | 0 | 0 | 0
6528 | 1032.5559 | 6649 | 278 | 10 | 5 | 1011.9048 | 0 | 0 | 0 | 20.6511 | 1032.5559 | 1027.1627 | 5.3932 | 1027.1904 | 5.3376 | 0.027736 | 0 | 0 | 0 | 0
6529 | 1032.5559 | 6650 | 278 | 10 | 5 | 1011.9048 | 0 | 0 | 0 | 20.6511 | 1032.5559 | 1027.1627 | 5.3932 | 1027.1904 | 5.3376 | 0.027736 | 0 | 0 | 0 | 0
6530 | 1032.5559 | 6651 | 278 | 10 | 5 | 1011.9048 | 0 | 0 | 0 | 20.6511 | 1032.5559 | 1027.1627 | 5.3932 | 1027.1904 | 5.3376 | 0.027736 | 0 | 0 | 0 | 0
6531 | 1032.5559 | 6652 | 278 | 10 | 5 | 1011.9048 | 0 | 0 | 0 | 20.6511 | 1032.5559 | 1027.1627 | 5.3932 | 1027.1904 | 5.3376 | 0.027736 | 0 | 0 | 0 | 0
6532 | 1032.5559 | 6665 | 278 | 10 | 5 | 1011.9048 | 0 | 0 | 0 | 20.6511 | 1032.5559 | 1027.1627 | 5.3932 | 1027.1904 | 5.3376 | 0.027736 | 0 | 0 | 0 | 0
6533 | 1032.5559 | 6671 | 278 | 10 | 6 | 1011.9048 | 0 | 0 | 0 | 20.6511 | 1032.5559 | 1027.1627 | 5.3932 | 1027.1904 | 5.3376 | 0.027736 | 0 | 0 | 0 | 0
6534 | 1032.5559 | 6672 | 279 | 10 | 6 | 1011.9048 | 0 | 0 | 0 | 20.6511 | 1032.5559 | 1027.1627 | 5.3932 | 1027.1904 | 5.3376 | 0.027736 | 0 | 0 | 0 | 0
6535 | 1032.5559 | 6673 | 279 | 10 | 6 | 1011.9048 | 0 | 0 | 0 | 20.6511 | 1032.5559 | 1027.1627 | 5.3932 | 1027.1904 | 5.3376 | 0.027736 | 0 | 0 | 0 | 0
6536 | 1032.5559 | 6674 | 279 | 10 | 6 | 1011.9048 | 0 | 0 | 0 | 20.6511 | 1032.5559 | 1027.1627 | 5.3932 | 1027.1904 | 5.3376 | 0.027736 | 0 | 0 | 0 | 0
6537 | 1032.5559 | 6675 | 279 | 10 | 6 | 1011.9048 | 0 | 0 | 0 | 20.6511 | 1032.5559 | 1027.1627 | 5.3932 | 1027.1904 | 5.3376 | 0.027736 | 0 | 0 | 0 | 0
6538 | 1032.5559 | 6676 | 279 | 10 | 6 | 1011.9048 | 0 | 0 | 0 | 20.6511 | 1032.5559 | 1027.1627 | 5.3932 | 1027.1904 | 5.3376 | 0.027736 | 0 | 0 | 0 | 0
6539 | 1032.5559 | 6689 | 279 | 10 | 6 | 1011.9048 | 0 | 0 | 0 | 20.6511 | 1032.5559 | 1027.1627 | 5.3932 | 1027.1904 | 5.3376 | 0.027736 | 0 | 0 | 0 | 0
6540 | 1032.5559 | 6695 | 279 | 10 | 7 | 1011.9048 | 0 | 0 | 0 | 20.6511 | 1032.5559 | 1027.1627 | 5.3932 | 1027.1904 | 5.3376 | 0.027736 | 0 | 0 | 0 | 0
6541 | 1032.5559 | 6696 | 280 | 10 | 7 | 1011.9048 | 0 | 0 | 0 | 20.6511 | 1032.5559 | 1027.1627 | 5.3932 | 1027.1904 | 5.3376 | 0.027736 | 0 | 0 | 0 | 0
6542 | 1032.5559 | 6697 | 280 | 10 | 7 | 1011.9048 | 0 | 0 | 0 | 20.6511 | 1032.5559 | 1027.1627 | 5.3932 | 1027.1904 | 5.3376 | 0.027736 | 0 | 0 | 0 | 0
6543 | 1032.5559 | 6698 | 280 | 10 | 7 | 1011.9048 | 0 | 0 | 0 | 20.6511 | 1032.5559 | 1027.1627 | 5.3932 | 1027.1904 | 5.3376 | 0.027736 | 0 | 0 | 0 | 0
6544 | 1032.5559 | 6699 | 280 | 10 | 7 | 1011.9048 | 0 | 0 | 0 | 20.6511 | 1032.5559 | 1027.1627 | 5.3932 | 1027.1904 | 5.3376 | 0.027736 | 0 | 0 | 0 | 0
6545 | 1032.5559 | 6700 | 280 | 10 | 7 | 1011.9048 | 0 | 0 | 0 | 20.6511 | 1032.5559 | 1027.1627 | 5.3932 | 1027.1904 | 5.3376 | 0.027736 | 0 | 0 | 0 | 0
6546 | 1032.5559 | 6713 | 280 | 10 | 7 | 1011.9048 | 0 | 0 | 0 | 20.6511 | 1032.5559 | 1027.1627 | 5.3932 | 1027.1904 | 5.3376 | 0.027736 | 0 | 0 | 0 | 0
6547 | 1032.5559 | 6719 | 280 | 10 | 8 | 1011.9048 | 0 | 0 | 0 | 20.6511 | 1032.5559 | 1027.1627 | 5.3932 | 1027.1904 | 5.3376 | 0.027736 | 0 | 0 | 0 | 0
6548 | 1032.5559 | 6720 | 281 | 10 | 8 | 1011.9048 | 0 | 0 | 0 | 20.6511 | 1032.5559 | 1027.1627 | 5.3932 | 1027.1904 | 5.3376 | 0.027736 | 0 | 0 | 0 | 0
6549 | 1032.5559 | 6721 | 281 | 10 | 8 | 1011.9048 | 0 | 0 | 0 | 20.6511 | 1032.5559 | 1027.1627 | 5.3932 | 1027.1904 | 5.3376 | 0.027736 | 0 | 0 | 0 | 0
6550 | 1032.5559 | 6722 | 281 | 10 | 8 | 1011.9048 | 0 | 0 | 0 | 20.6511 | 1032.5559 | 1027.1627 | 5.3932 | 1027.1904 | 5.3376 | 0.027736 | 0 | 0 | 0 | 0
6551 | 1032.5559 | 6723 | 281 | 10 | 8 | 1011.9048 | 0 | 0 | 0 | 20.6511 | 1032.5559 | 1027.1627 | 5.3932 | 1027.1904 | 5.3376 | 0.027736 | 0 | 0 | 0 | 0
6552 | 1032.5559 | 6724 | 281 | 10 | 8 | 1011.9048 | 0 | 0 | 0 | 20.6511 | 1032.5559 | 1027.1627 | 5.3932 | 1027.1904 | 5.3376 | 0.027736 | 0 | 0 | 0 | 0
6553 | 1032.5559 | 6737 | 281 | 10 | 8 | 1011.9048 | 0 | 0 | 0 | 20.6511 | 1032.5559 | 1027.1627 | 5.3932 | 1027.1904 | 5.3376 | 0.027736 | 0 | 0 | 0 | 0
6554 | 1032.5559 | 6743 | 281 | 10 | 9 | 1011.9048 | 0 | 0 | 0 | 20.6511 | 1032.5559 | 1027.1627 | 5.3932 | 1027.1904 | 5.3376 | 0.027736 | 0 | 0 | 0 | 0
6555 | 1032.5559 | 6744 | 282 | 10 | 9 | 1011.9048 | 0 | 0 | 0 | 20.6511 | 1032.5559 | 1027.1627 | 5.3932 | 1027.1904 | 5.3376 | 0.027736 | 0 | 0 | 0 | 0
6556 | 1032.5559 | 6745 | 282 | 10 | 9 | 1011.9048 | 0 | 0 | 0 | 20.6511 | 1032.5559 | 1027.1627 | 5.3932 | 1027.1904 | 5.3376 | 0.027736 | 0 | 0 | 0 | 0
6557 | 1032.5559 | 6746 | 282 | 10 | 9 | 1011.9048 | 0 | 0 | 0 | 20.6511 | 1032.5559 | 1027.1627 | 5.3932 | 1027.1904 | 5.3376 | 0.027736 | 0 | 0 | 0 | 0
6558 | 1032.5559 | 6747 | 282 | 10 | 9 | 1011.9048 | 0 | 0 | 0 | 20.6511 | 1032.5559 | 1027.1627 | 5.3932 | 1027.1904 | 5.3376 | 0.027736 | 0 | 0 | 0 | 0
6559 | 1032.5559 | 6748 | 282 | 10 | 9 | 1011.9048 | 0 | 0 | 0 | 20.6511 | 1032.5559 | 1027.1627 | 5.3932 | 1027.1904 | 5.3376 | 0.027736 | 0 | 0 | 0 | 0
6560 | 1032.5559 | 6761 | 282 | 10 | 9 | 1011.9048 | 0 | 0 | 0 | 20.6511 | 1032.5559 | 1027.1627 | 5.3932 | 1027.1904 | 5.3376 | 0.027736 | 0 | 0 | 0 | 0
6561 | 1032.5559 | 6767 | 282 | 10 | 10 | 1011.9048 | 0 | 0 | 0 | 20.6511 | 1032.5559 | 1027.1627 | 5.3932 | 1027.1904 | 5.3376 | 0.027736 | 0 | 0 | 0 | 0
6562 | 1032.5559 | 6768 | 283 | 10 | 10 | 1011.9048 | 0 | 0 | 0 | 20.6511 | 1032.5559 | 1027.1627 | 5.3932 | 1027.1904 | 5.3376 | 0.027736 | 0 | 0 | 0 | 0
6563 | 1032.5559 | 6769 | 283 | 10 | 10 | 1011.9048 | 0 | 0 | 0 | 20.6511 | 1032.5559 | 1027.1627 | 5.3932 | 1027.1904 | 5.3376 | 0.027736 | 0 | 0 | 0 | 0
6564 | 1032.5559 | 6770 | 283 | 10 | 10 | 1011.9048 | 0 | 0 | 0 | 20.6511 | 1032.5559 | 1027.1627 | 5.3932 | 1027.1904 | 5.3376 | 0.027736 | 0 | 0 | 0 | 0
6565 | 1032.5559 | 6771 | 283 | 10 | 10 | 1011.9048 | 0 | 0 | 0 | 20.6511 | 1032.5559 | 1027.1627 | 5.3932 | 1027.1904 | 5.3376 | 0.027736 | 0 | 0 | 0 | 0
6566 | 1032.5559 | 6772 | 283 | 10 | 10 | 1011.9048 | 0 | 0 | 0 | 20.6511 | 1032.5559 | 1027.1627 | 5.3932 | 1027.1904 | 5.3376 | 0.027736 | 0 | 0 | 0 | 0
6567 | 1032.5559 | 6785 | 283 | 10 | 10 | 1011.9048 | 0 | 0 | 0 | 20.6511 | 1032.5559 | 1027.1627 | 5.3932 | 1027.1904 | 5.3376 | 0.027736 | 0 | 0 | 0 | 0
6568 | 1032.5559 | 6791 | 283 | 10 | 11 | 1011.9048 | 0 | 0 | 0 | 20.6511 | 1032.5559 | 1027.1627 | 5.3932 | 1027.1904 | 5.3376 | 0.027736 | 0 | 0 | 0 | 0
6569 | 1032.5559 | 6792 | 284 | 10 | 11 | 1011.9048 | 0 | 0 | 0 | 20.6511 | 1032.5559 | 1027.1627 | 5.3932 | 1027.1904 | 5.3376 | 0.027736 | 0 | 0 | 0 | 0
6570 | 1032.5559 | 6793 | 284 | 10 | 11 | 1011.9048 | 0 | 0 | 0 | 20.6511 | 1032.5559 | 1027.1627 | 5.3932 | 1027.1904 | 5.3376 | 0.027736 | 0 | 0 | 0 | 0
6571 | 1032.5559 | 6794 | 284 | 10 | 11 | 1011.9048 | 0 | 0 | 0 | 20.6511 | 1032.5559 | 1027.1627 | 5.3932 | 1027.1904 | 5.3376 | 0.027736 | 0 | 0 | 0 | 0
6572 | 1032.5559 | 6795 | 284 | 10 | 11 | 1011.9048 | 0 | 0 | 0 | 20.6511 | 1032.5559 | 1027.1627 | 5.3932 | 1027.1904 | 5.3376 | 0.027736 | 0 | 0 | 0 | 0
6573 | 1032.5559 | 6796 | 284 | 10 | 11 | 1011.9048 | 0 | 0 | 0 | 20.6511 | 1032.5559 | 1027.1627 | 5.3932 | 1027.1904 | 5.3376 | 0.027736 | 0 | 0 | 0 | 0
6574 | 1032.5559 | 6809 | 284 | 10 | 11 | 1011.9048 | 0 | 0 | 0 | 20.6511 | 1032.5559 | 1027.1627 | 5.3932 | 1027.1904 | 5.3376 | 0.027736 | 0 | 0 | 0 | 0
6575 | 1032.5559 | 6815 | 284 | 10 | 12 | 1011.9048 | 0 | 0 | 0 | 20.6511 | 1032.5559 | 1027.1627 | 5.3932 | 1027.1904 | 5.3376 | 0.027736 | 0 | 0 | 0 | 0
6576 | 1032.5559 | 6816 | 285 | 10 | 12 | 1011.9048 | 0 | 0 | 0 | 20.6511 | 1032.5559 | 1027.1627 | 5.3932 | 1027.1904 | 5.3376 | 0.027736 | 0 | 0 | 0 | 0
6577 | 1032.5559 | 6817 | 285 | 10 | 12 | 1011.9048 | 0 | 0 | 0 | 20.6511 | 1032.5559 | 1027.1627 | 5.3932 | 1027.1904 | 5.3376 | 0.027736 | 0 | 0 | 0 | 0
6578 | 1032.5559 | 6818 | 285 | 10 | 12 | 1011.9048 | 0 | 0 | 0 | 20.6511 | 1032.5559 | 1027.1627 | 5.3932 | 1027.1904 | 5.3376 | 0.027736 | 0 | 0 | 0 | 0
6579 | 1032.5559 | 6819 | 285 | 10 | 12 | 1011.9048 | 0 | 0 | 0 | 20.6511 | 1032.5559 | 1027.1627 | 5.3932 | 1027.1904 | 5.3376 | 0.027736 | 0 | 0 | 0 | 0
6580 | 1032.5559 | 6820 | 285 | 10 | 12 | 1011.9048 | 0 | 0 | 0 | 20.6511 | 1032.5559 | 1027.1627 | 5.3932 | 1027.1904 | 5.3376 | 0.027736 | 0 | 0 | 0 | 0
6581 | 1032.5559 | 6833 | 285 | 10 | 12 | 1011.9048 | 0 | 0 | 0 | 20.6511 | 1032.5559 | 1027.1627 | 5.3932 | 1027.1904 | 5.3376 | 0.027736 | 0 | 0 | 0 | 0
6582 | 1032.5559 | 6839 | 285 | 10 | 13 | 1011.9048 | 0 | 0 | 0 | 20.6511 | 1032.5559 | 1027.1627 | 5.3932 | 1027.1904 | 5.3376 | 0.027736 | 0 | 0 | 0 | 0
6583 | 1032.5559 | 6840 | 286 | 10 | 13 | 1011.9048 | 0 | 0 | 0 | 20.6511 | 1032.5559 | 1027.1627 | 5.3932 | 1027.1904 | 5.3376 | 0.027736 | 0 | 0 | 0 | 0
6584 | 1032.5559 | 6841 | 286 | 10 | 13 | 1011.9048 | 0 | 0 | 0 | 20.6511 | 1032.5559 | 1027.1627 | 5.3932 | 1027.1904 | 5.3376 | 0.027736 | 0 | 0 | 0 | 0
6585 | 1032.5559 | 6842 | 286 | 10 | 13 | 1011.9048 | 0 | 0 | 0 | 20.6511 | 1032.5559 | 1027.1627 | 5.3932 | 1027.1904 | 5.3376 | 0.027736 | 0 | 0 | 0 | 0
6586 | 1032.5559 | 6843 | 286 | 10 | 13 | 1011.9048 | 0 | 0 | 0 | 20.6511 | 1032.5559 | 1027.1627 | 5.3932 | 1027.1904 | 5.3376 | 0.027736 | 0 | 0 | 0 | 0
6587 | 1032.5559 | 6844 | 286 | 10 | 13 | 1011.9048 | 0 | 0 | 0 | 20.6511 | 1032.5559 | 1027.1627 | 5.3932 | 1027.1904 | 5.3376 | 0.027736 | 0 | 0 | 0 | 0
6588 | 1032.5559 | 6857 | 286 | 10 | 13 | 1011.9048 | 0 | 0 | 0 | 20.6511 | 1032.5559 | 1027.1627 | 5.3932 | 1027.1904 | 5.3376 | 0.027736 | 0 | 0 | 0 | 0
6589 | 1032.5559 | 6863 | 286 | 10 | 14 | 1011.9048 | 0 | 0 | 0 | 20.6511 | 1032.5559 | 1027.1627 | 5.3932 | 1027.1904 | 5.3376 | 0.027736 | 0 | 0 | 0 | 0
6590 | 1032.5559 | 6864 | 287 | 10 | 14 | 1011.9048 | 0 | 0 | 0 | 20.6511 | 1032.5559 | 1027.1627 | 5.3932 | 1027.1904 | 5.3376 | 0.027736 | 0 | 0 | 0 | 0
6591 | 1032.5559 | 6865 | 287 | 10 | 14 | 1011.9048 | 0 | 0 | 0 | 20.6511 | 1032.5559 | 1027.1627 | 5.3932 | 1027.1904 | 5.3376 | 0.027736 | 0 | 0 | 0 | 0
6592 | 1032.5559 | 6866 | 287 | 10 | 14 | 1011.9048 | 0 | 0 | 0 | 20.6511 | 1032.5559 | 1027.1627 | 5.3932 | 1027.1904 | 5.3376 | 0.027736 | 0 | 0 | 0 | 0
6593 | 1032.5559 | 6867 | 287 | 10 | 14 | 1011.9048 | 0 | 0 | 0 | 20.6511 | 1032.5559 | 1027.1627 | 5.3932 | 1027.1904 | 5.3376 | 0.027736 | 0 | 0 | 0 | 0
6594 | 1032.5559 | 6868 | 287 | 10 | 14 | 1011.9048 | 0 | 0 | 0 | 20.6511 | 1032.5559 | 1027.1627 | 5.3932 | 1027.1904 | 5.3376 | 0.027736 | 0 | 0 | 0 | 0
6595 | 1032.5559 | 6881 | 287 | 10 | 14 | 1011.9048 | 0 | 0 | 0 | 20.6511 | 1032.5559 | 1027.1627 | 5.3932 | 1027.1904 | 5.3376 | 0.027736 | 0 | 0 | 0 | 0
6596 | 1032.5559 | 6887 | 287 | 10 | 15 | 1011.9048 | 0 | 0 | 0 | 20.6511 | 1032.5559 | 1027.1627 | 5.3932 | 1027.1904 | 5.3376 | 0.027736 | 0 | 0 | 0 | 0
6597 | 1032.5559 | 6888 | 288 | 10 | 15 | 1011.9048 | 0 | 0 | 0 | 20.6511 | 1032.5559 | 1027.1627 | 5.3932 | 1027.1904 | 5.3376 | 0.027736 | 0 | 0 | 0 | 0
6598 | 1032.5559 | 6889 | 288 | 10 | 15 | 1011.9048 | 0 | 0 | 0 | 20.6511 | 1032.5559 | 1027.1627 | 5.3932 | 1027.1904 | 5.3376 | 0.027736 | 0 | 0 | 0 | 0
6599 | 1032.5559 | 6890 | 288 | 10 | 15 | 1011.9048 | 0 | 0 | 0 | 20.6511 | 1032.5559 | 1027.1627 | 5.3932 | 1027.1904 | 5.3376 | 0.027736 | 0 | 0 | 0 | 0
6600 | 1032.5559 | 6891 | 288 | 10 | 15 | 1011.9048 | 0 | 0 | 0 | 20.6511 | 1032.5559 | 1027.1627 | 5.3932 | 1027.1904 | 5.3376 | 0.027736 | 0 | 0 | 0 | 0
6601 | 1032.5559 | 6892 | 288 | 10 | 15 | 1011.9048 | 0 | 0 | 0 | 20.6511 | 1032.5559 | 1027.1627 | 5.3932 | 1027.1904 | 5.3376 | 0.027736 | 0 | 0 | 0 | 0
6602 | 1032.5559 | 6905 | 288 | 10 | 15 | 1011.9048 | 0 | 0 | 0 | 20.6511 | 1032.5559 | 1027.1627 | 5.3932 | 1027.1904 | 5.3376 | 0.027736 | 0 | 0 | 0 | 0
6603 | 1032.5559 | 6911 | 288 | 10 | 16 | 1011.9048 | 0 | 0 | 0 | 20.6511 | 1032.5559 | 1027.1627 | 5.3932 | 1027.1904 | 5.3376 | 0.027736 | 0 | 0 | 0 | 0
6604 | 1032.5559 | 6912 | 289 | 10 | 16 | 1011.9048 | 0 | 0 | 0 | 20.6511 | 1032.5559 | 1027.1627 | 5.3932 | 1027.1904 | 5.3376 | 0.027736 | 0 | 0 | 0 | 0
6605 | 1032.5559 | 6913 | 289 | 10 | 16 | 1011.9048 | 0 | 0 | 0 | 20.6511 | 1032.5559 | 1027.1627 | 5.3932 | 1027.1904 | 5.3376 | 0.027736 | 0 | 0 | 0 | 0
6606 | 1032.5559 | 6914 | 289 | 10 | 16 | 1011.9048 | 0 | 0 | 0 | 20.6511 | 1032.5559 | 1027.1627 | 5.3932 | 1027.1904 | 5.3376 | 0.027736 | 0 | 0 | 0 | 0
6607 | 1032.5559 | 6915 | 289 | 10 | 16 | 1011.9048 | 0 | 0 | 0 | 20.6511 | 1032.5559 | 1027.1627 | 5.3932 | 1027.1904 | 5.3376 | 0.027736 | 0 | 0 | 0 | 0
6608 | 1032.5559 | 6916 | 289 | 10 | 16 | 1011.9048 | 0 | 0 | 0 | 20.6511 | 1032.5559 | 1027.1627 | 5.3932 | 1027.1904 | 5.3376 | 0.027736 | 0 | 0 | 0 | 0
6609 | 1032.5559 | 6929 | 289 | 10 | 16 | 1011.9048 | 0 | 0 | 0 | 20.6511 | 1032.5559 | 1027.1627 | 5.3932 | 1027.1904 | 5.3376 | 0.027736 | 0 | 0 | 0 | 0
6610 | 1032.5559 | 6935 | 289 | 10 | 17 | 1011.9048 | 0 | 0 | 0 | 20.6511 | 1032.5559 | 1027.1627 | 5.3932 | 1027.1904 | 5.3376 | 0.027736 | 0 | 0 | 0 | 0
6611 | 1032.5559 | 6936 | 290 | 10 | 17 | 1011.9048 | 0 | 0 | 0 | 20.6511 | 1032.5559 | 1027.1627 | 5.3932 | 1027.1904 | 5.3376 | 0.027736 | 0 | 0 | 0 | 0
6612 | 1032.5559 | 6937 | 290 | 10 | 17 | 1011.9048 | 0 | 0 | 0 | 20.6511 | 1032.5559 | 1027.1627 | 5.3932 | 1027.1904 | 5.3376 | 0.027736 | 0 | 0 | 0 | 0
6613 | 1032.5559 | 6938 | 290 | 10 | 17 | 1011.9048 | 0 | 0 | 0 | 20.6511 | 1032.5559 | 1027.1627 | 5.3932 | 1027.1904 | 5.3376 | 0.027736 | 0 | 0 | 0 | 0
6614 | 1032.5559 | 6939 | 290 | 10 | 17 | 1011.9048 | 0 | 0 | 0 | 20.6511 | 1032.5559 | 1027.1627 | 5.3932 | 1027.1904 | 5.3376 | 0.027736 | 0 | 0 | 0 | 0
6615 | 1032.5559 | 6940 | 290 | 10 | 17 | 1011.9048 | 0 | 0 | 0 | 20.6511 | 1032.5559 | 1027.1627 | 5.3932 | 1027.1904 | 5.3376 | 0.027736 | 0 | 0 | 0 | 0
6616 | 1032.5559 | 6953 | 290 | 10 | 17 | 1011.9048 | 0 | 0 | 0 | 20.6511 | 1032.5559 | 1027.1627 | 5.3932 | 1027.1904 | 5.3376 | 0.027736 | 0 | 0 | 0 | 0
6617 | 1032.5559 | 6959 | 290 | 10 | 18 | 1011.9048 | 0 | 0 | 0 | 20.6511 | 1032.5559 | 1027.1627 | 5.3932 | 1027.1904 | 5.3376 | 0.027736 | 0 | 0 | 0 | 0
6618 | 1032.5559 | 6960 | 291 | 10 | 18 | 1011.9048 | 0 | 0 | 0 | 20.6511 | 1032.5559 | 1027.1627 | 5.3932 | 1027.1904 | 5.3376 | 0.027736 | 0 | 0 | 0 | 0
6619 | 1032.5559 | 6961 | 291 | 10 | 18 | 1011.9048 | 0 | 0 | 0 | 20.6511 | 1032.5559 | 1027.1627 | 5.3932 | 1027.1904 | 5.3376 | 0.027736 | 0 | 0 | 0 | 0
6620 | 1032.5559 | 6962 | 291 | 10 | 18 | 1011.9048 | 0 | 0 | 0 | 20.6511 | 1032.5559 | 1027.1627 | 5.3932 | 1027.1904 | 5.3376 | 0.027736 | 0 | 0 | 0 | 0
6621 | 1032.5559 | 6963 | 291 | 10 | 18 | 1011.9048 | 0 | 0 | 0 | 20.6511 | 1032.5559 | 1027.1627 | 5.3932 | 1027.1904 | 5.3376 | 0.027736 | 0 | 0 | 0 | 0
6622 | 1032.5559 | 6964 | 291 | 10 | 18 | 1011.9048 | 0 | 0 | 0 | 20.6511 | 1032.5559 | 1027.1627 | 5.3932 | 1027.1904 | 5.3376 | 0.027736 | 0 | 0 | 0 | 0
6623 | 1032.5559 | 6977 | 291 | 10 | 18 | 1011.9048 | 0 | 0 | 0 | 20.6511 | 1032.5559 | 1027.1627 | 5.3932 | 1027.1904 | 5.3376 | 0.027736 | 0 | 0 | 0 | 0
6624 | 1032.5559 | 6983 | 291 | 10 | 19 | 1011.9048 | 0 | 0 | 0 | 20.6511 | 1032.5559 | 1027.1627 | 5.3932 | 1027.1904 | 5.3376 | 0.027736 | 0 | 0 | 0 | 0
6625 | 1032.5559 | 6984 | 292 | 10 | 19 | 1011.9048 | 0 | 0 | 0 | 20.6511 | 1032.5559 | 1027.1627 | 5.3932 | 1027.1904 | 5.3376 | 0.027736 | 0 | 0 | 0 | 0
6626 | 1032.5559 | 6985 | 292 | 10 | 19 | 1011.9048 | 0 | 0 | 0 | 20.6511 | 1032.5559 | 1027.1627 | 5.3932 | 1027.1904 | 5.3376 | 0.027736 | 0 | 0 | 0 | 0
6627 | 1032.5559 | 6986 | 292 | 10 | 19 | 1011.9048 | 0 | 0 | 0 | 20.6511 | 1032.5559 | 1027.1627 | 5.3932 | 1027.1904 | 5.3376 | 0.027736 | 0 | 0 | 0 | 0
6628 | 1032.5559 | 6987 | 292 | 10 | 19 | 1011.9048 | 0 | 0 | 0 | 20.6511 | 1032.5559 | 1027.1627 | 5.3932 | 1027.1904 | 5.3376 | 0.027736 | 0 | 0 | 0 | 0
6629 | 1032.5559 | 6988 | 292 | 10 | 19 | 1011.9048 | 0 | 0 | 0 | 20.6511 | 1032.5559 | 1027.1627 | 5.3932 | 1027.1904 | 5.3376 | 0.027736 | 0 | 0 | 0 | 0
6630 | 1032.5559 | 7001 | 292 | 10 | 19 | 1011.9048 | 0 | 0 | 0 | 20.6511 | 1032.5559 | 1027.1627 | 5.3932 | 1027.1904 | 5.3376 | 0.027736 | 0 | 0 | 0 | 0
6631 | 1032.5559 | 7007 | 292 | 10 | 20 | 1011.9048 | 0 | 0 | 0 | 20.6511 | 1032.5559 | 1027.1627 | 5.3932 | 1027.1904 | 5.3376 | 0.027736 | 0 | 0 | 0 | 0
6632 | 1032.5559 | 7008 | 293 | 10 | 20 | 1011.9048 | 0 | 0 | 0 | 20.6511 | 1032.5559 | 1027.1627 | 5.3932 | 1027.1904 | 5.3376 | 0.027736 | 0 | 0 | 0 | 0
6633 | 1032.5559 | 7009 | 293 | 10 | 20 | 1011.9048 | 0 | 0 | 0 | 20.6511 | 1032.5559 | 1027.1627 | 5.3932 | 1027.1904 | 5.3376 | 0.027736 | 0 | 0 | 0 | 0
6634 | 1032.5559 | 7010 | 293 | 10 | 20 | 1011.9048 | 0 | 0 | 0 | 20.6511 | 1032.5559 | 1027.1627 | 5.3932 | 1027.1904 | 5.3376 | 0.027736 | 0 | 0 | 0 | 0
6635 | 1032.5559 | 7011 | 293 | 10 | 20 | 1011.9048 | 0 | 0 | 0 | 20.6511 | 1032.5559 | 1027.1627 | 5.3932 | 1027.1904 | 5.3376 | 0.027736 | 0 | 0 | 0 | 0
6636 | 1032.5559 | 7012 | 293 | 10 | 20 | 1011.9048 | 0 | 0 | 0 | 20.6511 | 1032.5559 | 1027.1627 | 5.3932 | 1027.1904 | 5.3376 | 0.027736 | 0 | 0 | 0 | 0
6637 | 1032.5559 | 7025 | 293 | 10 | 20 | 1011.9048 | 0 | 0 | 0 | 20.6511 | 1032.5559 | 1027.1627 | 5.3932 | 1027.1904 | 5.3376 | 0.027736 | 0 | 0 | 0 | 0
6638 | 1032.5559 | 7031 | 293 | 10 | 21 | 1011.9048 | 0 | 0 | 0 | 20.6511 | 1032.5559 | 1027.1627 | 5.3932 | 1027.1904 | 5.3376 | 0.027736 | 0 | 0 | 0 | 0
6639 | 1032.5559 | 7032 | 294 | 10 | 21 | 1011.9048 | 0 | 0 | 0 | 20.6511 | 1032.5559 | 1027.1627 | 5.3932 | 1027.1904 | 5.3376 | 0.027736 | 0 | 0 | 0 | 0
6640 | 1032.5559 | 7033 | 294 | 10 | 21 | 1011.9048 | 0 | 0 | 0 | 20.6511 | 1032.5559 | 1027.1627 | 5.3932 | 1027.1904 | 5.3376 | 0.027736 | 0 | 0 | 0 | 0
6641 | 1032.5559 | 7034 | 294 | 10 | 21 | 1011.9048 | 0 | 0 | 0 | 20.6511 | 1032.5559 | 1027.1627 | 5.3932 | 1027.1904 | 5.3376 | 0.027736 | 0 | 0 | 0 | 0
6642 | 1032.5559 | 7035 | 294 | 10 | 21 | 1011.9048 | 0 | 0 | 0 | 20.6511 | 1032.5559 | 1027.1627 | 5.3932 | 1027.1904 | 5.3376 | 0.027736 | 0 | 0 | 0 | 0
6643 | 1032.5559 | 7036 | 294 | 10 | 21 | 1011.9048 | 0 | 0 | 0 | 20.6511 | 1032.5559 | 1027.1627 | 5.3932 | 1027.1904 | 5.3376 | 0.027736 | 0 | 0 | 0 | 0
6644 | 1032.5559 | 7049 | 294 | 10 | 21 | 1011.9048 | 0 | 0 | 0 | 20.6511 | 1032.5559 | 1027.1627 | 5.3932 | 1027.1904 | 5.3376 | 0.027736 | 0 | 0 | 0 | 0
6645 | 1032.5559 | 7055 | 294 | 10 | 22 | 1011.9048 | 0 | 0 | 0 | 20.6511 | 1032.5559 | 1027.1627 | 5.3932 | 1027.1904 | 5.3376 | 0.027736 | 0 | 0 | 0 | 0
6646 | 1032.5559 | 7056 | 295 | 10 | 22 | 1011.9048 | 0 | 0 | 0 | 20.6511 | 1032.5559 | 1027.1627 | 5.3932 | 1027.1904 | 5.3376 | 0.027736 | 0 | 0 | 0 | 0
6647 | 1032.5559 | 7057 | 295 | 10 | 22 | 1011.9048 | 0 | 0 | 0 | 20.6511 | 1032.5559 | 1027.1627 | 5.3932 | 1027.1904 | 5.3376 | 0.027736 | 0 | 0 | 0 | 0
6648 | 1032.5559 | 7058 | 295 | 10 | 22 | 1011.9048 | 0 | 0 | 0 | 20.6511 | 1032.5559 | 1027.1627 | 5.3932 | 1027.1904 | 5.3376 | 0.027736 | 0 | 0 | 0 | 0
6649 | 1032.5559 | 7059 | 295 | 10 | 22 | 1011.9048 | 0 | 0 | 0 | 20.6511 | 1032.5559 | 1027.1627 | 5.3932 | 1027.1904 | 5.3376 | 0.027736 | 0 | 0 | 0 | 0
6650 | 1032.5559 | 7060 | 295 | 10 | 22 | 1011.9048 | 0 | 0 | 0 | 20.6511 | 1032.5559 | 1027.1627 | 5.3932 | 1027.1904 | 5.3376 | 0.027736 | 0 | 0 | 0 | 0
6651 | 1032.5559 | 7073 | 295 | 10 | 22 | 1011.9048 | 0 | 0 | 0 | 20.6511 | 1032.5559 | 1027.1627 | 5.3932 | 1027.1904 | 5.3376 | 0.027736 | 0 | 0 | 0 | 0
6652 | 1032.5559 | 7079 | 295 | 10 | 23 | 1011.9048 | 0 | 0 | 0 | 20.6511 | 1032.5559 | 1027.1627 | 5.3932 | 1027.1904 | 5.3376 | 0.027736 | 0 | 0 | 0 | 0
6653 | 1032.5559 | 7080 | 296 | 10 | 23 | 1011.9048 | 0 | 0 | 0 | 20.6511 | 1032.5559 | 1027.1627 | 5.3932 | 1027.1904 | 5.3376 | 0.027736 | 0 | 0 | 0 | 0
6654 | 1032.5559 | 7081 | 296 | 10 | 23 | 1011.9048 | 0 | 0 | 0 | 20.6511 | 1032.5559 | 1027.1627 | 5.3932 | 1027.1904 | 5.3376 | 0.027736 | 0 | 0 | 0 | 0
6655 | 1032.5559 | 7082 | 296 | 10 | 23 | 1011.9048 | 0 | 0 | 0 | 20.6511 | 1032.5559 | 1027.1627 | 5.3932 | 1027.1904 | 5.3376 | 0.027736 | 0 | 0 | 0 | 0
6656 | 1032.5559 | 7083 | 296 | 10 | 23 | 1011.9048 | 0 | 0 | 0 | 20.6511 | 1032.5559 | 1027.1627 | 5.3932 | 1027.1904 | 5.3376 | 0.027736 | 0 | 0 | 0 | 0
6657 | 1032.5559 | 7084 | 296 | 10 | 23 | 1011.9048 | 0 | 0 | 0 | 20.6511 | 1032.5559 | 1027.1627 | 5.3932 | 1027.1904 | 5.3376 | 0.027736 | 0 | 0 | 0 | 0
6658 | 1032.5559 | 7097 | 296 | 10 | 23 | 1011.9048 | 0 | 0 | 0 | 20.6511 | 1032.5559 | 1027.1627 | 5.3932 | 1027.1904 | 5.3376 | 0.027736 | 0 | 0 | 0 | 0
6659 | 1032.5559 | 7103 | 296 | 10 | 24 | 1011.9048 | 0 | 0 | 0 | 20.6511 | 1032.5559 | 1027.1627 | 5.3932 | 1027.1904 | 5.3376 | 0.027736 | 0 | 0 | 0 | 0
6660 | 1032.5559 | 7104 | 297 | 10 | 24 | 1011.9048 | 0 | 0 | 0 | 20.6511 | 1032.5559 | 1027.1627 | 5.3932 | 1027.1904 | 5.3376 | 0.027736 | 0 | 0 | 0 | 0
6661 | 1032.5559 | 7105 | 297 | 10 | 24 | 1011.9048 | 0 | 0 | 0 | 20.6511 | 1032.5559 | 1027.1627 | 5.3932 | 1027.1904 | 5.3376 | 0.027736 | 0 | 0 | 0 | 0
6662 | 1032.5559 | 7106 | 297 | 10 | 24 | 1011.9048 | 0 | 0 | 0 | 20.6511 | 1032.5559 | 1027.1627 | 5.3932 | 1027.1904 | 5.3376 | 0.027736 | 0 | 0 | 0 | 0
6663 | 1032.5559 | 7107 | 297 | 10 | 24 | 1011.9048 | 0 | 0 | 0 | 20.6511 | 1032.5559 | 1027.1627 | 5.3932 | 1027.1904 | 5.3376 | 0.027736 | 0 | 0 | 0 | 0
6664 | 1032.5559 | 7108 | 297 | 10 | 24 | 1011.9048 | 0 | 0 | 0 | 20.6511 | 1032.5559 | 1027.1627 | 5.3932 | 1027.1904 | 5.3376 | 0.027736 | 0 | 0 | 0 | 0
6665 | 1032.5559 | 7121 | 297 | 10 | 24 | 1011.9048 | 0 | 0 | 0 | 20.6511 | 1032.5559 | 1027.1627 | 5.3932 | 1027.1904 | 5.3376 | 0.027736 | 0 | 0 | 0 | 0
6666 | 1032.5559 | 7127 | 297 | 10 | 25 | 1011.9048 | 0 | 0 | 0 | 20.6511 | 1032.5559 | 1027.1627 | 5.3932 | 1027.1904 | 5.3376 | 0.027736 | 0 | 0 | 0 | 0
6667 | 1032.5559 | 7128 | 298 | 10 | 25 | 1011.9048 | 0 | 0 | 0 | 20.6511 | 1032.5559 | 1027.1627 | 5.3932 | 1027.1904 | 5.3376 | 0.027736 | 0 | 0 | 0 | 0
6668 | 1032.5559 | 7129 | 298 | 10 | 25 | 1011.9048 | 0 | 0 | 0 | 20.6511 | 1032.5559 | 1027.1627 | 5.3932 | 1027.1904 | 5.3376 | 0.027736 | 0 | 0 | 0 | 0
6669 | 1032.5559 | 7130 | 298 | 10 | 25 | 1011.9048 | 0 | 0 | 0 | 20.6511 | 1032.5559 | 1027.1627 | 5.3932 | 1027.1904 | 5.3376 | 0.027736 | 0 | 0 | 0 | 0
6670 | 1032.5559 | 7131 | 298 | 10 | 25 | 1011.9048 | 0 | 0 | 0 | 20.6511 | 1032.5559 | 1027.1627 | 5.3932 | 1027.1904 | 5.3376 | 0.027736 | 0 | 0 | 0 | 0
6671 | 1032.5559 | 7132 | 298 | 10 | 25 | 1011.9048 | 0 | 0 | 0 | 20.6511 | 1032.5559 | 1027.1627 | 5.3932 | 1027.1904 | 5.3376 | 0.027736 | 0 | 0 | 0 | 0
6672 | 1032.5559 | 7145 | 298 | 10 | 25 | 1011.9048 | 0 | 0 | 0 | 20.6511 | 1032.5559 | 1027.1627 | 5.3932 | 1027.1904 | 5.3376 | 0.027736 | 0 | 0 | 0 | 0
6673 | 1032.5559 | 7151 | 298 | 10 | 26 | 1011.9048 | 0 | 0 | 0 | 20.6511 | 1032.5559 | 1027.1627 | 5.3932 | 1027.1904 | 5.3376 | 0.027736 | 0 | 0 | 0 | 0
6674 | 1032.5559 | 7152 | 299 | 10 | 26 | 1011.9048 | 0 | 0 | 0 | 20.6511 | 1032.5559 | 1027.1627 | 5.3932 | 1027.1904 | 5.3376 | 0.027736 | 0 | 0 | 0 | 0
6675 | 1032.5559 | 7153 | 299 | 10 | 26 | 1011.9048 | 0 | 0 | 0 | 20.6511 | 1032.5559 | 1027.1627 | 5.3932 | 1027.1904 | 5.3376 | 0.027736 | 0 | 0 | 0 | 0
6676 | 1032.5559 | 7154 | 299 | 10 | 26 | 1011.9048 | 0 | 0 | 0 | 20.6511 | 1032.5559 | 1027.1627 | 5.3932 | 1027.1904 | 5.3376 | 0.027736 | 0 | 0 | 0 | 0
6677 | 1032.5559 | 7155 | 299 | 10 | 26 | 1011.9048 | 0 | 0 | 0 | 20.6511 | 1032.5559 | 1027.1627 | 5.3932 | 1027.1904 | 5.3376 | 0.027736 | 0 | 0 | 0 | 0
6678 | 1032.5559 | 7156 | 299 | 10 | 26 | 1011.9048 | 0 | 0 | 0 | 20.6511 | 1032.5559 | 1027.1627 | 5.3932 | 1027.1904 | 5.3376 | 0.027736 | 0 | 0 | 0 | 0
6679 | 1032.5559 | 7169 | 299 | 10 | 26 | 1011.9048 | 0 | 0 | 0 | 20.6511 | 1032.5559 | 1027.1627 | 5.3932 | 1027.1904 | 5.3376 | 0.027736 | 0 | 0 | 0 | 0
6680 | 1032.5559 | 7175 | 299 | 10 | 27 | 1011.9048 | 0 | 0 | 0 | 20.6511 | 1032.5559 | 1027.1627 | 5.3932 | 1027.1904 | 5.3376 | 0.027736 | 0 | 0 | 0 | 0
6681 | 1032.5559 | 7176 | 300 | 10 | 27 | 1011.9048 | 0 | 0 | 0 | 20.6511 | 1032.5559 | 1027.1627 | 5.3932 | 1027.1904 | 5.3376 | 0.027736 | 0 | 0 | 0 | 0
6682 | 1032.5559 | 7177 | 300 | 10 | 27 | 1011.9048 | 0 | 0 | 0 | 20.6511 | 1032.5559 | 1027.1627 | 5.3932 | 1027.1904 | 5.3376 | 0.027736 | 0 | 0 | 0 | 0
6683 | 1032.5559 | 7178 | 300 | 10 | 27 | 1011.9048 | 0 | 0 | 0 | 20.6511 | 1032.5559 | 1027.1627 | 5.3932 | 1027.1904 | 5.3376 | 0.027736 | 0 | 0 | 0 | 0
6684 | 1032.5559 | 7179 | 300 | 10 | 27 | 1011.9048 | 0 | 0 | 0 | 20.6511 | 1032.5559 | 1027.1627 | 5.3932 | 1027.1904 | 5.3376 | 0.027736 | 0 | 0 | 0 | 0
6685 | 1032.5559 | 7180 | 300 | 10 | 27 | 1011.9048 | 0 | 0 | 0 | 20.6511 | 1032.5559 | 1027.1627 | 5.3932 | 1027.1904 | 5.3376 | 0.027736 | 0 | 0 | 0 | 0
6686 | 1032.5559 | 7193 | 300 | 10 | 27 | 1011.9048 | 0 | 0 | 0 | 20.6511 | 1032.5559 | 1027.1627 | 5.3932 | 1027.1904 | 5.3376 | 0.027736 | 0 | 0 | 0 | 0
6687 | 1032.5559 | 7199 | 300 | 10 | 28 | 1011.9048 | 0 | 0 | 0 | 20.6511 | 1032.5559 | 1027.1627 | 5.3932 | 1027.1904 | 5.3376 | 0.027736 | 0 | 0 | 0 | 0
6688 | 1032.5559 | 7200 | 301 | 10 | 28 | 1011.9048 | 0 | 0 | 0 | 20.6511 | 1032.5559 | 1027.1627 | 5.3932 | 1027.1904 | 5.3376 | 0.027736 | 0 | 0 | 0 | 0
6689 | 1032.5559 | 7201 | 301 | 10 | 28 | 1011.9048 | 0 | 0 | 0 | 20.6511 | 1032.5559 | 1027.1627 | 5.3932 | 1027.1904 | 5.3376 | 0.027736 | 0 | 0 | 0 | 0
6690 | 1032.5559 | 7202 | 301 | 10 | 28 | 1011.9048 | 0 | 0 | 0 | 20.6511 | 1032.5559 | 1027.1627 | 5.3932 | 1027.1904 | 5.3376 | 0.027736 | 0 | 0 | 0 | 0
6691 | 1032.5559 | 7203 | 301 | 10 | 28 | 1011.9048 | 0 | 0 | 0 | 20.6511 | 1032.5559 | 1027.1627 | 5.3932 | 1027.1904 | 5.3376 | 0.027736 | 0 | 0 | 0 | 0
6692 | 1032.5559 | 7204 | 301 | 10 | 28 | 1011.9048 | 0 | 0 | 0 | 20.6511 | 1032.5559 | 1027.1627 | 5.3932 | 1027.1904 | 5.3376 | 0.027736 | 0 | 0 | 0 | 0
6693 | 1032.5559 | 7217 | 301 | 10 | 28 | 1011.9048 | 0 | 0 | 0 | 20.6511 | 1032.5559 | 1027.1627 | 5.3932 | 1027.1904 | 5.3376 | 0.027736 | 0 | 0 | 0 | 0
6694 | 1032.5559 | 7223 | 301 | 10 | 29 | 1011.9048 | 0 | 0 | 0 | 20.6511 | 1032.5559 | 1027.1627 | 5.3932 | 1027.1904 | 5.3376 | 0.027736 | 0 | 0 | 0 | 0
6695 | 1032.5559 | 7224 | 302 | 10 | 29 | 1011.9048 | 0 | 0 | 0 | 20.6511 | 1032.5559 | 1027.1627 | 5.3932 | 1027.1904 | 5.3376 | 0.027736 | 0 | 0 | 0 | 0
6696 | 1032.5559 | 7225 | 302 | 10 | 29 | 1011.9048 | 0 | 0 | 0 | 20.6511 | 1032.5559 | 1027.1627 | 5.3932 | 1027.1904 | 5.3376 | 0.027736 | 0 | 0 | 0 | 0
6697 | 1032.5559 | 7226 | 302 | 10 | 29 | 1011.9048 | 0 | 0 | 0 | 20.6511 | 1032.5559 | 1027.1627 | 5.3932 | 1027.1904 | 5.3376 | 0.027736 | 0 | 0 | 0 | 0
6698 | 1032.5559 | 7227 | 302 | 10 | 29 | 1011.9048 | 0 | 0 | 0 | 20.6511 | 1032.5559 | 1027.1627 | 5.3932 | 1027.1904 | 5.3376 | 0.027736 | 0 | 0 | 0 | 0
6699 | 1032.5559 | 7228 | 302 | 10 | 29 | 1011.9048 | 0 | 0 | 0 | 20.6511 | 1032.5559 | 1027.1627 | 5.3932 | 1027.1904 | 5.3376 | 0.027736 | 0 | 0 | 0 | 0
6700 | 1032.5559 | 7241 | 302 | 10 | 29 | 1011.9048 | 0 | 0 | 0 | 20.6511 | 1032.5559 | 1027.1627 | 5.3932 | 1027.1904 | 5.3376 | 0.027736 | 0 | 0 | 0 | 0
6701 | 1032.5559 | 7247 | 302 | 10 | 30 | 1011.9048 | 0 | 0 | 0 | 20.6511 | 1032.5559 | 1027.1627 | 5.3932 | 1027.1904 | 5.3376 | 0.027736 | 0 | 0 | 0 | 0
6702 | 1032.5559 | 7248 | 303 | 10 | 30 | 1011.9048 | 0 | 0 | 0 | 20.6511 | 1032.5559 | 1027.1627 | 5.3932 | 1027.1904 | 5.3376 | 0.027736 | 0 | 0 | 0 | 0
6703 | 1032.5559 | 7249 | 303 | 10 | 30 | 1011.9048 | 0 | 0 | 0 | 20.6511 | 1032.5559 | 1027.1627 | 5.3932 | 1027.1904 | 5.3376 | 0.027736 | 0 | 0 | 0 | 0
6704 | 1032.5559 | 7250 | 303 | 10 | 30 | 1011.9048 | 0 | 0 | 0 | 20.6511 | 1032.5559 | 1027.1627 | 5.3932 | 1027.1904 | 5.3376 | 0.027736 | 0 | 0 | 0 | 0
6705 | 1032.5559 | 7251 | 303 | 10 | 30 | 1011.9048 | 0 | 0 | 0 | 20.6511 | 1032.5559 | 1027.1627 | 5.3932 | 1027.1904 | 5.3376 | 0.027736 | 0 | 0 | 0 | 0
6706 | 1032.5559 | 7252 | 303 | 10 | 30 | 1011.9048 | 0 | 0 | 0 | 20.6511 | 1032.5559 | 1027.1627 | 5.3932 | 1027.1904 | 5.3376 | 0.027736 | 0 | 0 | 0 | 0
6707 | 1032.5559 | 7265 | 303 | 10 | 30 | 1011.9048 | 0 | 0 | 0 | 20.6511 | 1032.5559 | 1027.1627 | 5.3932 | 1027.1904 | 5.3376 | 0.027736 | 0 | 0 | 0 | 0
6708 | 1032.5559 | 7271 | 303 | 10 | 31 | 1011.9048 | 0 | 0 | 0 | 20.6511 | 1032.5559 | 1027.1627 | 5.3932 | 1027.1904 | 5.3376 | 0.027736 | 0 | 0 | 0 | 0
6709 | 1032.5559 | 7272 | 304 | 10 | 31 | 1011.9048 | 0 | 0 | 0 | 20.6511 | 1032.5559 | 1027.1627 | 5.3932 | 1027.1904 | 5.3376 | 0.027736 | 0 | 0 | 0 | 0
6710 | 1032.5559 | 7273 | 304 | 10 | 31 | 1011.9048 | 0 | 0 | 0 | 20.6511 | 1032.5559 | 1027.1627 | 5.3932 | 1027.1904 | 5.3376 | 0.027736 | 0 | 0 | 0 | 0
6711 | 1032.5559 | 7274 | 304 | 10 | 31 | 1011.9048 | 0 | 0 | 0 | 20.6511 | 1032.5559 | 1027.1627 | 5.3932 | 1027.1904 | 5.3376 | 0.027736 | 0 | 0 | 0 | 0
6712 | 1032.5559 | 7275 | 304 | 10 | 31 | 1011.9048 | 0 | 0 | 0 | 20.6511 | 1032.5559 | 1027.1627 | 5.3932 | 1027.1904 | 5.3376 | 0.027736 | 0 | 0 | 0 | 0
6713 | 1032.5559 | 7276 | 304 | 10 | 31 | 1011.9048 | 0 | 0 | 0 | 20.6511 | 1032.5559 | 1027.1627 | 5.3932 | 1027.1904 | 5.3376 | 0.027736 | 0 | 0 | 0 | 0
6714 | 1032.5559 | 7289 | 304 | 10 | 31 | 1011.9048 | 0 | 0 | 0 | 20.6511 | 1032.5559 | 1027.1627 | 5.3932 | 1027.1904 | 5.3376 | 0.027736 | 0 | 0 | 0 | 0
6715 | 1032.5559 | 7295 | 304 | 10 | 32 | 1011.9048 | 0 | 0 | 0 | 20.6511 | 1032.5559 | 1027.1627 | 5.3932 | 1027.1904 | 5.3376 | 0.027736 | 0 | 0 | 0 | 0
6716 | 1008.2604 | 2880 | 121 | 5 | 1 | 952.381 | 0 | 35.7143 | 0 | 20.1652 | 1008.2604 | 1002.9941 | 5.2663 | 1003.0212 | 5.212 | 0.027083 | 0 | 0 | 0 | 0
6717 | 1008.2604 | 2881 | 121 | 5 | 1 | 952.381 | 0 | 35.7143 | 0 | 20.1652 | 1008.2604 | 1002.9941 | 5.2663 | 1003.0212 | 5.212 | 0.027083 | 0 | 0 | 0 | 0
6718 | 1008.2604 | 2882 | 121 | 5 | 1 | 952.381 | 0 | 35.7143 | 0 | 20.1652 | 1008.2604 | 1002.9941 | 5.2663 | 1003.0212 | 5.212 | 0.027083 | 0 | 0 | 0 | 0
6719 | 1008.2604 | 2883 | 121 | 5 | 1 | 952.381 | 0 | 35.7143 | 0 | 20.1652 | 1008.2604 | 1002.9941 | 5.2663 | 1003.0212 | 5.212 | 0.027083 | 0 | 0 | 0 | 0
6720 | 1008.2604 | 2884 | 121 | 5 | 1 | 952.381 | 0 | 35.7143 | 0 | 20.1652 | 1008.2604 | 1002.9941 | 5.2663 | 1003.0212 | 5.212 | 0.027083 | 0 | 0 | 0 | 0
6721 | 1008.2604 | 2897 | 121 | 5 | 1 | 952.381 | 0 | 35.7143 | 0 | 20.1652 | 1008.2604 | 1002.9941 | 5.2663 | 1003.0212 | 5.212 | 0.027083 | 0 | 0 | 0 | 0
6722 | 1008.2604 | 2903 | 121 | 5 | 2 | 952.381 | 0 | 35.7143 | 0 | 20.1652 | 1008.2604 | 1002.9941 | 5.2663 | 1003.0212 | 5.212 | 0.027083 | 0 | 0 | 0 | 0
6723 | 1008.2604 | 2904 | 122 | 5 | 2 | 952.381 | 0 | 35.7143 | 0 | 20.1652 | 1008.2604 | 1002.9941 | 5.2663 | 1003.0212 | 5.212 | 0.027083 | 0 | 0 | 0 | 0
6724 | 1008.2604 | 2905 | 122 | 5 | 2 | 952.381 | 0 | 35.7143 | 0 | 20.1652 | 1008.2604 | 1002.9941 | 5.2663 | 1003.0212 | 5.212 | 0.027083 | 0 | 0 | 0 | 0
6725 | 1008.2604 | 2906 | 122 | 5 | 2 | 952.381 | 0 | 35.7143 | 0 | 20.1652 | 1008.2604 | 1002.9941 | 5.2663 | 1003.0212 | 5.212 | 0.027083 | 0 | 0 | 0 | 0
6726 | 1008.2604 | 2907 | 122 | 5 | 2 | 952.381 | 0 | 35.7143 | 0 | 20.1652 | 1008.2604 | 1002.9941 | 5.2663 | 1003.0212 | 5.212 | 0.027083 | 0 | 0 | 0 | 0
6727 | 1008.2604 | 2908 | 122 | 5 | 2 | 952.381 | 0 | 35.7143 | 0 | 20.1652 | 1008.2604 | 1002.9941 | 5.2663 | 1003.0212 | 5.212 | 0.027083 | 0 | 0 | 0 | 0
6728 | 1008.2604 | 2921 | 122 | 5 | 2 | 952.381 | 0 | 35.7143 | 0 | 20.1652 | 1008.2604 | 1002.9941 | 5.2663 | 1003.0212 | 5.212 | 0.027083 | 0 | 0 | 0 | 0
6729 | 1008.2604 | 2927 | 122 | 5 | 3 | 952.381 | 0 | 35.7143 | 0 | 20.1652 | 1008.2604 | 1002.9941 | 5.2663 | 1003.0212 | 5.212 | 0.027083 | 0 | 0 | 0 | 0
6730 | 1008.2604 | 2928 | 123 | 5 | 3 | 952.381 | 0 | 35.7143 | 0 | 20.1652 | 1008.2604 | 1002.9941 | 5.2663 | 1003.0212 | 5.212 | 0.027083 | 0 | 0 | 0 | 0
6731 | 1008.2604 | 2929 | 123 | 5 | 3 | 952.381 | 0 | 35.7143 | 0 | 20.1652 | 1008.2604 | 1002.9941 | 5.2663 | 1003.0212 | 5.212 | 0.027083 | 0 | 0 | 0 | 0
6732 | 1008.2604 | 2930 | 123 | 5 | 3 | 952.381 | 0 | 35.7143 | 0 | 20.1652 | 1008.2604 | 1002.9941 | 5.2663 | 1003.0212 | 5.212 | 0.027083 | 0 | 0 | 0 | 0
6733 | 1008.2604 | 2931 | 123 | 5 | 3 | 952.381 | 0 | 35.7143 | 0 | 20.1652 | 1008.2604 | 1002.9941 | 5.2663 | 1003.0212 | 5.212 | 0.027083 | 0 | 0 | 0 | 0
6734 | 1008.2604 | 2932 | 123 | 5 | 3 | 952.381 | 0 | 35.7143 | 0 | 20.1652 | 1008.2604 | 1002.9941 | 5.2663 | 1003.0212 | 5.212 | 0.027083 | 0 | 0 | 0 | 0
6735 | 1008.2604 | 2945 | 123 | 5 | 3 | 952.381 | 0 | 35.7143 | 0 | 20.1652 | 1008.2604 | 1002.9941 | 5.2663 | 1003.0212 | 5.212 | 0.027083 | 0 | 0 | 0 | 0
6736 | 1008.2604 | 2951 | 123 | 5 | 4 | 952.381 | 0 | 35.7143 | 0 | 20.1652 | 1008.2604 | 1002.9941 | 5.2663 | 1003.0212 | 5.212 | 0.027083 | 0 | 0 | 0 | 0
6737 | 1008.2604 | 2952 | 124 | 5 | 4 | 952.381 | 0 | 35.7143 | 0 | 20.1652 | 1008.2604 | 1002.9941 | 5.2663 | 1003.0212 | 5.212 | 0.027083 | 0 | 0 | 0 | 0
6738 | 1008.2604 | 2953 | 124 | 5 | 4 | 952.381 | 0 | 35.7143 | 0 | 20.1652 | 1008.2604 | 1002.9941 | 5.2663 | 1003.0212 | 5.212 | 0.027083 | 0 | 0 | 0 | 0
6739 | 1008.2604 | 2954 | 124 | 5 | 4 | 952.381 | 0 | 35.7143 | 0 | 20.1652 | 1008.2604 | 1002.9941 | 5.2663 | 1003.0212 | 5.212 | 0.027083 | 0 | 0 | 0 | 0
6740 | 1008.2604 | 2955 | 124 | 5 | 4 | 952.381 | 0 | 35.7143 | 0 | 20.1652 | 1008.2604 | 1002.9941 | 5.2663 | 1003.0212 | 5.212 | 0.027083 | 0 | 0 | 0 | 0
6741 | 1008.2604 | 2956 | 124 | 5 | 4 | 952.381 | 0 | 35.7143 | 0 | 20.1652 | 1008.2604 | 1002.9941 | 5.2663 | 1003.0212 | 5.212 | 0.027083 | 0 | 0 | 0 | 0
6742 | 1008.2604 | 2969 | 124 | 5 | 4 | 952.381 | 0 | 35.7143 | 0 | 20.1652 | 1008.2604 | 1002.9941 | 5.2663 | 1003.0212 | 5.212 | 0.027083 | 0 | 0 | 0 | 0
6743 | 1008.2604 | 2975 | 124 | 5 | 5 | 952.381 | 0 | 35.7143 | 0 | 20.1652 | 1008.2604 | 1002.9941 | 5.2663 | 1003.0212 | 5.212 | 0.027083 | 0 | 0 | 0 | 0
6744 | 1008.2604 | 2976 | 125 | 5 | 5 | 952.381 | 0 | 35.7143 | 0 | 20.1652 | 1008.2604 | 1002.9941 | 5.2663 | 1003.0212 | 5.212 | 0.027083 | 0 | 0 | 0 | 0
6745 | 1008.2604 | 2977 | 125 | 5 | 5 | 952.381 | 0 | 35.7143 | 0 | 20.1652 | 1008.2604 | 1002.9941 | 5.2663 | 1003.0212 | 5.212 | 0.027083 | 0 | 0 | 0 | 0
6746 | 1008.2604 | 2978 | 125 | 5 | 5 | 952.381 | 0 | 35.7143 | 0 | 20.1652 | 1008.2604 | 1002.9941 | 5.2663 | 1003.0212 | 5.212 | 0.027083 | 0 | 0 | 0 | 0
6747 | 1008.2604 | 2979 | 125 | 5 | 5 | 952.381 | 0 | 35.7143 | 0 | 20.1652 | 1008.2604 | 1002.9941 | 5.2663 | 1003.0212 | 5.212 | 0.027083 | 0 | 0 | 0 | 0
6748 | 1008.2604 | 2980 | 125 | 5 | 5 | 952.381 | 0 | 35.7143 | 0 | 20.1652 | 1008.2604 | 1002.9941 | 5.2663 | 1003.0212 | 5.212 | 0.027083 | 0 | 0 | 0 | 0
6749 | 1008.2604 | 2993 | 125 | 5 | 5 | 952.381 | 0 | 35.7143 | 0 | 20.1652 | 1008.2604 | 1002.9941 | 5.2663 | 1003.0212 | 5.212 | 0.027083 | 0 | 0 | 0 | 0
6750 | 1008.2604 | 2999 | 125 | 5 | 6 | 952.381 | 0 | 35.7143 | 0 | 20.1652 | 1008.2604 | 1002.9941 | 5.2663 | 1003.0212 | 5.212 | 0.027083 | 0 | 0 | 0 | 0
6751 | 1008.2604 | 3000 | 126 | 5 | 6 | 952.381 | 0 | 35.7143 | 0 | 20.1652 | 1008.2604 | 1002.9941 | 5.2663 | 1003.0212 | 5.212 | 0.027083 | 0 | 0 | 0 | 0
6752 | 1008.2604 | 3001 | 126 | 5 | 6 | 952.381 | 0 | 35.7143 | 0 | 20.1652 | 1008.2604 | 1002.9941 | 5.2663 | 1003.0212 | 5.212 | 0.027083 | 0 | 0 | 0 | 0
6753 | 1008.2604 | 3002 | 126 | 5 | 6 | 952.381 | 0 | 35.7143 | 0 | 20.1652 | 1008.2604 | 1002.9941 | 5.2663 | 1003.0212 | 5.212 | 0.027083 | 0 | 0 | 0 | 0
6754 | 1008.2604 | 3003 | 126 | 5 | 6 | 952.381 | 0 | 35.7143 | 0 | 20.1652 | 1008.2604 | 1002.9941 | 5.2663 | 1003.0212 | 5.212 | 0.027083 | 0 | 0 | 0 | 0
6755 | 1008.2604 | 3004 | 126 | 5 | 6 | 952.381 | 0 | 35.7143 | 0 | 20.1652 | 1008.2604 | 1002.9941 | 5.2663 | 1003.0212 | 5.212 | 0.027083 | 0 | 0 | 0 | 0
6756 | 1008.2604 | 3017 | 126 | 5 | 6 | 952.381 | 0 | 35.7143 | 0 | 20.1652 | 1008.2604 | 1002.9941 | 5.2663 | 1003.0212 | 5.212 | 0.027083 | 0 | 0 | 0 | 0
6757 | 1008.2604 | 3023 | 126 | 5 | 7 | 952.381 | 0 | 35.7143 | 0 | 20.1652 | 1008.2604 | 1002.9941 | 5.2663 | 1003.0212 | 5.212 | 0.027083 | 0 | 0 | 0 | 0
6758 | 1008.2604 | 3024 | 127 | 5 | 7 | 952.381 | 0 | 35.7143 | 0 | 20.1652 | 1008.2604 | 1002.9941 | 5.2663 | 1003.0212 | 5.212 | 0.027083 | 0 | 0 | 0 | 0
6759 | 1008.2604 | 3025 | 127 | 5 | 7 | 952.381 | 0 | 35.7143 | 0 | 20.1652 | 1008.2604 | 1002.9941 | 5.2663 | 1003.0212 | 5.212 | 0.027083 | 0 | 0 | 0 | 0
6760 | 1008.2604 | 3026 | 127 | 5 | 7 | 952.381 | 0 | 35.7143 | 0 | 20.1652 | 1008.2604 | 1002.9941 | 5.2663 | 1003.0212 | 5.212 | 0.027083 | 0 | 0 | 0 | 0
6761 | 1008.2604 | 3027 | 127 | 5 | 7 | 952.381 | 0 | 35.7143 | 0 | 20.1652 | 1008.2604 | 1002.9941 | 5.2663 | 1003.0212 | 5.212 | 0.027083 | 0 | 0 | 0 | 0
6762 | 1008.2604 | 3028 | 127 | 5 | 7 | 952.381 | 0 | 35.7143 | 0 | 20.1652 | 1008.2604 | 1002.9941 | 5.2663 | 1003.0212 | 5.212 | 0.027083 | 0 | 0 | 0 | 0
6763 | 1008.2604 | 3041 | 127 | 5 | 7 | 952.381 | 0 | 35.7143 | 0 | 20.1652 | 1008.2604 | 1002.9941 | 5.2663 | 1003.0212 | 5.212 | 0.027083 | 0 | 0 | 0 | 0
6764 | 1008.2604 | 3047 | 127 | 5 | 8 | 952.381 | 0 | 35.7143 | 0 | 20.1652 | 1008.2604 | 1002.9941 | 5.2663 | 1003.0212 | 5.212 | 0.027083 | 0 | 0 | 0 | 0
6765 | 1008.2604 | 3048 | 128 | 5 | 8 | 952.381 | 0 | 35.7143 | 0 | 20.1652 | 1008.2604 | 1002.9941 | 5.2663 | 1003.0212 | 5.212 | 0.027083 | 0 | 0 | 0 | 0
6766 | 1008.2604 | 3049 | 128 | 5 | 8 | 952.381 | 0 | 35.7143 | 0 | 20.1652 | 1008.2604 | 1002.9941 | 5.2663 | 1003.0212 | 5.212 | 0.027083 | 0 | 0 | 0 | 0
6767 | 1008.2604 | 3050 | 128 | 5 | 8 | 952.381 | 0 | 35.7143 | 0 | 20.1652 | 1008.2604 | 1002.9941 | 5.2663 | 1003.0212 | 5.212 | 0.027083 | 0 | 0 | 0 | 0
6768 | 1008.2604 | 3051 | 128 | 5 | 8 | 952.381 | 0 | 35.7143 | 0 | 20.1652 | 1008.2604 | 1002.9941 | 5.2663 | 1003.0212 | 5.212 | 0.027083 | 0 | 0 | 0 | 0
6769 | 1008.2604 | 3052 | 128 | 5 | 8 | 952.381 | 0 | 35.7143 | 0 | 20.1652 | 1008.2604 | 1002.9941 | 5.2663 | 1003.0212 | 5.212 | 0.027083 | 0 | 0 | 0 | 0
6770 | 1008.2604 | 3065 | 128 | 5 | 8 | 952.381 | 0 | 35.7143 | 0 | 20.1652 | 1008.2604 | 1002.9941 | 5.2663 | 1003.0212 | 5.212 | 0.027083 | 0 | 0 | 0 | 0
6771 | 1008.2604 | 3071 | 128 | 5 | 9 | 952.381 | 0 | 35.7143 | 0 | 20.1652 | 1008.2604 | 1002.9941 | 5.2663 | 1003.0212 | 5.212 | 0.027083 | 0 | 0 | 0 | 0
6772 | 1008.2604 | 3072 | 129 | 5 | 9 | 952.381 | 0 | 35.7143 | 0 | 20.1652 | 1008.2604 | 1002.9941 | 5.2663 | 1003.0212 | 5.212 | 0.027083 | 0 | 0 | 0 | 0
6773 | 1008.2604 | 3073 | 129 | 5 | 9 | 952.381 | 0 | 35.7143 | 0 | 20.1652 | 1008.2604 | 1002.9941 | 5.2663 | 1003.0212 | 5.212 | 0.027083 | 0 | 0 | 0 | 0
6774 | 1008.2604 | 3074 | 129 | 5 | 9 | 952.381 | 0 | 35.7143 | 0 | 20.1652 | 1008.2604 | 1002.9941 | 5.2663 | 1003.0212 | 5.212 | 0.027083 | 0 | 0 | 0 | 0
6775 | 1008.2604 | 3075 | 129 | 5 | 9 | 952.381 | 0 | 35.7143 | 0 | 20.1652 | 1008.2604 | 1002.9941 | 5.2663 | 1003.0212 | 5.212 | 0.027083 | 0 | 0 | 0 | 0
6776 | 1008.2604 | 3076 | 129 | 5 | 9 | 952.381 | 0 | 35.7143 | 0 | 20.1652 | 1008.2604 | 1002.9941 | 5.2663 | 1003.0212 | 5.212 | 0.027083 | 0 | 0 | 0 | 0
6777 | 1008.2604 | 3089 | 129 | 5 | 9 | 952.381 | 0 | 35.7143 | 0 | 20.1652 | 1008.2604 | 1002.9941 | 5.2663 | 1003.0212 | 5.212 | 0.027083 | 0 | 0 | 0 | 0
6778 | 1008.2604 | 3095 | 129 | 5 | 10 | 952.381 | 0 | 35.7143 | 0 | 20.1652 | 1008.2604 | 1002.9941 | 5.2663 | 1003.0212 | 5.212 | 0.027083 | 0 | 0 | 0 | 0
6779 | 1008.2604 | 3096 | 130 | 5 | 10 | 952.381 | 0 | 35.7143 | 0 | 20.1652 | 1008.2604 | 1002.9941 | 5.2663 | 1003.0212 | 5.212 | 0.027083 | 0 | 0 | 0 | 0
6780 | 1008.2604 | 3097 | 130 | 5 | 10 | 952.381 | 0 | 35.7143 | 0 | 20.1652 | 1008.2604 | 1002.9941 | 5.2663 | 1003.0212 | 5.212 | 0.027083 | 0 | 0 | 0 | 0
6781 | 1008.2604 | 3098 | 130 | 5 | 10 | 952.381 | 0 | 35.7143 | 0 | 20.1652 | 1008.2604 | 1002.9941 | 5.2663 | 1003.0212 | 5.212 | 0.027083 | 0 | 0 | 0 | 0
6782 | 1008.2604 | 3099 | 130 | 5 | 10 | 952.381 | 0 | 35.7143 | 0 | 20.1652 | 1008.2604 | 1002.9941 | 5.2663 | 1003.0212 | 5.212 | 0.027083 | 0 | 0 | 0 | 0
6783 | 1008.2604 | 3100 | 130 | 5 | 10 | 952.381 | 0 | 35.7143 | 0 | 20.1652 | 1008.2604 | 1002.9941 | 5.2663 | 1003.0212 | 5.212 | 0.027083 | 0 | 0 | 0 | 0
6784 | 1008.2604 | 3113 | 130 | 5 | 10 | 952.381 | 0 | 35.7143 | 0 | 20.1652 | 1008.2604 | 1002.9941 | 5.2663 | 1003.0212 | 5.212 | 0.027083 | 0 | 0 | 0 | 0
6785 | 1008.2604 | 3119 | 130 | 5 | 11 | 952.381 | 0 | 35.7143 | 0 | 20.1652 | 1008.2604 | 1002.9941 | 5.2663 | 1003.0212 | 5.212 | 0.027083 | 0 | 0 | 0 | 0
6786 | 1008.2604 | 3120 | 131 | 5 | 11 | 952.381 | 0 | 35.7143 | 0 | 20.1652 | 1008.2604 | 1002.9941 | 5.2663 | 1003.0212 | 5.212 | 0.027083 | 0 | 0 | 0 | 0
6787 | 1008.2604 | 3121 | 131 | 5 | 11 | 952.381 | 0 | 35.7143 | 0 | 20.1652 | 1008.2604 | 1002.9941 | 5.2663 | 1003.0212 | 5.212 | 0.027083 | 0 | 0 | 0 | 0
6788 | 1008.2604 | 3122 | 131 | 5 | 11 | 952.381 | 0 | 35.7143 | 0 | 20.1652 | 1008.2604 | 1002.9941 | 5.2663 | 1003.0212 | 5.212 | 0.027083 | 0 | 0 | 0 | 0
6789 | 1008.2604 | 3123 | 131 | 5 | 11 | 952.381 | 0 | 35.7143 | 0 | 20.1652 | 1008.2604 | 1002.9941 | 5.2663 | 1003.0212 | 5.212 | 0.027083 | 0 | 0 | 0 | 0
6790 | 1008.2604 | 3124 | 131 | 5 | 11 | 952.381 | 0 | 35.7143 | 0 | 20.1652 | 1008.2604 | 1002.9941 | 5.2663 | 1003.0212 | 5.212 | 0.027083 | 0 | 0 | 0 | 0
6791 | 1008.2604 | 3137 | 131 | 5 | 11 | 952.381 | 0 | 35.7143 | 0 | 20.1652 | 1008.2604 | 1002.9941 | 5.2663 | 1003.0212 | 5.212 | 0.027083 | 0 | 0 | 0 | 0
6792 | 1008.2604 | 3143 | 131 | 5 | 12 | 952.381 | 0 | 35.7143 | 0 | 20.1652 | 1008.2604 | 1002.9941 | 5.2663 | 1003.0212 | 5.212 | 0.027083 | 0 | 0 | 0 | 0
6793 | 1008.2604 | 3144 | 132 | 5 | 12 | 952.381 | 0 | 35.7143 | 0 | 20.1652 | 1008.2604 | 1002.9941 | 5.2663 | 1003.0212 | 5.212 | 0.027083 | 0 | 0 | 0 | 0
6794 | 1008.2604 | 3145 | 132 | 5 | 12 | 952.381 | 0 | 35.7143 | 0 | 20.1652 | 1008.2604 | 1002.9941 | 5.2663 | 1003.0212 | 5.212 | 0.027083 | 0 | 0 | 0 | 0
6795 | 1008.2604 | 3146 | 132 | 5 | 12 | 952.381 | 0 | 35.7143 | 0 | 20.1652 | 1008.2604 | 1002.9941 | 5.2663 | 1003.0212 | 5.212 | 0.027083 | 0 | 0 | 0 | 0
6796 | 1008.2604 | 3147 | 132 | 5 | 12 | 952.381 | 0 | 35.7143 | 0 | 20.1652 | 1008.2604 | 1002.9941 | 5.2663 | 1003.0212 | 5.212 | 0.027083 | 0 | 0 | 0 | 0
6797 | 1008.2604 | 3148 | 132 | 5 | 12 | 952.381 | 0 | 35.7143 | 0 | 20.1652 | 1008.2604 | 1002.9941 | 5.2663 | 1003.0212 | 5.212 | 0.027083 | 0 | 0 | 0 | 0
6798 | 1008.2604 | 3161 | 132 | 5 | 12 | 952.381 | 0 | 35.7143 | 0 | 20.1652 | 1008.2604 | 1002.9941 | 5.2663 | 1003.0212 | 5.212 | 0.027083 | 0 | 0 | 0 | 0
6799 | 1008.2604 | 3167 | 132 | 5 | 13 | 952.381 | 0 | 35.7143 | 0 | 20.1652 | 1008.2604 | 1002.9941 | 5.2663 | 1003.0212 | 5.212 | 0.027083 | 0 | 0 | 0 | 0
6800 | 1008.2604 | 3168 | 133 | 5 | 13 | 952.381 | 0 | 35.7143 | 0 | 20.1652 | 1008.2604 | 1002.9941 | 5.2663 | 1003.0212 | 5.212 | 0.027083 | 0 | 0 | 0 | 0
6801 | 1008.2604 | 3169 | 133 | 5 | 13 | 952.381 | 0 | 35.7143 | 0 | 20.1652 | 1008.2604 | 1002.9941 | 5.2663 | 1003.0212 | 5.212 | 0.027083 | 0 | 0 | 0 | 0
6802 | 1008.2604 | 3170 | 133 | 5 | 13 | 952.381 | 0 | 35.7143 | 0 | 20.1652 | 1008.2604 | 1002.9941 | 5.2663 | 1003.0212 | 5.212 | 0.027083 | 0 | 0 | 0 | 0
6803 | 1008.2604 | 3171 | 133 | 5 | 13 | 952.381 | 0 | 35.7143 | 0 | 20.1652 | 1008.2604 | 1002.9941 | 5.2663 | 1003.0212 | 5.212 | 0.027083 | 0 | 0 | 0 | 0
6804 | 1008.2604 | 3172 | 133 | 5 | 13 | 952.381 | 0 | 35.7143 | 0 | 20.1652 | 1008.2604 | 1002.9941 | 5.2663 | 1003.0212 | 5.212 | 0.027083 | 0 | 0 | 0 | 0
6805 | 1008.2604 | 3185 | 133 | 5 | 13 | 952.381 | 0 | 35.7143 | 0 | 20.1652 | 1008.2604 | 1002.9941 | 5.2663 | 1003.0212 | 5.212 | 0.027083 | 0 | 0 | 0 | 0
6806 | 1008.2604 | 3191 | 133 | 5 | 14 | 952.381 | 0 | 35.7143 | 0 | 20.1652 | 1008.2604 | 1002.9941 | 5.2663 | 1003.0212 | 5.212 | 0.027083 | 0 | 0 | 0 | 0
6807 | 1008.2604 | 3192 | 134 | 5 | 14 | 952.381 | 0 | 35.7143 | 0 | 20.1652 | 1008.2604 | 1002.9941 | 5.2663 | 1003.0212 | 5.212 | 0.027083 | 0 | 0 | 0 | 0
6808 | 1008.2604 | 3193 | 134 | 5 | 14 | 952.381 | 0 | 35.7143 | 0 | 20.1652 | 1008.2604 | 1002.9941 | 5.2663 | 1003.0212 | 5.212 | 0.027083 | 0 | 0 | 0 | 0
6809 | 1008.2604 | 3194 | 134 | 5 | 14 | 952.381 | 0 | 35.7143 | 0 | 20.1652 | 1008.2604 | 1002.9941 | 5.2663 | 1003.0212 | 5.212 | 0.027083 | 0 | 0 | 0 | 0
6810 | 1008.2604 | 3195 | 134 | 5 | 14 | 952.381 | 0 | 35.7143 | 0 | 20.1652 | 1008.2604 | 1002.9941 | 5.2663 | 1003.0212 | 5.212 | 0.027083 | 0 | 0 | 0 | 0
6811 | 1008.2604 | 3196 | 134 | 5 | 14 | 952.381 | 0 | 35.7143 | 0 | 20.1652 | 1008.2604 | 1002.9941 | 5.2663 | 1003.0212 | 5.212 | 0.027083 | 0 | 0 | 0 | 0
6812 | 1008.2604 | 3209 | 134 | 5 | 14 | 952.381 | 0 | 35.7143 | 0 | 20.1652 | 1008.2604 | 1002.9941 | 5.2663 | 1003.0212 | 5.212 | 0.027083 | 0 | 0 | 0 | 0
6813 | 1008.2604 | 3215 | 134 | 5 | 15 | 952.381 | 0 | 35.7143 | 0 | 20.1652 | 1008.2604 | 1002.9941 | 5.2663 | 1003.0212 | 5.212 | 0.027083 | 0 | 0 | 0 | 0
6814 | 1008.2604 | 3216 | 135 | 5 | 15 | 952.381 | 0 | 35.7143 | 0 | 20.1652 | 1008.2604 | 1002.9941 | 5.2663 | 1003.0212 | 5.212 | 0.027083 | 0 | 0 | 0 | 0
6815 | 1008.2604 | 3217 | 135 | 5 | 15 | 952.381 | 0 | 35.7143 | 0 | 20.1652 | 1008.2604 | 1002.9941 | 5.2663 | 1003.0212 | 5.212 | 0.027083 | 0 | 0 | 0 | 0
6816 | 1008.2604 | 3218 | 135 | 5 | 15 | 952.381 | 0 | 35.7143 | 0 | 20.1652 | 1008.2604 | 1002.9941 | 5.2663 | 1003.0212 | 5.212 | 0.027083 | 0 | 0 | 0 | 0
6817 | 1008.2604 | 3219 | 135 | 5 | 15 | 952.381 | 0 | 35.7143 | 0 | 20.1652 | 1008.2604 | 1002.9941 | 5.2663 | 1003.0212 | 5.212 | 0.027083 | 0 | 0 | 0 | 0
6818 | 1008.2604 | 3220 | 135 | 5 | 15 | 952.381 | 0 | 35.7143 | 0 | 20.1652 | 1008.2604 | 1002.9941 | 5.2663 | 1003.0212 | 5.212 | 0.027083 | 0 | 0 | 0 | 0
6819 | 1008.2604 | 3233 | 135 | 5 | 15 | 952.381 | 0 | 35.7143 | 0 | 20.1652 | 1008.2604 | 1002.9941 | 5.2663 | 1003.0212 | 5.212 | 0.027083 | 0 | 0 | 0 | 0
6820 | 1008.2604 | 3239 | 135 | 5 | 16 | 952.381 | 0 | 35.7143 | 0 | 20.1652 | 1008.2604 | 1002.9941 | 5.2663 | 1003.0212 | 5.212 | 0.027083 | 0 | 0 | 0 | 0
6821 | 1008.2604 | 3240 | 136 | 5 | 16 | 952.381 | 0 | 35.7143 | 0 | 20.1652 | 1008.2604 | 1002.9941 | 5.2663 | 1003.0212 | 5.212 | 0.027083 | 0 | 0 | 0 | 0
6822 | 1008.2604 | 3241 | 136 | 5 | 16 | 952.381 | 0 | 35.7143 | 0 | 20.1652 | 1008.2604 | 1002.9941 | 5.2663 | 1003.0212 | 5.212 | 0.027083 | 0 | 0 | 0 | 0
6823 | 1008.2604 | 3242 | 136 | 5 | 16 | 952.381 | 0 | 35.7143 | 0 | 20.1652 | 1008.2604 | 1002.9941 | 5.2663 | 1003.0212 | 5.212 | 0.027083 | 0 | 0 | 0 | 0
6824 | 1008.2604 | 3243 | 136 | 5 | 16 | 952.381 | 0 | 35.7143 | 0 | 20.1652 | 1008.2604 | 1002.9941 | 5.2663 | 1003.0212 | 5.212 | 0.027083 | 0 | 0 | 0 | 0
6825 | 1008.2604 | 3244 | 136 | 5 | 16 | 952.381 | 0 | 35.7143 | 0 | 20.1652 | 1008.2604 | 1002.9941 | 5.2663 | 1003.0212 | 5.212 | 0.027083 | 0 | 0 | 0 | 0
6826 | 1008.2604 | 3257 | 136 | 5 | 16 | 952.381 | 0 | 35.7143 | 0 | 20.1652 | 1008.2604 | 1002.9941 | 5.2663 | 1003.0212 | 5.212 | 0.027083 | 0 | 0 | 0 | 0
6827 | 1008.2604 | 3263 | 136 | 5 | 17 | 952.381 | 0 | 35.7143 | 0 | 20.1652 | 1008.2604 | 1002.9941 | 5.2663 | 1003.0212 | 5.212 | 0.027083 | 0 | 0 | 0 | 0
6828 | 1008.2604 | 3264 | 137 | 5 | 17 | 952.381 | 0 | 35.7143 | 0 | 20.1652 | 1008.2604 | 1002.9941 | 5.2663 | 1003.0212 | 5.212 | 0.027083 | 0 | 0 | 0 | 0
6829 | 1008.2604 | 3265 | 137 | 5 | 17 | 952.381 | 0 | 35.7143 | 0 | 20.1652 | 1008.2604 | 1002.9941 | 5.2663 | 1003.0212 | 5.212 | 0.027083 | 0 | 0 | 0 | 0
6830 | 1008.2604 | 3266 | 137 | 5 | 17 | 952.381 | 0 | 35.7143 | 0 | 20.1652 | 1008.2604 | 1002.9941 | 5.2663 | 1003.0212 | 5.212 | 0.027083 | 0 | 0 | 0 | 0
6831 | 1008.2604 | 3267 | 137 | 5 | 17 | 952.381 | 0 | 35.7143 | 0 | 20.1652 | 1008.2604 | 1002.9941 | 5.2663 | 1003.0212 | 5.212 | 0.027083 | 0 | 0 | 0 | 0
6832 | 1008.2604 | 3268 | 137 | 5 | 17 | 952.381 | 0 | 35.7143 | 0 | 20.1652 | 1008.2604 | 1002.9941 | 5.2663 | 1003.0212 | 5.212 | 0.027083 | 0 | 0 | 0 | 0
6833 | 1008.2604 | 3281 | 137 | 5 | 17 | 952.381 | 0 | 35.7143 | 0 | 20.1652 | 1008.2604 | 1002.9941 | 5.2663 | 1003.0212 | 5.212 | 0.027083 | 0 | 0 | 0 | 0
6834 | 1008.2604 | 3287 | 137 | 5 | 18 | 952.381 | 0 | 35.7143 | 0 | 20.1652 | 1008.2604 | 1002.9941 | 5.2663 | 1003.0212 | 5.212 | 0.027083 | 0 | 0 | 0 | 0
6835 | 1008.2604 | 3288 | 138 | 5 | 18 | 952.381 | 0 | 35.7143 | 0 | 20.1652 | 1008.2604 | 1002.9941 | 5.2663 | 1003.0212 | 5.212 | 0.027083 | 0 | 0 | 0 | 0
6836 | 1008.2604 | 3289 | 138 | 5 | 18 | 952.381 | 0 | 35.7143 | 0 | 20.1652 | 1008.2604 | 1002.9941 | 5.2663 | 1003.0212 | 5.212 | 0.027083 | 0 | 0 | 0 | 0
6837 | 1008.2604 | 3290 | 138 | 5 | 18 | 952.381 | 0 | 35.7143 | 0 | 20.1652 | 1008.2604 | 1002.9941 | 5.2663 | 1003.0212 | 5.212 | 0.027083 | 0 | 0 | 0 | 0
6838 | 1008.2604 | 3291 | 138 | 5 | 18 | 952.381 | 0 | 35.7143 | 0 | 20.1652 | 1008.2604 | 1002.9941 | 5.2663 | 1003.0212 | 5.212 | 0.027083 | 0 | 0 | 0 | 0
6839 | 1008.2604 | 3292 | 138 | 5 | 18 | 952.381 | 0 | 35.7143 | 0 | 20.1652 | 1008.2604 | 1002.9941 | 5.2663 | 1003.0212 | 5.212 | 0.027083 | 0 | 0 | 0 | 0
6840 | 1008.2604 | 3305 | 138 | 5 | 18 | 952.381 | 0 | 35.7143 | 0 | 20.1652 | 1008.2604 | 1002.9941 | 5.2663 | 1003.0212 | 5.212 | 0.027083 | 0 | 0 | 0 | 0
6841 | 1008.2604 | 3311 | 138 | 5 | 19 | 952.381 | 0 | 35.7143 | 0 | 20.1652 | 1008.2604 | 1002.9941 | 5.2663 | 1003.0212 | 5.212 | 0.027083 | 0 | 0 | 0 | 0
6842 | 1008.2604 | 3312 | 139 | 5 | 19 | 952.381 | 0 | 35.7143 | 0 | 20.1652 | 1008.2604 | 1002.9941 | 5.2663 | 1003.0212 | 5.212 | 0.027083 | 0 | 0 | 0 | 0
6843 | 1008.2604 | 3313 | 139 | 5 | 19 | 952.381 | 0 | 35.7143 | 0 | 20.1652 | 1008.2604 | 1002.9941 | 5.2663 | 1003.0212 | 5.212 | 0.027083 | 0 | 0 | 0 | 0
6844 | 1008.2604 | 3314 | 139 | 5 | 19 | 952.381 | 0 | 35.7143 | 0 | 20.1652 | 1008.2604 | 1002.9941 | 5.2663 | 1003.0212 | 5.212 | 0.027083 | 0 | 0 | 0 | 0
6845 | 1008.2604 | 3315 | 139 | 5 | 19 | 952.381 | 0 | 35.7143 | 0 | 20.1652 | 1008.2604 | 1002.9941 | 5.2663 | 1003.0212 | 5.212 | 0.027083 | 0 | 0 | 0 | 0
6846 | 1008.2604 | 3316 | 139 | 5 | 19 | 952.381 | 0 | 35.7143 | 0 | 20.1652 | 1008.2604 | 1002.9941 | 5.2663 | 1003.0212 | 5.212 | 0.027083 | 0 | 0 | 0 | 0
6847 | 1008.2604 | 3329 | 139 | 5 | 19 | 952.381 | 0 | 35.7143 | 0 | 20.1652 | 1008.2604 | 1002.9941 | 5.2663 | 1003.0212 | 5.212 | 0.027083 | 0 | 0 | 0 | 0
6848 | 1008.2604 | 3335 | 139 | 5 | 20 | 952.381 | 0 | 35.7143 | 0 | 20.1652 | 1008.2604 | 1002.9941 | 5.2663 | 1003.0212 | 5.212 | 0.027083 | 0 | 0 | 0 | 0
6849 | 1008.2604 | 3336 | 140 | 5 | 20 | 952.381 | 0 | 35.7143 | 0 | 20.1652 | 1008.2604 | 1002.9941 | 5.2663 | 1003.0212 | 5.212 | 0.027083 | 0 | 0 | 0 | 0
6850 | 1008.2604 | 3337 | 140 | 5 | 20 | 952.381 | 0 | 35.7143 | 0 | 20.1652 | 1008.2604 | 1002.9941 | 5.2663 | 1003.0212 | 5.212 | 0.027083 | 0 | 0 | 0 | 0
6851 | 1008.2604 | 3338 | 140 | 5 | 20 | 952.381 | 0 | 35.7143 | 0 | 20.1652 | 1008.2604 | 1002.9941 | 5.2663 | 1003.0212 | 5.212 | 0.027083 | 0 | 0 | 0 | 0
6852 | 1008.2604 | 3339 | 140 | 5 | 20 | 952.381 | 0 | 35.7143 | 0 | 20.1652 | 1008.2604 | 1002.9941 | 5.2663 | 1003.0212 | 5.212 | 0.027083 | 0 | 0 | 0 | 0
6853 | 1008.2604 | 3340 | 140 | 5 | 20 | 952.381 | 0 | 35.7143 | 0 | 20.1652 | 1008.2604 | 1002.9941 | 5.2663 | 1003.0212 | 5.212 | 0.027083 | 0 | 0 | 0 | 0
6854 | 1008.2604 | 3353 | 140 | 5 | 20 | 952.381 | 0 | 35.7143 | 0 | 20.1652 | 1008.2604 | 1002.9941 | 5.2663 | 1003.0212 | 5.212 | 0.027083 | 0 | 0 | 0 | 0
6855 | 1008.2604 | 3359 | 140 | 5 | 21 | 952.381 | 0 | 35.7143 | 0 | 20.1652 | 1008.2604 | 1002.9941 | 5.2663 | 1003.0212 | 5.212 | 0.027083 | 0 | 0 | 0 | 0
6856 | 1008.2604 | 3360 | 141 | 5 | 21 | 952.381 | 0 | 35.7143 | 0 | 20.1652 | 1008.2604 | 1002.9941 | 5.2663 | 1003.0212 | 5.212 | 0.027083 | 0 | 0 | 0 | 0
6857 | 1008.2604 | 3361 | 141 | 5 | 21 | 952.381 | 0 | 35.7143 | 0 | 20.1652 | 1008.2604 | 1002.9941 | 5.2663 | 1003.0212 | 5.212 | 0.027083 | 0 | 0 | 0 | 0
6858 | 1008.2604 | 3362 | 141 | 5 | 21 | 952.381 | 0 | 35.7143 | 0 | 20.1652 | 1008.2604 | 1002.9941 | 5.2663 | 1003.0212 | 5.212 | 0.027083 | 0 | 0 | 0 | 0
6859 | 1008.2604 | 3363 | 141 | 5 | 21 | 952.381 | 0 | 35.7143 | 0 | 20.1652 | 1008.2604 | 1002.9941 | 5.2663 | 1003.0212 | 5.212 | 0.027083 | 0 | 0 | 0 | 0
6860 | 1008.2604 | 3364 | 141 | 5 | 21 | 952.381 | 0 | 35.7143 | 0 | 20.1652 | 1008.2604 | 1002.9941 | 5.2663 | 1003.0212 | 5.212 | 0.027083 | 0 | 0 | 0 | 0
6861 | 1008.2604 | 3377 | 141 | 5 | 21 | 952.381 | 0 | 35.7143 | 0 | 20.1652 | 1008.2604 | 1002.9941 | 5.2663 | 1003.0212 | 5.212 | 0.027083 | 0 | 0 | 0 | 0
6862 | 1008.2604 | 3383 | 141 | 5 | 22 | 952.381 | 0 | 35.7143 | 0 | 20.1652 | 1008.2604 | 1002.9941 | 5.2663 | 1003.0212 | 5.212 | 0.027083 | 0 | 0 | 0 | 0
6863 | 1008.2604 | 3384 | 142 | 5 | 22 | 952.381 | 0 | 35.7143 | 0 | 20.1652 | 1008.2604 | 1002.9941 | 5.2663 | 1003.0212 | 5.212 | 0.027083 | 0 | 0 | 0 | 0
6864 | 1008.2604 | 3385 | 142 | 5 | 22 | 952.381 | 0 | 35.7143 | 0 | 20.1652 | 1008.2604 | 1002.9941 | 5.2663 | 1003.0212 | 5.212 | 0.027083 | 0 | 0 | 0 | 0
6865 | 1008.2604 | 3386 | 142 | 5 | 22 | 952.381 | 0 | 35.7143 | 0 | 20.1652 | 1008.2604 | 1002.9941 | 5.2663 | 1003.0212 | 5.212 | 0.027083 | 0 | 0 | 0 | 0
6866 | 1008.2604 | 3387 | 142 | 5 | 22 | 952.381 | 0 | 35.7143 | 0 | 20.1652 | 1008.2604 | 1002.9941 | 5.2663 | 1003.0212 | 5.212 | 0.027083 | 0 | 0 | 0 | 0
6867 | 1008.2604 | 3388 | 142 | 5 | 22 | 952.381 | 0 | 35.7143 | 0 | 20.1652 | 1008.2604 | 1002.9941 | 5.2663 | 1003.0212 | 5.212 | 0.027083 | 0 | 0 | 0 | 0
6868 | 1008.2604 | 3401 | 142 | 5 | 22 | 952.381 | 0 | 35.7143 | 0 | 20.1652 | 1008.2604 | 1002.9941 | 5.2663 | 1003.0212 | 5.212 | 0.027083 | 0 | 0 | 0 | 0
6869 | 1008.2604 | 3407 | 142 | 5 | 23 | 952.381 | 0 | 35.7143 | 0 | 20.1652 | 1008.2604 | 1002.9941 | 5.2663 | 1003.0212 | 5.212 | 0.027083 | 0 | 0 | 0 | 0
6870 | 1008.2604 | 3408 | 143 | 5 | 23 | 952.381 | 0 | 35.7143 | 0 | 20.1652 | 1008.2604 | 1002.9941 | 5.2663 | 1003.0212 | 5.212 | 0.027083 | 0 | 0 | 0 | 0
6871 | 1008.2604 | 3409 | 143 | 5 | 23 | 952.381 | 0 | 35.7143 | 0 | 20.1652 | 1008.2604 | 1002.9941 | 5.2663 | 1003.0212 | 5.212 | 0.027083 | 0 | 0 | 0 | 0
6872 | 1008.2604 | 3410 | 143 | 5 | 23 | 952.381 | 0 | 35.7143 | 0 | 20.1652 | 1008.2604 | 1002.9941 | 5.2663 | 1003.0212 | 5.212 | 0.027083 | 0 | 0 | 0 | 0
6873 | 1008.2604 | 3411 | 143 | 5 | 23 | 952.381 | 0 | 35.7143 | 0 | 20.1652 | 1008.2604 | 1002.9941 | 5.2663 | 1003.0212 | 5.212 | 0.027083 | 0 | 0 | 0 | 0
6874 | 1008.2604 | 3412 | 143 | 5 | 23 | 952.381 | 0 | 35.7143 | 0 | 20.1652 | 1008.2604 | 1002.9941 | 5.2663 | 1003.0212 | 5.212 | 0.027083 | 0 | 0 | 0 | 0
6875 | 1008.2604 | 3425 | 143 | 5 | 23 | 952.381 | 0 | 35.7143 | 0 | 20.1652 | 1008.2604 | 1002.9941 | 5.2663 | 1003.0212 | 5.212 | 0.027083 | 0 | 0 | 0 | 0
6876 | 1008.2604 | 3431 | 143 | 5 | 24 | 952.381 | 0 | 35.7143 | 0 | 20.1652 | 1008.2604 | 1002.9941 | 5.2663 | 1003.0212 | 5.212 | 0.027083 | 0 | 0 | 0 | 0
6877 | 1008.2604 | 3432 | 144 | 5 | 24 | 952.381 | 0 | 35.7143 | 0 | 20.1652 | 1008.2604 | 1002.9941 | 5.2663 | 1003.0212 | 5.212 | 0.027083 | 0 | 0 | 0 | 0
6878 | 1008.2604 | 3433 | 144 | 5 | 24 | 952.381 | 0 | 35.7143 | 0 | 20.1652 | 1008.2604 | 1002.9941 | 5.2663 | 1003.0212 | 5.212 | 0.027083 | 0 | 0 | 0 | 0
6879 | 1008.2604 | 3434 | 144 | 5 | 24 | 952.381 | 0 | 35.7143 | 0 | 20.1652 | 1008.2604 | 1002.9941 | 5.2663 | 1003.0212 | 5.212 | 0.027083 | 0 | 0 | 0 | 0
6880 | 1008.2604 | 3435 | 144 | 5 | 24 | 952.381 | 0 | 35.7143 | 0 | 20.1652 | 1008.2604 | 1002.9941 | 5.2663 | 1003.0212 | 5.212 | 0.027083 | 0 | 0 | 0 | 0
6881 | 1008.2604 | 3436 | 144 | 5 | 24 | 952.381 | 0 | 35.7143 | 0 | 20.1652 | 1008.2604 | 1002.9941 | 5.2663 | 1003.0212 | 5.212 | 0.027083 | 0 | 0 | 0 | 0
6882 | 1008.2604 | 3449 | 144 | 5 | 24 | 952.381 | 0 | 35.7143 | 0 | 20.1652 | 1008.2604 | 1002.9941 | 5.2663 | 1003.0212 | 5.212 | 0.027083 | 0 | 0 | 0 | 0
6883 | 1008.2604 | 3455 | 144 | 5 | 25 | 952.381 | 0 | 35.7143 | 0 | 20.1652 | 1008.2604 | 1002.9941 | 5.2663 | 1003.0212 | 5.212 | 0.027083 | 0 | 0 | 0 | 0
6884 | 1008.2604 | 3456 | 145 | 5 | 25 | 952.381 | 0 | 35.7143 | 0 | 20.1652 | 1008.2604 | 1002.9941 | 5.2663 | 1003.0212 | 5.212 | 0.027083 | 0 | 0 | 0 | 0
6885 | 1008.2604 | 3457 | 145 | 5 | 25 | 952.381 | 0 | 35.7143 | 0 | 20.1652 | 1008.2604 | 1002.9941 | 5.2663 | 1003.0212 | 5.212 | 0.027083 | 0 | 0 | 0 | 0
6886 | 1008.2604 | 3458 | 145 | 5 | 25 | 952.381 | 0 | 35.7143 | 0 | 20.1652 | 1008.2604 | 1002.9941 | 5.2663 | 1003.0212 | 5.212 | 0.027083 | 0 | 0 | 0 | 0
6887 | 1008.2604 | 3459 | 145 | 5 | 25 | 952.381 | 0 | 35.7143 | 0 | 20.1652 | 1008.2604 | 1002.9941 | 5.2663 | 1003.0212 | 5.212 | 0.027083 | 0 | 0 | 0 | 0
6888 | 1008.2604 | 3460 | 145 | 5 | 25 | 952.381 | 0 | 35.7143 | 0 | 20.1652 | 1008.2604 | 1002.9941 | 5.2663 | 1003.0212 | 5.212 | 0.027083 | 0 | 0 | 0 | 0
6889 | 1008.2604 | 3473 | 145 | 5 | 25 | 952.381 | 0 | 35.7143 | 0 | 20.1652 | 1008.2604 | 1002.9941 | 5.2663 | 1003.0212 | 5.212 | 0.027083 | 0 | 0 | 0 | 0
6890 | 1008.2604 | 3479 | 145 | 5 | 26 | 952.381 | 0 | 35.7143 | 0 | 20.1652 | 1008.2604 | 1002.9941 | 5.2663 | 1003.0212 | 5.212 | 0.027083 | 0 | 0 | 0 | 0
6891 | 1008.2604 | 3480 | 146 | 5 | 26 | 952.381 | 0 | 35.7143 | 0 | 20.1652 | 1008.2604 | 1002.9941 | 5.2663 | 1003.0212 | 5.212 | 0.027083 | 0 | 0 | 0 | 0
6892 | 1008.2604 | 3481 | 146 | 5 | 26 | 952.381 | 0 | 35.7143 | 0 | 20.1652 | 1008.2604 | 1002.9941 | 5.2663 | 1003.0212 | 5.212 | 0.027083 | 0 | 0 | 0 | 0
6893 | 1008.2604 | 3482 | 146 | 5 | 26 | 952.381 | 0 | 35.7143 | 0 | 20.1652 | 1008.2604 | 1002.9941 | 5.2663 | 1003.0212 | 5.212 | 0.027083 | 0 | 0 | 0 | 0
6894 | 1008.2604 | 3483 | 146 | 5 | 26 | 952.381 | 0 | 35.7143 | 0 | 20.1652 | 1008.2604 | 1002.9941 | 5.2663 | 1003.0212 | 5.212 | 0.027083 | 0 | 0 | 0 | 0
6895 | 1008.2604 | 3484 | 146 | 5 | 26 | 952.381 | 0 | 35.7143 | 0 | 20.1652 | 1008.2604 | 1002.9941 | 5.2663 | 1003.0212 | 5.212 | 0.027083 | 0 | 0 | 0 | 0
6896 | 1008.2604 | 3497 | 146 | 5 | 26 | 952.381 | 0 | 35.7143 | 0 | 20.1652 | 1008.2604 | 1002.9941 | 5.2663 | 1003.0212 | 5.212 | 0.027083 | 0 | 0 | 0 | 0
6897 | 1008.2604 | 3503 | 146 | 5 | 27 | 952.381 | 0 | 35.7143 | 0 | 20.1652 | 1008.2604 | 1002.9941 | 5.2663 | 1003.0212 | 5.212 | 0.027083 | 0 | 0 | 0 | 0
6898 | 1008.2604 | 3504 | 147 | 5 | 27 | 952.381 | 0 | 35.7143 | 0 | 20.1652 | 1008.2604 | 1002.9941 | 5.2663 | 1003.0212 | 5.212 | 0.027083 | 0 | 0 | 0 | 0
6899 | 1008.2604 | 3505 | 147 | 5 | 27 | 952.381 | 0 | 35.7143 | 0 | 20.1652 | 1008.2604 | 1002.9941 | 5.2663 | 1003.0212 | 5.212 | 0.027083 | 0 | 0 | 0 | 0
6900 | 1008.2604 | 3506 | 147 | 5 | 27 | 952.381 | 0 | 35.7143 | 0 | 20.1652 | 1008.2604 | 1002.9941 | 5.2663 | 1003.0212 | 5.212 | 0.027083 | 0 | 0 | 0 | 0
6901 | 1008.2604 | 3507 | 147 | 5 | 27 | 952.381 | 0 | 35.7143 | 0 | 20.1652 | 1008.2604 | 1002.9941 | 5.2663 | 1003.0212 | 5.212 | 0.027083 | 0 | 0 | 0 | 0
6902 | 1008.2604 | 3508 | 147 | 5 | 27 | 952.381 | 0 | 35.7143 | 0 | 20.1652 | 1008.2604 | 1002.9941 | 5.2663 | 1003.0212 | 5.212 | 0.027083 | 0 | 0 | 0 | 0
6903 | 1008.2604 | 3521 | 147 | 5 | 27 | 952.381 | 0 | 35.7143 | 0 | 20.1652 | 1008.2604 | 1002.9941 | 5.2663 | 1003.0212 | 5.212 | 0.027083 | 0 | 0 | 0 | 0
6904 | 1008.2604 | 3527 | 147 | 5 | 28 | 952.381 | 0 | 35.7143 | 0 | 20.1652 | 1008.2604 | 1002.9941 | 5.2663 | 1003.0212 | 5.212 | 0.027083 | 0 | 0 | 0 | 0
6905 | 1008.2604 | 3528 | 148 | 5 | 28 | 952.381 | 0 | 35.7143 | 0 | 20.1652 | 1008.2604 | 1002.9941 | 5.2663 | 1003.0212 | 5.212 | 0.027083 | 0 | 0 | 0 | 0
6906 | 1008.2604 | 3529 | 148 | 5 | 28 | 952.381 | 0 | 35.7143 | 0 | 20.1652 | 1008.2604 | 1002.9941 | 5.2663 | 1003.0212 | 5.212 | 0.027083 | 0 | 0 | 0 | 0
6907 | 1008.2604 | 3530 | 148 | 5 | 28 | 952.381 | 0 | 35.7143 | 0 | 20.1652 | 1008.2604 | 1002.9941 | 5.2663 | 1003.0212 | 5.212 | 0.027083 | 0 | 0 | 0 | 0
6908 | 1008.2604 | 3531 | 148 | 5 | 28 | 952.381 | 0 | 35.7143 | 0 | 20.1652 | 1008.2604 | 1002.9941 | 5.2663 | 1003.0212 | 5.212 | 0.027083 | 0 | 0 | 0 | 0
6909 | 1008.2604 | 3532 | 148 | 5 | 28 | 952.381 | 0 | 35.7143 | 0 | 20.1652 | 1008.2604 | 1002.9941 | 5.2663 | 1003.0212 | 5.212 | 0.027083 | 0 | 0 | 0 | 0
6910 | 1008.2604 | 3545 | 148 | 5 | 28 | 952.381 | 0 | 35.7143 | 0 | 20.1652 | 1008.2604 | 1002.9941 | 5.2663 | 1003.0212 | 5.212 | 0.027083 | 0 | 0 | 0 | 0
6911 | 1008.2604 | 3551 | 148 | 5 | 29 | 952.381 | 0 | 35.7143 | 0 | 20.1652 | 1008.2604 | 1002.9941 | 5.2663 | 1003.0212 | 5.212 | 0.027083 | 0 | 0 | 0 | 0
6912 | 1008.2604 | 3552 | 149 | 5 | 29 | 952.381 | 0 | 35.7143 | 0 | 20.1652 | 1008.2604 | 1002.9941 | 5.2663 | 1003.0212 | 5.212 | 0.027083 | 0 | 0 | 0 | 0
6913 | 1008.2604 | 3553 | 149 | 5 | 29 | 952.381 | 0 | 35.7143 | 0 | 20.1652 | 1008.2604 | 1002.9941 | 5.2663 | 1003.0212 | 5.212 | 0.027083 | 0 | 0 | 0 | 0
6914 | 1008.2604 | 3554 | 149 | 5 | 29 | 952.381 | 0 | 35.7143 | 0 | 20.1652 | 1008.2604 | 1002.9941 | 5.2663 | 1003.0212 | 5.212 | 0.027083 | 0 | 0 | 0 | 0
6915 | 1008.2604 | 3555 | 149 | 5 | 29 | 952.381 | 0 | 35.7143 | 0 | 20.1652 | 1008.2604 | 1002.9941 | 5.2663 | 1003.0212 | 5.212 | 0.027083 | 0 | 0 | 0 | 0
6916 | 1008.2604 | 3556 | 149 | 5 | 29 | 952.381 | 0 | 35.7143 | 0 | 20.1652 | 1008.2604 | 1002.9941 | 5.2663 | 1003.0212 | 5.212 | 0.027083 | 0 | 0 | 0 | 0
6917 | 1008.2604 | 3569 | 149 | 5 | 29 | 952.381 | 0 | 35.7143 | 0 | 20.1652 | 1008.2604 | 1002.9941 | 5.2663 | 1003.0212 | 5.212 | 0.027083 | 0 | 0 | 0 | 0
6918 | 1008.2604 | 3575 | 149 | 5 | 30 | 952.381 | 0 | 35.7143 | 0 | 20.1652 | 1008.2604 | 1002.9941 | 5.2663 | 1003.0212 | 5.212 | 0.027083 | 0 | 0 | 0 | 0
6919 | 1008.2604 | 3576 | 150 | 5 | 30 | 952.381 | 0 | 35.7143 | 0 | 20.1652 | 1008.2604 | 1002.9941 | 5.2663 | 1003.0212 | 5.212 | 0.027083 | 0 | 0 | 0 | 0
6920 | 1008.2604 | 3577 | 150 | 5 | 30 | 952.381 | 0 | 35.7143 | 0 | 20.1652 | 1008.2604 | 1002.9941 | 5.2663 | 1003.0212 | 5.212 | 0.027083 | 0 | 0 | 0 | 0
6921 | 1008.2604 | 3578 | 150 | 5 | 30 | 952.381 | 0 | 35.7143 | 0 | 20.1652 | 1008.2604 | 1002.9941 | 5.2663 | 1003.0212 | 5.212 | 0.027083 | 0 | 0 | 0 | 0
6922 | 1008.2604 | 3579 | 150 | 5 | 30 | 952.381 | 0 | 35.7143 | 0 | 20.1652 | 1008.2604 | 1002.9941 | 5.2663 | 1003.0212 | 5.212 | 0.027083 | 0 | 0 | 0 | 0
6923 | 1008.2604 | 3580 | 150 | 5 | 30 | 952.381 | 0 | 35.7143 | 0 | 20.1652 | 1008.2604 | 1002.9941 | 5.2663 | 1003.0212 | 5.212 | 0.027083 | 0 | 0 | 0 | 0
6924 | 1008.2604 | 3593 | 150 | 5 | 30 | 952.381 | 0 | 35.7143 | 0 | 20.1652 | 1008.2604 | 1002.9941 | 5.2663 | 1003.0212 | 5.212 | 0.027083 | 0 | 0 | 0 | 0
6925 | 1008.2604 | 3599 | 150 | 5 | 31 | 952.381 | 0 | 35.7143 | 0 | 20.1652 | 1008.2604 | 1002.9941 | 5.2663 | 1003.0212 | 5.212 | 0.027083 | 0 | 0 | 0 | 0
6926 | 1008.2604 | 3600 | 151 | 5 | 31 | 952.381 | 0 | 35.7143 | 0 | 20.1652 | 1008.2604 | 1002.9941 | 5.2663 | 1003.0212 | 5.212 | 0.027083 | 0 | 0 | 0 | 0
6927 | 1008.2604 | 3601 | 151 | 5 | 31 | 952.381 | 0 | 35.7143 | 0 | 20.1652 | 1008.2604 | 1002.9941 | 5.2663 | 1003.0212 | 5.212 | 0.027083 | 0 | 0 | 0 | 0
6928 | 1008.2604 | 3602 | 151 | 5 | 31 | 952.381 | 0 | 35.7143 | 0 | 20.1652 | 1008.2604 | 1002.9941 | 5.2663 | 1003.0212 | 5.212 | 0.027083 | 0 | 0 | 0 | 0
6929 | 1008.2604 | 3603 | 151 | 5 | 31 | 952.381 | 0 | 35.7143 | 0 | 20.1652 | 1008.2604 | 1002.9941 | 5.2663 | 1003.0212 | 5.212 | 0.027083 | 0 | 0 | 0 | 0
6930 | 1008.2604 | 3604 | 151 | 5 | 31 | 952.381 | 0 | 35.7143 | 0 | 20.1652 | 1008.2604 | 1002.9941 | 5.2663 | 1003.0212 | 5.212 | 0.027083 | 0 | 0 | 0 | 0
6931 | 1008.2604 | 3617 | 151 | 5 | 31 | 952.381 | 0 | 35.7143 | 0 | 20.1652 | 1008.2604 | 1002.9941 | 5.2663 | 1003.0212 | 5.212 | 0.027083 | 0 | 0 | 0 | 0
6932 | 1008.2604 | 3623 | 151 | 5 | 32 | 952.381 | 0 | 35.7143 | 0 | 20.1652 | 1008.2604 | 1002.9941 | 5.2663 | 1003.0212 | 5.212 | 0.027083 | 0 | 0 | 0 | 0
6933 | 923.2264 | 3633 | 152 | 6 | 1 | 119.0476 | 500 | 0 | 285.7143 | 18.4645 | 923.2264 | 918.4043 | 4.8222 | 918.4291 | 4.7724 | 0.024799 | 0 | 0 | 0 | 0
6934 | 923.2264 | 3657 | 153 | 6 | 2 | 119.0476 | 500 | 0 | 285.7143 | 18.4645 | 923.2264 | 918.4043 | 4.8222 | 918.4291 | 4.7724 | 0.024799 | 0 | 0 | 0 | 0
6935 | 923.2264 | 3681 | 154 | 6 | 3 | 119.0476 | 500 | 0 | 285.7143 | 18.4645 | 923.2264 | 918.4043 | 4.8222 | 918.4291 | 4.7724 | 0.024799 | 0 | 0 | 0 | 0
6936 | 923.2264 | 3705 | 155 | 6 | 4 | 119.0476 | 500 | 0 | 285.7143 | 18.4645 | 923.2264 | 918.4043 | 4.8222 | 918.4291 | 4.7724 | 0.024799 | 0 | 0 | 0 | 0
6937 | 923.2264 | 3729 | 156 | 6 | 5 | 119.0476 | 500 | 0 | 285.7143 | 18.4645 | 923.2264 | 918.4043 | 4.8222 | 918.4291 | 4.7724 | 0.024799 | 0 | 0 | 0 | 0
6938 | 923.2264 | 3753 | 157 | 6 | 6 | 119.0476 | 500 | 0 | 285.7143 | 18.4645 | 923.2264 | 918.4043 | 4.8222 | 918.4291 | 4.7724 | 0.024799 | 0 | 0 | 0 | 0
6939 | 923.2264 | 3777 | 158 | 6 | 7 | 119.0476 | 500 | 0 | 285.7143 | 18.4645 | 923.2264 | 918.4043 | 4.8222 | 918.4291 | 4.7724 | 0.024799 | 0 | 0 | 0 | 0
6940 | 923.2264 | 3801 | 159 | 6 | 8 | 119.0476 | 500 | 0 | 285.7143 | 18.4645 | 923.2264 | 918.4043 | 4.8222 | 918.4291 | 4.7724 | 0.024799 | 0 | 0 | 0 | 0
6941 | 923.2264 | 3825 | 160 | 6 | 9 | 119.0476 | 500 | 0 | 285.7143 | 18.4645 | 923.2264 | 918.4043 | 4.8222 | 918.4291 | 4.7724 | 0.024799 | 0 | 0 | 0 | 0
6942 | 923.2264 | 3849 | 161 | 6 | 10 | 119.0476 | 500 | 0 | 285.7143 | 18.4645 | 923.2264 | 918.4043 | 4.8222 | 918.4291 | 4.7724 | 0.024799 | 0 | 0 | 0 | 0
6943 | 923.2264 | 3873 | 162 | 6 | 11 | 119.0476 | 500 | 0 | 285.7143 | 18.4645 | 923.2264 | 918.4043 | 4.8222 | 918.4291 | 4.7724 | 0.024799 | 0 | 0 | 0 | 0
6944 | 923.2264 | 3897 | 163 | 6 | 12 | 119.0476 | 500 | 0 | 285.7143 | 18.4645 | 923.2264 | 918.4043 | 4.8222 | 918.4291 | 4.7724 | 0.024799 | 0 | 0 | 0 | 0
6945 | 923.2264 | 3921 | 164 | 6 | 13 | 119.0476 | 500 | 0 | 285.7143 | 18.4645 | 923.2264 | 918.4043 | 4.8222 | 918.4291 | 4.7724 | 0.024799 | 0 | 0 | 0 | 0
6946 | 923.2264 | 3945 | 165 | 6 | 14 | 119.0476 | 500 | 0 | 285.7143 | 18.4645 | 923.2264 | 918.4043 | 4.8222 | 918.4291 | 4.7724 | 0.024799 | 0 | 0 | 0 | 0
6947 | 923.2264 | 3969 | 166 | 6 | 15 | 119.0476 | 500 | 0 | 285.7143 | 18.4645 | 923.2264 | 918.4043 | 4.8222 | 918.4291 | 4.7724 | 0.024799 | 0 | 0 | 0 | 0
6948 | 923.2264 | 3993 | 167 | 6 | 16 | 119.0476 | 500 | 0 | 285.7143 | 18.4645 | 923.2264 | 918.4043 | 4.8222 | 918.4291 | 4.7724 | 0.024799 | 0 | 0 | 0 | 0
6949 | 923.2264 | 4017 | 168 | 6 | 17 | 119.0476 | 500 | 0 | 285.7143 | 18.4645 | 923.2264 | 918.4043 | 4.8222 | 918.4291 | 4.7724 | 0.024799 | 0 | 0 | 0 | 0
6950 | 923.2264 | 4041 | 169 | 6 | 18 | 119.0476 | 500 | 0 | 285.7143 | 18.4645 | 923.2264 | 918.4043 | 4.8222 | 918.4291 | 4.7724 | 0.024799 | 0 | 0 | 0 | 0
6951 | 923.2264 | 4065 | 170 | 6 | 19 | 119.0476 | 500 | 0 | 285.7143 | 18.4645 | 923.2264 | 918.4043 | 4.8222 | 918.4291 | 4.7724 | 0.024799 | 0 | 0 | 0 | 0
6952 | 923.2264 | 4089 | 171 | 6 | 20 | 119.0476 | 500 | 0 | 285.7143 | 18.4645 | 923.2264 | 918.4043 | 4.8222 | 918.4291 | 4.7724 | 0.024799 | 0 | 0 | 0 | 0
6953 | 923.2264 | 4113 | 172 | 6 | 21 | 119.0476 | 500 | 0 | 285.7143 | 18.4645 | 923.2264 | 918.4043 | 4.8222 | 918.4291 | 4.7724 | 0.024799 | 0 | 0 | 0 | 0
6954 | 923.2264 | 4137 | 173 | 6 | 22 | 119.0476 | 500 | 0 | 285.7143 | 18.4645 | 923.2264 | 918.4043 | 4.8222 | 918.4291 | 4.7724 | 0.024799 | 0 | 0 | 0 | 0
6955 | 923.2264 | 4161 | 174 | 6 | 23 | 119.0476 | 500 | 0 | 285.7143 | 18.4645 | 923.2264 | 918.4043 | 4.8222 | 918.4291 | 4.7724 | 0.024799 | 0 | 0 | 0 | 0
6956 | 923.2264 | 4185 | 175 | 6 | 24 | 119.0476 | 500 | 0 | 285.7143 | 18.4645 | 923.2264 | 918.4043 | 4.8222 | 918.4291 | 4.7724 | 0.024799 | 0 | 0 | 0 | 0
6957 | 923.2264 | 4209 | 176 | 6 | 25 | 119.0476 | 500 | 0 | 285.7143 | 18.4645 | 923.2264 | 918.4043 | 4.8222 | 918.4291 | 4.7724 | 0.024799 | 0 | 0 | 0 | 0
6958 | 923.2264 | 4233 | 177 | 6 | 26 | 119.0476 | 500 | 0 | 285.7143 | 18.4645 | 923.2264 | 918.4043 | 4.8222 | 918.4291 | 4.7724 | 0.024799 | 0 | 0 | 0 | 0
6959 | 923.2264 | 4257 | 178 | 6 | 27 | 119.0476 | 500 | 0 | 285.7143 | 18.4645 | 923.2264 | 918.4043 | 4.8222 | 918.4291 | 4.7724 | 0.024799 | 0 | 0 | 0 | 0
6960 | 923.2264 | 4281 | 179 | 6 | 28 | 119.0476 | 500 | 0 | 285.7143 | 18.4645 | 923.2264 | 918.4043 | 4.8222 | 918.4291 | 4.7724 | 0.024799 | 0 | 0 | 0 | 0
6961 | 923.2264 | 4305 | 180 | 6 | 29 | 119.0476 | 500 | 0 | 285.7143 | 18.4645 | 923.2264 | 918.4043 | 4.8222 | 918.4291 | 4.7724 | 0.024799 | 0 | 0 | 0 | 0
6962 | 923.2264 | 4329 | 181 | 6 | 30 | 119.0476 | 500 | 0 | 285.7143 | 18.4645 | 923.2264 | 918.4043 | 4.8222 | 918.4291 | 4.7724 | 0.024799 | 0 | 0 | 0 | 0
6963 | 898.931 | 5842 | 244 | 9 | 1 | 595.2381 | 0 | 0 | 285.7143 | 17.9786 | 898.931 | 894.2357 | 4.6953 | 894.2599 | 4.6468 | 0.024146 | 0 | 0 | 0 | 0
6964 | 898.931 | 5843 | 244 | 9 | 1 | 595.2381 | 0 | 0 | 285.7143 | 17.9786 | 898.931 | 894.2357 | 4.6953 | 894.2599 | 4.6468 | 0.024146 | 0 | 0 | 0 | 0
6965 | 898.931 | 5844 | 244 | 9 | 1 | 595.2381 | 0 | 0 | 285.7143 | 17.9786 | 898.931 | 894.2357 | 4.6953 | 894.2599 | 4.6468 | 0.024146 | 0 | 0 | 0 | 0
6966 | 898.931 | 5845 | 244 | 9 | 1 | 595.2381 | 0 | 0 | 285.7143 | 17.9786 | 898.931 | 894.2357 | 4.6953 | 894.2599 | 4.6468 | 0.024146 | 0 | 0 | 0 | 0
6967 | 898.931 | 5846 | 244 | 9 | 1 | 595.2381 | 0 | 0 | 285.7143 | 17.9786 | 898.931 | 894.2357 | 4.6953 | 894.2599 | 4.6468 | 0.024146 | 0 | 0 | 0 | 0
6968 | 898.931 | 5847 | 244 | 9 | 1 | 595.2381 | 0 | 0 | 285.7143 | 17.9786 | 898.931 | 894.2357 | 4.6953 | 894.2599 | 4.6468 | 0.024146 | 0 | 0 | 0 | 0
6969 | 898.931 | 5848 | 244 | 9 | 1 | 595.2381 | 0 | 0 | 285.7143 | 17.9786 | 898.931 | 894.2357 | 4.6953 | 894.2599 | 4.6468 | 0.024146 | 0 | 0 | 0 | 0
6970 | 898.931 | 5866 | 245 | 9 | 2 | 595.2381 | 0 | 0 | 285.7143 | 17.9786 | 898.931 | 894.2357 | 4.6953 | 894.2599 | 4.6468 | 0.024146 | 0 | 0 | 0 | 0
6971 | 898.931 | 5867 | 245 | 9 | 2 | 595.2381 | 0 | 0 | 285.7143 | 17.9786 | 898.931 | 894.2357 | 4.6953 | 894.2599 | 4.6468 | 0.024146 | 0 | 0 | 0 | 0
6972 | 898.931 | 5868 | 245 | 9 | 2 | 595.2381 | 0 | 0 | 285.7143 | 17.9786 | 898.931 | 894.2357 | 4.6953 | 894.2599 | 4.6468 | 0.024146 | 0 | 0 | 0 | 0
6973 | 898.931 | 5869 | 245 | 9 | 2 | 595.2381 | 0 | 0 | 285.7143 | 17.9786 | 898.931 | 894.2357 | 4.6953 | 894.2599 | 4.6468 | 0.024146 | 0 | 0 | 0 | 0
6974 | 898.931 | 5870 | 245 | 9 | 2 | 595.2381 | 0 | 0 | 285.7143 | 17.9786 | 898.931 | 894.2357 | 4.6953 | 894.2599 | 4.6468 | 0.024146 | 0 | 0 | 0 | 0
6975 | 898.931 | 5871 | 245 | 9 | 2 | 595.2381 | 0 | 0 | 285.7143 | 17.9786 | 898.931 | 894.2357 | 4.6953 | 894.2599 | 4.6468 | 0.024146 | 0 | 0 | 0 | 0
6976 | 898.931 | 5872 | 245 | 9 | 2 | 595.2381 | 0 | 0 | 285.7143 | 17.9786 | 898.931 | 894.2357 | 4.6953 | 894.2599 | 4.6468 | 0.024146 | 0 | 0 | 0 | 0
6977 | 898.931 | 5890 | 246 | 9 | 3 | 595.2381 | 0 | 0 | 285.7143 | 17.9786 | 898.931 | 894.2357 | 4.6953 | 894.2599 | 4.6468 | 0.024146 | 0 | 0 | 0 | 0
6978 | 898.931 | 5891 | 246 | 9 | 3 | 595.2381 | 0 | 0 | 285.7143 | 17.9786 | 898.931 | 894.2357 | 4.6953 | 894.2599 | 4.6468 | 0.024146 | 0 | 0 | 0 | 0
6979 | 898.931 | 5892 | 246 | 9 | 3 | 595.2381 | 0 | 0 | 285.7143 | 17.9786 | 898.931 | 894.2357 | 4.6953 | 894.2599 | 4.6468 | 0.024146 | 0 | 0 | 0 | 0
6980 | 898.931 | 5893 | 246 | 9 | 3 | 595.2381 | 0 | 0 | 285.7143 | 17.9786 | 898.931 | 894.2357 | 4.6953 | 894.2599 | 4.6468 | 0.024146 | 0 | 0 | 0 | 0
6981 | 898.931 | 5894 | 246 | 9 | 3 | 595.2381 | 0 | 0 | 285.7143 | 17.9786 | 898.931 | 894.2357 | 4.6953 | 894.2599 | 4.6468 | 0.024146 | 0 | 0 | 0 | 0
6982 | 898.931 | 5895 | 246 | 9 | 3 | 595.2381 | 0 | 0 | 285.7143 | 17.9786 | 898.931 | 894.2357 | 4.6953 | 894.2599 | 4.6468 | 0.024146 | 0 | 0 | 0 | 0
6983 | 898.931 | 5896 | 246 | 9 | 3 | 595.2381 | 0 | 0 | 285.7143 | 17.9786 | 898.931 | 894.2357 | 4.6953 | 894.2599 | 4.6468 | 0.024146 | 0 | 0 | 0 | 0
6984 | 898.931 | 5914 | 247 | 9 | 4 | 595.2381 | 0 | 0 | 285.7143 | 17.9786 | 898.931 | 894.2357 | 4.6953 | 894.2599 | 4.6468 | 0.024146 | 0 | 0 | 0 | 0
6985 | 898.931 | 5915 | 247 | 9 | 4 | 595.2381 | 0 | 0 | 285.7143 | 17.9786 | 898.931 | 894.2357 | 4.6953 | 894.2599 | 4.6468 | 0.024146 | 0 | 0 | 0 | 0
6986 | 898.931 | 5916 | 247 | 9 | 4 | 595.2381 | 0 | 0 | 285.7143 | 17.9786 | 898.931 | 894.2357 | 4.6953 | 894.2599 | 4.6468 | 0.024146 | 0 | 0 | 0 | 0
6987 | 898.931 | 5917 | 247 | 9 | 4 | 595.2381 | 0 | 0 | 285.7143 | 17.9786 | 898.931 | 894.2357 | 4.6953 | 894.2599 | 4.6468 | 0.024146 | 0 | 0 | 0 | 0
6988 | 898.931 | 5918 | 247 | 9 | 4 | 595.2381 | 0 | 0 | 285.7143 | 17.9786 | 898.931 | 894.2357 | 4.6953 | 894.2599 | 4.6468 | 0.024146 | 0 | 0 | 0 | 0
6989 | 898.931 | 5919 | 247 | 9 | 4 | 595.2381 | 0 | 0 | 285.7143 | 17.9786 | 898.931 | 894.2357 | 4.6953 | 894.2599 | 4.6468 | 0.024146 | 0 | 0 | 0 | 0
6990 | 898.931 | 5920 | 247 | 9 | 4 | 595.2381 | 0 | 0 | 285.7143 | 17.9786 | 898.931 | 894.2357 | 4.6953 | 894.2599 | 4.6468 | 0.024146 | 0 | 0 | 0 | 0
6991 | 898.931 | 5938 | 248 | 9 | 5 | 595.2381 | 0 | 0 | 285.7143 | 17.9786 | 898.931 | 894.2357 | 4.6953 | 894.2599 | 4.6468 | 0.024146 | 0 | 0 | 0 | 0
6992 | 898.931 | 5939 | 248 | 9 | 5 | 595.2381 | 0 | 0 | 285.7143 | 17.9786 | 898.931 | 894.2357 | 4.6953 | 894.2599 | 4.6468 | 0.024146 | 0 | 0 | 0 | 0
6993 | 898.931 | 5940 | 248 | 9 | 5 | 595.2381 | 0 | 0 | 285.7143 | 17.9786 | 898.931 | 894.2357 | 4.6953 | 894.2599 | 4.6468 | 0.024146 | 0 | 0 | 0 | 0
6994 | 898.931 | 5941 | 248 | 9 | 5 | 595.2381 | 0 | 0 | 285.7143 | 17.9786 | 898.931 | 894.2357 | 4.6953 | 894.2599 | 4.6468 | 0.024146 | 0 | 0 | 0 | 0
6995 | 898.931 | 5942 | 248 | 9 | 5 | 595.2381 | 0 | 0 | 285.7143 | 17.9786 | 898.931 | 894.2357 | 4.6953 | 894.2599 | 4.6468 | 0.024146 | 0 | 0 | 0 | 0
6996 | 898.931 | 5943 | 248 | 9 | 5 | 595.2381 | 0 | 0 | 285.7143 | 17.9786 | 898.931 | 894.2357 | 4.6953 | 894.2599 | 4.6468 | 0.024146 | 0 | 0 | 0 | 0
6997 | 898.931 | 5944 | 248 | 9 | 5 | 595.2381 | 0 | 0 | 285.7143 | 17.9786 | 898.931 | 894.2357 | 4.6953 | 894.2599 | 4.6468 | 0.024146 | 0 | 0 | 0 | 0
6998 | 898.931 | 5962 | 249 | 9 | 6 | 595.2381 | 0 | 0 | 285.7143 | 17.9786 | 898.931 | 894.2357 | 4.6953 | 894.2599 | 4.6468 | 0.024146 | 0 | 0 | 0 | 0
6999 | 898.931 | 5963 | 249 | 9 | 6 | 595.2381 | 0 | 0 | 285.7143 | 17.9786 | 898.931 | 894.2357 | 4.6953 | 894.2599 | 4.6468 | 0.024146 | 0 | 0 | 0 | 0
7000 | 898.931 | 5964 | 249 | 9 | 6 | 595.2381 | 0 | 0 | 285.7143 | 17.9786 | 898.931 | 894.2357 | 4.6953 | 894.2599 | 4.6468 | 0.024146 | 0 | 0 | 0 | 0
7001 | 898.931 | 5965 | 249 | 9 | 6 | 595.2381 | 0 | 0 | 285.7143 | 17.9786 | 898.931 | 894.2357 | 4.6953 | 894.2599 | 4.6468 | 0.024146 | 0 | 0 | 0 | 0
7002 | 898.931 | 5966 | 249 | 9 | 6 | 595.2381 | 0 | 0 | 285.7143 | 17.9786 | 898.931 | 894.2357 | 4.6953 | 894.2599 | 4.6468 | 0.024146 | 0 | 0 | 0 | 0
7003 | 898.931 | 5967 | 249 | 9 | 6 | 595.2381 | 0 | 0 | 285.7143 | 17.9786 | 898.931 | 894.2357 | 4.6953 | 894.2599 | 4.6468 | 0.024146 | 0 | 0 | 0 | 0
7004 | 898.931 | 5968 | 249 | 9 | 6 | 595.2381 | 0 | 0 | 285.7143 | 17.9786 | 898.931 | 894.2357 | 4.6953 | 894.2599 | 4.6468 | 0.024146 | 0 | 0 | 0 | 0
7005 | 898.931 | 5986 | 250 | 9 | 7 | 595.2381 | 0 | 0 | 285.7143 | 17.9786 | 898.931 | 894.2357 | 4.6953 | 894.2599 | 4.6468 | 0.024146 | 0 | 0 | 0 | 0
7006 | 898.931 | 5987 | 250 | 9 | 7 | 595.2381 | 0 | 0 | 285.7143 | 17.9786 | 898.931 | 894.2357 | 4.6953 | 894.2599 | 4.6468 | 0.024146 | 0 | 0 | 0 | 0
7007 | 898.931 | 5988 | 250 | 9 | 7 | 595.2381 | 0 | 0 | 285.7143 | 17.9786 | 898.931 | 894.2357 | 4.6953 | 894.2599 | 4.6468 | 0.024146 | 0 | 0 | 0 | 0
7008 | 898.931 | 5989 | 250 | 9 | 7 | 595.2381 | 0 | 0 | 285.7143 | 17.9786 | 898.931 | 894.2357 | 4.6953 | 894.2599 | 4.6468 | 0.024146 | 0 | 0 | 0 | 0
7009 | 898.931 | 5990 | 250 | 9 | 7 | 595.2381 | 0 | 0 | 285.7143 | 17.9786 | 898.931 | 894.2357 | 4.6953 | 894.2599 | 4.6468 | 0.024146 | 0 | 0 | 0 | 0
7010 | 898.931 | 5991 | 250 | 9 | 7 | 595.2381 | 0 | 0 | 285.7143 | 17.9786 | 898.931 | 894.2357 | 4.6953 | 894.2599 | 4.6468 | 0.024146 | 0 | 0 | 0 | 0
7011 | 898.931 | 5992 | 250 | 9 | 7 | 595.2381 | 0 | 0 | 285.7143 | 17.9786 | 898.931 | 894.2357 | 4.6953 | 894.2599 | 4.6468 | 0.024146 | 0 | 0 | 0 | 0
7012 | 898.931 | 6010 | 251 | 9 | 8 | 595.2381 | 0 | 0 | 285.7143 | 17.9786 | 898.931 | 894.2357 | 4.6953 | 894.2599 | 4.6468 | 0.024146 | 0 | 0 | 0 | 0
7013 | 898.931 | 6011 | 251 | 9 | 8 | 595.2381 | 0 | 0 | 285.7143 | 17.9786 | 898.931 | 894.2357 | 4.6953 | 894.2599 | 4.6468 | 0.024146 | 0 | 0 | 0 | 0
7014 | 898.931 | 6012 | 251 | 9 | 8 | 595.2381 | 0 | 0 | 285.7143 | 17.9786 | 898.931 | 894.2357 | 4.6953 | 894.2599 | 4.6468 | 0.024146 | 0 | 0 | 0 | 0
7015 | 898.931 | 6013 | 251 | 9 | 8 | 595.2381 | 0 | 0 | 285.7143 | 17.9786 | 898.931 | 894.2357 | 4.6953 | 894.2599 | 4.6468 | 0.024146 | 0 | 0 | 0 | 0
7016 | 898.931 | 6014 | 251 | 9 | 8 | 595.2381 | 0 | 0 | 285.7143 | 17.9786 | 898.931 | 894.2357 | 4.6953 | 894.2599 | 4.6468 | 0.024146 | 0 | 0 | 0 | 0
7017 | 898.931 | 6015 | 251 | 9 | 8 | 595.2381 | 0 | 0 | 285.7143 | 17.9786 | 898.931 | 894.2357 | 4.6953 | 894.2599 | 4.6468 | 0.024146 | 0 | 0 | 0 | 0
7018 | 898.931 | 6016 | 251 | 9 | 8 | 595.2381 | 0 | 0 | 285.7143 | 17.9786 | 898.931 | 894.2357 | 4.6953 | 894.2599 | 4.6468 | 0.024146 | 0 | 0 | 0 | 0
7019 | 898.931 | 6034 | 252 | 9 | 9 | 595.2381 | 0 | 0 | 285.7143 | 17.9786 | 898.931 | 894.2357 | 4.6953 | 894.2599 | 4.6468 | 0.024146 | 0 | 0 | 0 | 0
7020 | 898.931 | 6035 | 252 | 9 | 9 | 595.2381 | 0 | 0 | 285.7143 | 17.9786 | 898.931 | 894.2357 | 4.6953 | 894.2599 | 4.6468 | 0.024146 | 0 | 0 | 0 | 0
7021 | 898.931 | 6036 | 252 | 9 | 9 | 595.2381 | 0 | 0 | 285.7143 | 17.9786 | 898.931 | 894.2357 | 4.6953 | 894.2599 | 4.6468 | 0.024146 | 0 | 0 | 0 | 0
7022 | 898.931 | 6037 | 252 | 9 | 9 | 595.2381 | 0 | 0 | 285.7143 | 17.9786 | 898.931 | 894.2357 | 4.6953 | 894.2599 | 4.6468 | 0.024146 | 0 | 0 | 0 | 0
7023 | 898.931 | 6038 | 252 | 9 | 9 | 595.2381 | 0 | 0 | 285.7143 | 17.9786 | 898.931 | 894.2357 | 4.6953 | 894.2599 | 4.6468 | 0.024146 | 0 | 0 | 0 | 0
7024 | 898.931 | 6039 | 252 | 9 | 9 | 595.2381 | 0 | 0 | 285.7143 | 17.9786 | 898.931 | 894.2357 | 4.6953 | 894.2599 | 4.6468 | 0.024146 | 0 | 0 | 0 | 0
7025 | 898.931 | 6040 | 252 | 9 | 9 | 595.2381 | 0 | 0 | 285.7143 | 17.9786 | 898.931 | 894.2357 | 4.6953 | 894.2599 | 4.6468 | 0.024146 | 0 | 0 | 0 | 0
7026 | 898.931 | 6058 | 253 | 9 | 10 | 595.2381 | 0 | 0 | 285.7143 | 17.9786 | 898.931 | 894.2357 | 4.6953 | 894.2599 | 4.6468 | 0.024146 | 0 | 0 | 0 | 0
7027 | 898.931 | 6059 | 253 | 9 | 10 | 595.2381 | 0 | 0 | 285.7143 | 17.9786 | 898.931 | 894.2357 | 4.6953 | 894.2599 | 4.6468 | 0.024146 | 0 | 0 | 0 | 0
7028 | 898.931 | 6060 | 253 | 9 | 10 | 595.2381 | 0 | 0 | 285.7143 | 17.9786 | 898.931 | 894.2357 | 4.6953 | 894.2599 | 4.6468 | 0.024146 | 0 | 0 | 0 | 0
7029 | 898.931 | 6061 | 253 | 9 | 10 | 595.2381 | 0 | 0 | 285.7143 | 17.9786 | 898.931 | 894.2357 | 4.6953 | 894.2599 | 4.6468 | 0.024146 | 0 | 0 | 0 | 0
7030 | 898.931 | 6062 | 253 | 9 | 10 | 595.2381 | 0 | 0 | 285.7143 | 17.9786 | 898.931 | 894.2357 | 4.6953 | 894.2599 | 4.6468 | 0.024146 | 0 | 0 | 0 | 0
7031 | 898.931 | 6063 | 253 | 9 | 10 | 595.2381 | 0 | 0 | 285.7143 | 17.9786 | 898.931 | 894.2357 | 4.6953 | 894.2599 | 4.6468 | 0.024146 | 0 | 0 | 0 | 0
7032 | 898.931 | 6064 | 253 | 9 | 10 | 595.2381 | 0 | 0 | 285.7143 | 17.9786 | 898.931 | 894.2357 | 4.6953 | 894.2599 | 4.6468 | 0.024146 | 0 | 0 | 0 | 0
7033 | 898.931 | 6082 | 254 | 9 | 11 | 595.2381 | 0 | 0 | 285.7143 | 17.9786 | 898.931 | 894.2357 | 4.6953 | 894.2599 | 4.6468 | 0.024146 | 0 | 0 | 0 | 0
7034 | 898.931 | 6083 | 254 | 9 | 11 | 595.2381 | 0 | 0 | 285.7143 | 17.9786 | 898.931 | 894.2357 | 4.6953 | 894.2599 | 4.6468 | 0.024146 | 0 | 0 | 0 | 0
7035 | 898.931 | 6084 | 254 | 9 | 11 | 595.2381 | 0 | 0 | 285.7143 | 17.9786 | 898.931 | 894.2357 | 4.6953 | 894.2599 | 4.6468 | 0.024146 | 0 | 0 | 0 | 0
7036 | 898.931 | 6085 | 254 | 9 | 11 | 595.2381 | 0 | 0 | 285.7143 | 17.9786 | 898.931 | 894.2357 | 4.6953 | 894.2599 | 4.6468 | 0.024146 | 0 | 0 | 0 | 0
7037 | 898.931 | 6086 | 254 | 9 | 11 | 595.2381 | 0 | 0 | 285.7143 | 17.9786 | 898.931 | 894.2357 | 4.6953 | 894.2599 | 4.6468 | 0.024146 | 0 | 0 | 0 | 0
7038 | 898.931 | 6087 | 254 | 9 | 11 | 595.2381 | 0 | 0 | 285.7143 | 17.9786 | 898.931 | 894.2357 | 4.6953 | 894.2599 | 4.6468 | 0.024146 | 0 | 0 | 0 | 0
7039 | 898.931 | 6088 | 254 | 9 | 11 | 595.2381 | 0 | 0 | 285.7143 | 17.9786 | 898.931 | 894.2357 | 4.6953 | 894.2599 | 4.6468 | 0.024146 | 0 | 0 | 0 | 0
7040 | 898.931 | 6106 | 255 | 9 | 12 | 595.2381 | 0 | 0 | 285.7143 | 17.9786 | 898.931 | 894.2357 | 4.6953 | 894.2599 | 4.6468 | 0.024146 | 0 | 0 | 0 | 0
7041 | 898.931 | 6107 | 255 | 9 | 12 | 595.2381 | 0 | 0 | 285.7143 | 17.9786 | 898.931 | 894.2357 | 4.6953 | 894.2599 | 4.6468 | 0.024146 | 0 | 0 | 0 | 0
7042 | 898.931 | 6108 | 255 | 9 | 12 | 595.2381 | 0 | 0 | 285.7143 | 17.9786 | 898.931 | 894.2357 | 4.6953 | 894.2599 | 4.6468 | 0.024146 | 0 | 0 | 0 | 0
7043 | 898.931 | 6109 | 255 | 9 | 12 | 595.2381 | 0 | 0 | 285.7143 | 17.9786 | 898.931 | 894.2357 | 4.6953 | 894.2599 | 4.6468 | 0.024146 | 0 | 0 | 0 | 0
7044 | 898.931 | 6110 | 255 | 9 | 12 | 595.2381 | 0 | 0 | 285.7143 | 17.9786 | 898.931 | 894.2357 | 4.6953 | 894.2599 | 4.6468 | 0.024146 | 0 | 0 | 0 | 0
7045 | 898.931 | 6111 | 255 | 9 | 12 | 595.2381 | 0 | 0 | 285.7143 | 17.9786 | 898.931 | 894.2357 | 4.6953 | 894.2599 | 4.6468 | 0.024146 | 0 | 0 | 0 | 0
7046 | 898.931 | 6112 | 255 | 9 | 12 | 595.2381 | 0 | 0 | 285.7143 | 17.9786 | 898.931 | 894.2357 | 4.6953 | 894.2599 | 4.6468 | 0.024146 | 0 | 0 | 0 | 0
7047 | 898.931 | 6130 | 256 | 9 | 13 | 595.2381 | 0 | 0 | 285.7143 | 17.9786 | 898.931 | 894.2357 | 4.6953 | 894.2599 | 4.6468 | 0.024146 | 0 | 0 | 0 | 0
7048 | 898.931 | 6131 | 256 | 9 | 13 | 595.2381 | 0 | 0 | 285.7143 | 17.9786 | 898.931 | 894.2357 | 4.6953 | 894.2599 | 4.6468 | 0.024146 | 0 | 0 | 0 | 0
7049 | 898.931 | 6132 | 256 | 9 | 13 | 595.2381 | 0 | 0 | 285.7143 | 17.9786 | 898.931 | 894.2357 | 4.6953 | 894.2599 | 4.6468 | 0.024146 | 0 | 0 | 0 | 0
7050 | 898.931 | 6133 | 256 | 9 | 13 | 595.2381 | 0 | 0 | 285.7143 | 17.9786 | 898.931 | 894.2357 | 4.6953 | 894.2599 | 4.6468 | 0.024146 | 0 | 0 | 0 | 0
7051 | 898.931 | 6134 | 256 | 9 | 13 | 595.2381 | 0 | 0 | 285.7143 | 17.9786 | 898.931 | 894.2357 | 4.6953 | 894.2599 | 4.6468 | 0.024146 | 0 | 0 | 0 | 0
7052 | 898.931 | 6135 | 256 | 9 | 13 | 595.2381 | 0 | 0 | 285.7143 | 17.9786 | 898.931 | 894.2357 | 4.6953 | 894.2599 | 4.6468 | 0.024146 | 0 | 0 | 0 | 0
7053 | 898.931 | 6136 | 256 | 9 | 13 | 595.2381 | 0 | 0 | 285.7143 | 17.9786 | 898.931 | 894.2357 | 4.6953 | 894.2599 | 4.6468 | 0.024146 | 0 | 0 | 0 | 0
7054 | 898.931 | 6154 | 257 | 9 | 14 | 595.2381 | 0 | 0 | 285.7143 | 17.9786 | 898.931 | 894.2357 | 4.6953 | 894.2599 | 4.6468 | 0.024146 | 0 | 0 | 0 | 0
7055 | 898.931 | 6155 | 257 | 9 | 14 | 595.2381 | 0 | 0 | 285.7143 | 17.9786 | 898.931 | 894.2357 | 4.6953 | 894.2599 | 4.6468 | 0.024146 | 0 | 0 | 0 | 0
7056 | 898.931 | 6156 | 257 | 9 | 14 | 595.2381 | 0 | 0 | 285.7143 | 17.9786 | 898.931 | 894.2357 | 4.6953 | 894.2599 | 4.6468 | 0.024146 | 0 | 0 | 0 | 0
7057 | 898.931 | 6157 | 257 | 9 | 14 | 595.2381 | 0 | 0 | 285.7143 | 17.9786 | 898.931 | 894.2357 | 4.6953 | 894.2599 | 4.6468 | 0.024146 | 0 | 0 | 0 | 0
7058 | 898.931 | 6158 | 257 | 9 | 14 | 595.2381 | 0 | 0 | 285.7143 | 17.9786 | 898.931 | 894.2357 | 4.6953 | 894.2599 | 4.6468 | 0.024146 | 0 | 0 | 0 | 0
7059 | 898.931 | 6159 | 257 | 9 | 14 | 595.2381 | 0 | 0 | 285.7143 | 17.9786 | 898.931 | 894.2357 | 4.6953 | 894.2599 | 4.6468 | 0.024146 | 0 | 0 | 0 | 0
7060 | 898.931 | 6160 | 257 | 9 | 14 | 595.2381 | 0 | 0 | 285.7143 | 17.9786 | 898.931 | 894.2357 | 4.6953 | 894.2599 | 4.6468 | 0.024146 | 0 | 0 | 0 | 0
7061 | 898.931 | 6178 | 258 | 9 | 15 | 595.2381 | 0 | 0 | 285.7143 | 17.9786 | 898.931 | 894.2357 | 4.6953 | 894.2599 | 4.6468 | 0.024146 | 0 | 0 | 0 | 0
7062 | 898.931 | 6179 | 258 | 9 | 15 | 595.2381 | 0 | 0 | 285.7143 | 17.9786 | 898.931 | 894.2357 | 4.6953 | 894.2599 | 4.6468 | 0.024146 | 0 | 0 | 0 | 0
7063 | 898.931 | 6180 | 258 | 9 | 15 | 595.2381 | 0 | 0 | 285.7143 | 17.9786 | 898.931 | 894.2357 | 4.6953 | 894.2599 | 4.6468 | 0.024146 | 0 | 0 | 0 | 0
7064 | 898.931 | 6181 | 258 | 9 | 15 | 595.2381 | 0 | 0 | 285.7143 | 17.9786 | 898.931 | 894.2357 | 4.6953 | 894.2599 | 4.6468 | 0.024146 | 0 | 0 | 0 | 0
7065 | 898.931 | 6182 | 258 | 9 | 15 | 595.2381 | 0 | 0 | 285.7143 | 17.9786 | 898.931 | 894.2357 | 4.6953 | 894.2599 | 4.6468 | 0.024146 | 0 | 0 | 0 | 0
7066 | 898.931 | 6183 | 258 | 9 | 15 | 595.2381 | 0 | 0 | 285.7143 | 17.9786 | 898.931 | 894.2357 | 4.6953 | 894.2599 | 4.6468 | 0.024146 | 0 | 0 | 0 | 0
7067 | 898.931 | 6184 | 258 | 9 | 15 | 595.2381 | 0 | 0 | 285.7143 | 17.9786 | 898.931 | 894.2357 | 4.6953 | 894.2599 | 4.6468 | 0.024146 | 0 | 0 | 0 | 0
7068 | 898.931 | 6202 | 259 | 9 | 16 | 595.2381 | 0 | 0 | 285.7143 | 17.9786 | 898.931 | 894.2357 | 4.6953 | 894.2599 | 4.6468 | 0.024146 | 0 | 0 | 0 | 0
7069 | 898.931 | 6203 | 259 | 9 | 16 | 595.2381 | 0 | 0 | 285.7143 | 17.9786 | 898.931 | 894.2357 | 4.6953 | 894.2599 | 4.6468 | 0.024146 | 0 | 0 | 0 | 0
7070 | 898.931 | 6204 | 259 | 9 | 16 | 595.2381 | 0 | 0 | 285.7143 | 17.9786 | 898.931 | 894.2357 | 4.6953 | 894.2599 | 4.6468 | 0.024146 | 0 | 0 | 0 | 0
7071 | 898.931 | 6205 | 259 | 9 | 16 | 595.2381 | 0 | 0 | 285.7143 | 17.9786 | 898.931 | 894.2357 | 4.6953 | 894.2599 | 4.6468 | 0.024146 | 0 | 0 | 0 | 0
7072 | 898.931 | 6206 | 259 | 9 | 16 | 595.2381 | 0 | 0 | 285.7143 | 17.9786 | 898.931 | 894.2357 | 4.6953 | 894.2599 | 4.6468 | 0.024146 | 0 | 0 | 0 | 0
7073 | 898.931 | 6207 | 259 | 9 | 16 | 595.2381 | 0 | 0 | 285.7143 | 17.9786 | 898.931 | 894.2357 | 4.6953 | 894.2599 | 4.6468 | 0.024146 | 0 | 0 | 0 | 0
7074 | 898.931 | 6208 | 259 | 9 | 16 | 595.2381 | 0 | 0 | 285.7143 | 17.9786 | 898.931 | 894.2357 | 4.6953 | 894.2599 | 4.6468 | 0.024146 | 0 | 0 | 0 | 0
7075 | 898.931 | 6226 | 260 | 9 | 17 | 595.2381 | 0 | 0 | 285.7143 | 17.9786 | 898.931 | 894.2357 | 4.6953 | 894.2599 | 4.6468 | 0.024146 | 0 | 0 | 0 | 0
7076 | 898.931 | 6227 | 260 | 9 | 17 | 595.2381 | 0 | 0 | 285.7143 | 17.9786 | 898.931 | 894.2357 | 4.6953 | 894.2599 | 4.6468 | 0.024146 | 0 | 0 | 0 | 0
7077 | 898.931 | 6228 | 260 | 9 | 17 | 595.2381 | 0 | 0 | 285.7143 | 17.9786 | 898.931 | 894.2357 | 4.6953 | 894.2599 | 4.6468 | 0.024146 | 0 | 0 | 0 | 0
7078 | 898.931 | 6229 | 260 | 9 | 17 | 595.2381 | 0 | 0 | 285.7143 | 17.9786 | 898.931 | 894.2357 | 4.6953 | 894.2599 | 4.6468 | 0.024146 | 0 | 0 | 0 | 0
7079 | 898.931 | 6230 | 260 | 9 | 17 | 595.2381 | 0 | 0 | 285.7143 | 17.9786 | 898.931 | 894.2357 | 4.6953 | 894.2599 | 4.6468 | 0.024146 | 0 | 0 | 0 | 0
7080 | 898.931 | 6231 | 260 | 9 | 17 | 595.2381 | 0 | 0 | 285.7143 | 17.9786 | 898.931 | 894.2357 | 4.6953 | 894.2599 | 4.6468 | 0.024146 | 0 | 0 | 0 | 0
7081 | 898.931 | 6232 | 260 | 9 | 17 | 595.2381 | 0 | 0 | 285.7143 | 17.9786 | 898.931 | 894.2357 | 4.6953 | 894.2599 | 4.6468 | 0.024146 | 0 | 0 | 0 | 0
7082 | 898.931 | 6250 | 261 | 9 | 18 | 595.2381 | 0 | 0 | 285.7143 | 17.9786 | 898.931 | 894.2357 | 4.6953 | 894.2599 | 4.6468 | 0.024146 | 0 | 0 | 0 | 0
7083 | 898.931 | 6251 | 261 | 9 | 18 | 595.2381 | 0 | 0 | 285.7143 | 17.9786 | 898.931 | 894.2357 | 4.6953 | 894.2599 | 4.6468 | 0.024146 | 0 | 0 | 0 | 0
7084 | 898.931 | 6252 | 261 | 9 | 18 | 595.2381 | 0 | 0 | 285.7143 | 17.9786 | 898.931 | 894.2357 | 4.6953 | 894.2599 | 4.6468 | 0.024146 | 0 | 0 | 0 | 0
7085 | 898.931 | 6253 | 261 | 9 | 18 | 595.2381 | 0 | 0 | 285.7143 | 17.9786 | 898.931 | 894.2357 | 4.6953 | 894.2599 | 4.6468 | 0.024146 | 0 | 0 | 0 | 0
7086 | 898.931 | 6254 | 261 | 9 | 18 | 595.2381 | 0 | 0 | 285.7143 | 17.9786 | 898.931 | 894.2357 | 4.6953 | 894.2599 | 4.6468 | 0.024146 | 0 | 0 | 0 | 0
7087 | 898.931 | 6255 | 261 | 9 | 18 | 595.2381 | 0 | 0 | 285.7143 | 17.9786 | 898.931 | 894.2357 | 4.6953 | 894.2599 | 4.6468 | 0.024146 | 0 | 0 | 0 | 0
7088 | 898.931 | 6256 | 261 | 9 | 18 | 595.2381 | 0 | 0 | 285.7143 | 17.9786 | 898.931 | 894.2357 | 4.6953 | 894.2599 | 4.6468 | 0.024146 | 0 | 0 | 0 | 0
7089 | 898.931 | 6274 | 262 | 9 | 19 | 595.2381 | 0 | 0 | 285.7143 | 17.9786 | 898.931 | 894.2357 | 4.6953 | 894.2599 | 4.6468 | 0.024146 | 0 | 0 | 0 | 0
7090 | 898.931 | 6275 | 262 | 9 | 19 | 595.2381 | 0 | 0 | 285.7143 | 17.9786 | 898.931 | 894.2357 | 4.6953 | 894.2599 | 4.6468 | 0.024146 | 0 | 0 | 0 | 0
7091 | 898.931 | 6276 | 262 | 9 | 19 | 595.2381 | 0 | 0 | 285.7143 | 17.9786 | 898.931 | 894.2357 | 4.6953 | 894.2599 | 4.6468 | 0.024146 | 0 | 0 | 0 | 0
7092 | 898.931 | 6277 | 262 | 9 | 19 | 595.2381 | 0 | 0 | 285.7143 | 17.9786 | 898.931 | 894.2357 | 4.6953 | 894.2599 | 4.6468 | 0.024146 | 0 | 0 | 0 | 0
7093 | 898.931 | 6278 | 262 | 9 | 19 | 595.2381 | 0 | 0 | 285.7143 | 17.9786 | 898.931 | 894.2357 | 4.6953 | 894.2599 | 4.6468 | 0.024146 | 0 | 0 | 0 | 0
7094 | 898.931 | 6279 | 262 | 9 | 19 | 595.2381 | 0 | 0 | 285.7143 | 17.9786 | 898.931 | 894.2357 | 4.6953 | 894.2599 | 4.6468 | 0.024146 | 0 | 0 | 0 | 0
7095 | 898.931 | 6280 | 262 | 9 | 19 | 595.2381 | 0 | 0 | 285.7143 | 17.9786 | 898.931 | 894.2357 | 4.6953 | 894.2599 | 4.6468 | 0.024146 | 0 | 0 | 0 | 0
7096 | 898.931 | 6298 | 263 | 9 | 20 | 595.2381 | 0 | 0 | 285.7143 | 17.9786 | 898.931 | 894.2357 | 4.6953 | 894.2599 | 4.6468 | 0.024146 | 0 | 0 | 0 | 0
7097 | 898.931 | 6299 | 263 | 9 | 20 | 595.2381 | 0 | 0 | 285.7143 | 17.9786 | 898.931 | 894.2357 | 4.6953 | 894.2599 | 4.6468 | 0.024146 | 0 | 0 | 0 | 0
7098 | 898.931 | 6300 | 263 | 9 | 20 | 595.2381 | 0 | 0 | 285.7143 | 17.9786 | 898.931 | 894.2357 | 4.6953 | 894.2599 | 4.6468 | 0.024146 | 0 | 0 | 0 | 0
7099 | 898.931 | 6301 | 263 | 9 | 20 | 595.2381 | 0 | 0 | 285.7143 | 17.9786 | 898.931 | 894.2357 | 4.6953 | 894.2599 | 4.6468 | 0.024146 | 0 | 0 | 0 | 0
7100 | 898.931 | 6302 | 263 | 9 | 20 | 595.2381 | 0 | 0 | 285.7143 | 17.9786 | 898.931 | 894.2357 | 4.6953 | 894.2599 | 4.6468 | 0.024146 | 0 | 0 | 0 | 0
7101 | 898.931 | 6303 | 263 | 9 | 20 | 595.2381 | 0 | 0 | 285.7143 | 17.9786 | 898.931 | 894.2357 | 4.6953 | 894.2599 | 4.6468 | 0.024146 | 0 | 0 | 0 | 0
7102 | 898.931 | 6304 | 263 | 9 | 20 | 595.2381 | 0 | 0 | 285.7143 | 17.9786 | 898.931 | 894.2357 | 4.6953 | 894.2599 | 4.6468 | 0.024146 | 0 | 0 | 0 | 0
7103 | 898.931 | 6322 | 264 | 9 | 21 | 595.2381 | 0 | 0 | 285.7143 | 17.9786 | 898.931 | 894.2357 | 4.6953 | 894.2599 | 4.6468 | 0.024146 | 0 | 0 | 0 | 0
7104 | 898.931 | 6323 | 264 | 9 | 21 | 595.2381 | 0 | 0 | 285.7143 | 17.9786 | 898.931 | 894.2357 | 4.6953 | 894.2599 | 4.6468 | 0.024146 | 0 | 0 | 0 | 0
7105 | 898.931 | 6324 | 264 | 9 | 21 | 595.2381 | 0 | 0 | 285.7143 | 17.9786 | 898.931 | 894.2357 | 4.6953 | 894.2599 | 4.6468 | 0.024146 | 0 | 0 | 0 | 0
7106 | 898.931 | 6325 | 264 | 9 | 21 | 595.2381 | 0 | 0 | 285.7143 | 17.9786 | 898.931 | 894.2357 | 4.6953 | 894.2599 | 4.6468 | 0.024146 | 0 | 0 | 0 | 0
7107 | 898.931 | 6326 | 264 | 9 | 21 | 595.2381 | 0 | 0 | 285.7143 | 17.9786 | 898.931 | 894.2357 | 4.6953 | 894.2599 | 4.6468 | 0.024146 | 0 | 0 | 0 | 0
7108 | 898.931 | 6327 | 264 | 9 | 21 | 595.2381 | 0 | 0 | 285.7143 | 17.9786 | 898.931 | 894.2357 | 4.6953 | 894.2599 | 4.6468 | 0.024146 | 0 | 0 | 0 | 0
7109 | 898.931 | 6328 | 264 | 9 | 21 | 595.2381 | 0 | 0 | 285.7143 | 17.9786 | 898.931 | 894.2357 | 4.6953 | 894.2599 | 4.6468 | 0.024146 | 0 | 0 | 0 | 0
7110 | 898.931 | 6346 | 265 | 9 | 22 | 595.2381 | 0 | 0 | 285.7143 | 17.9786 | 898.931 | 894.2357 | 4.6953 | 894.2599 | 4.6468 | 0.024146 | 0 | 0 | 0 | 0
7111 | 898.931 | 6347 | 265 | 9 | 22 | 595.2381 | 0 | 0 | 285.7143 | 17.9786 | 898.931 | 894.2357 | 4.6953 | 894.2599 | 4.6468 | 0.024146 | 0 | 0 | 0 | 0
7112 | 898.931 | 6348 | 265 | 9 | 22 | 595.2381 | 0 | 0 | 285.7143 | 17.9786 | 898.931 | 894.2357 | 4.6953 | 894.2599 | 4.6468 | 0.024146 | 0 | 0 | 0 | 0
7113 | 898.931 | 6349 | 265 | 9 | 22 | 595.2381 | 0 | 0 | 285.7143 | 17.9786 | 898.931 | 894.2357 | 4.6953 | 894.2599 | 4.6468 | 0.024146 | 0 | 0 | 0 | 0
7114 | 898.931 | 6350 | 265 | 9 | 22 | 595.2381 | 0 | 0 | 285.7143 | 17.9786 | 898.931 | 894.2357 | 4.6953 | 894.2599 | 4.6468 | 0.024146 | 0 | 0 | 0 | 0
7115 | 898.931 | 6351 | 265 | 9 | 22 | 595.2381 | 0 | 0 | 285.7143 | 17.9786 | 898.931 | 894.2357 | 4.6953 | 894.2599 | 4.6468 | 0.024146 | 0 | 0 | 0 | 0
7116 | 898.931 | 6352 | 265 | 9 | 22 | 595.2381 | 0 | 0 | 285.7143 | 17.9786 | 898.931 | 894.2357 | 4.6953 | 894.2599 | 4.6468 | 0.024146 | 0 | 0 | 0 | 0
7117 | 898.931 | 6370 | 266 | 9 | 23 | 595.2381 | 0 | 0 | 285.7143 | 17.9786 | 898.931 | 894.2357 | 4.6953 | 894.2599 | 4.6468 | 0.024146 | 0 | 0 | 0 | 0
7118 | 898.931 | 6371 | 266 | 9 | 23 | 595.2381 | 0 | 0 | 285.7143 | 17.9786 | 898.931 | 894.2357 | 4.6953 | 894.2599 | 4.6468 | 0.024146 | 0 | 0 | 0 | 0
7119 | 898.931 | 6372 | 266 | 9 | 23 | 595.2381 | 0 | 0 | 285.7143 | 17.9786 | 898.931 | 894.2357 | 4.6953 | 894.2599 | 4.6468 | 0.024146 | 0 | 0 | 0 | 0
7120 | 898.931 | 6373 | 266 | 9 | 23 | 595.2381 | 0 | 0 | 285.7143 | 17.9786 | 898.931 | 894.2357 | 4.6953 | 894.2599 | 4.6468 | 0.024146 | 0 | 0 | 0 | 0
7121 | 898.931 | 6374 | 266 | 9 | 23 | 595.2381 | 0 | 0 | 285.7143 | 17.9786 | 898.931 | 894.2357 | 4.6953 | 894.2599 | 4.6468 | 0.024146 | 0 | 0 | 0 | 0
7122 | 898.931 | 6375 | 266 | 9 | 23 | 595.2381 | 0 | 0 | 285.7143 | 17.9786 | 898.931 | 894.2357 | 4.6953 | 894.2599 | 4.6468 | 0.024146 | 0 | 0 | 0 | 0
7123 | 898.931 | 6376 | 266 | 9 | 23 | 595.2381 | 0 | 0 | 285.7143 | 17.9786 | 898.931 | 894.2357 | 4.6953 | 894.2599 | 4.6468 | 0.024146 | 0 | 0 | 0 | 0
7124 | 898.931 | 6394 | 267 | 9 | 24 | 595.2381 | 0 | 0 | 285.7143 | 17.9786 | 898.931 | 894.2357 | 4.6953 | 894.2599 | 4.6468 | 0.024146 | 0 | 0 | 0 | 0
7125 | 898.931 | 6395 | 267 | 9 | 24 | 595.2381 | 0 | 0 | 285.7143 | 17.9786 | 898.931 | 894.2357 | 4.6953 | 894.2599 | 4.6468 | 0.024146 | 0 | 0 | 0 | 0
7126 | 898.931 | 6396 | 267 | 9 | 24 | 595.2381 | 0 | 0 | 285.7143 | 17.9786 | 898.931 | 894.2357 | 4.6953 | 894.2599 | 4.6468 | 0.024146 | 0 | 0 | 0 | 0
7127 | 898.931 | 6397 | 267 | 9 | 24 | 595.2381 | 0 | 0 | 285.7143 | 17.9786 | 898.931 | 894.2357 | 4.6953 | 894.2599 | 4.6468 | 0.024146 | 0 | 0 | 0 | 0
7128 | 898.931 | 6398 | 267 | 9 | 24 | 595.2381 | 0 | 0 | 285.7143 | 17.9786 | 898.931 | 894.2357 | 4.6953 | 894.2599 | 4.6468 | 0.024146 | 0 | 0 | 0 | 0
7129 | 898.931 | 6399 | 267 | 9 | 24 | 595.2381 | 0 | 0 | 285.7143 | 17.9786 | 898.931 | 894.2357 | 4.6953 | 894.2599 | 4.6468 | 0.024146 | 0 | 0 | 0 | 0
7130 | 898.931 | 6400 | 267 | 9 | 24 | 595.2381 | 0 | 0 | 285.7143 | 17.9786 | 898.931 | 894.2357 | 4.6953 | 894.2599 | 4.6468 | 0.024146 | 0 | 0 | 0 | 0
7131 | 898.931 | 6418 | 268 | 9 | 25 | 595.2381 | 0 | 0 | 285.7143 | 17.9786 | 898.931 | 894.2357 | 4.6953 | 894.2599 | 4.6468 | 0.024146 | 0 | 0 | 0 | 0
7132 | 898.931 | 6419 | 268 | 9 | 25 | 595.2381 | 0 | 0 | 285.7143 | 17.9786 | 898.931 | 894.2357 | 4.6953 | 894.2599 | 4.6468 | 0.024146 | 0 | 0 | 0 | 0
7133 | 898.931 | 6420 | 268 | 9 | 25 | 595.2381 | 0 | 0 | 285.7143 | 17.9786 | 898.931 | 894.2357 | 4.6953 | 894.2599 | 4.6468 | 0.024146 | 0 | 0 | 0 | 0
7134 | 898.931 | 6421 | 268 | 9 | 25 | 595.2381 | 0 | 0 | 285.7143 | 17.9786 | 898.931 | 894.2357 | 4.6953 | 894.2599 | 4.6468 | 0.024146 | 0 | 0 | 0 | 0
7135 | 898.931 | 6422 | 268 | 9 | 25 | 595.2381 | 0 | 0 | 285.7143 | 17.9786 | 898.931 | 894.2357 | 4.6953 | 894.2599 | 4.6468 | 0.024146 | 0 | 0 | 0 | 0
7136 | 898.931 | 6423 | 268 | 9 | 25 | 595.2381 | 0 | 0 | 285.7143 | 17.9786 | 898.931 | 894.2357 | 4.6953 | 894.2599 | 4.6468 | 0.024146 | 0 | 0 | 0 | 0
7137 | 898.931 | 6424 | 268 | 9 | 25 | 595.2381 | 0 | 0 | 285.7143 | 17.9786 | 898.931 | 894.2357 | 4.6953 | 894.2599 | 4.6468 | 0.024146 | 0 | 0 | 0 | 0
7138 | 898.931 | 6442 | 269 | 9 | 26 | 595.2381 | 0 | 0 | 285.7143 | 17.9786 | 898.931 | 894.2357 | 4.6953 | 894.2599 | 4.6468 | 0.024146 | 0 | 0 | 0 | 0
7139 | 898.931 | 6443 | 269 | 9 | 26 | 595.2381 | 0 | 0 | 285.7143 | 17.9786 | 898.931 | 894.2357 | 4.6953 | 894.2599 | 4.6468 | 0.024146 | 0 | 0 | 0 | 0
7140 | 898.931 | 6444 | 269 | 9 | 26 | 595.2381 | 0 | 0 | 285.7143 | 17.9786 | 898.931 | 894.2357 | 4.6953 | 894.2599 | 4.6468 | 0.024146 | 0 | 0 | 0 | 0
7141 | 898.931 | 6445 | 269 | 9 | 26 | 595.2381 | 0 | 0 | 285.7143 | 17.9786 | 898.931 | 894.2357 | 4.6953 | 894.2599 | 4.6468 | 0.024146 | 0 | 0 | 0 | 0
7142 | 898.931 | 6446 | 269 | 9 | 26 | 595.2381 | 0 | 0 | 285.7143 | 17.9786 | 898.931 | 894.2357 | 4.6953 | 894.2599 | 4.6468 | 0.024146 | 0 | 0 | 0 | 0
7143 | 898.931 | 6447 | 269 | 9 | 26 | 595.2381 | 0 | 0 | 285.7143 | 17.9786 | 898.931 | 894.2357 | 4.6953 | 894.2599 | 4.6468 | 0.024146 | 0 | 0 | 0 | 0
7144 | 898.931 | 6448 | 269 | 9 | 26 | 595.2381 | 0 | 0 | 285.7143 | 17.9786 | 898.931 | 894.2357 | 4.6953 | 894.2599 | 4.6468 | 0.024146 | 0 | 0 | 0 | 0
7145 | 898.931 | 6466 | 270 | 9 | 27 | 595.2381 | 0 | 0 | 285.7143 | 17.9786 | 898.931 | 894.2357 | 4.6953 | 894.2599 | 4.6468 | 0.024146 | 0 | 0 | 0 | 0
7146 | 898.931 | 6467 | 270 | 9 | 27 | 595.2381 | 0 | 0 | 285.7143 | 17.9786 | 898.931 | 894.2357 | 4.6953 | 894.2599 | 4.6468 | 0.024146 | 0 | 0 | 0 | 0
7147 | 898.931 | 6468 | 270 | 9 | 27 | 595.2381 | 0 | 0 | 285.7143 | 17.9786 | 898.931 | 894.2357 | 4.6953 | 894.2599 | 4.6468 | 0.024146 | 0 | 0 | 0 | 0
7148 | 898.931 | 6469 | 270 | 9 | 27 | 595.2381 | 0 | 0 | 285.7143 | 17.9786 | 898.931 | 894.2357 | 4.6953 | 894.2599 | 4.6468 | 0.024146 | 0 | 0 | 0 | 0
7149 | 898.931 | 6470 | 270 | 9 | 27 | 595.2381 | 0 | 0 | 285.7143 | 17.9786 | 898.931 | 894.2357 | 4.6953 | 894.2599 | 4.6468 | 0.024146 | 0 | 0 | 0 | 0
7150 | 898.931 | 6471 | 270 | 9 | 27 | 595.2381 | 0 | 0 | 285.7143 | 17.9786 | 898.931 | 894.2357 | 4.6953 | 894.2599 | 4.6468 | 0.024146 | 0 | 0 | 0 | 0
7151 | 898.931 | 6472 | 270 | 9 | 27 | 595.2381 | 0 | 0 | 285.7143 | 17.9786 | 898.931 | 894.2357 | 4.6953 | 894.2599 | 4.6468 | 0.024146 | 0 | 0 | 0 | 0
7152 | 898.931 | 6490 | 271 | 9 | 28 | 595.2381 | 0 | 0 | 285.7143 | 17.9786 | 898.931 | 894.2357 | 4.6953 | 894.2599 | 4.6468 | 0.024146 | 0 | 0 | 0 | 0
7153 | 898.931 | 6491 | 271 | 9 | 28 | 595.2381 | 0 | 0 | 285.7143 | 17.9786 | 898.931 | 894.2357 | 4.6953 | 894.2599 | 4.6468 | 0.024146 | 0 | 0 | 0 | 0
7154 | 898.931 | 6492 | 271 | 9 | 28 | 595.2381 | 0 | 0 | 285.7143 | 17.9786 | 898.931 | 894.2357 | 4.6953 | 894.2599 | 4.6468 | 0.024146 | 0 | 0 | 0 | 0
7155 | 898.931 | 6493 | 271 | 9 | 28 | 595.2381 | 0 | 0 | 285.7143 | 17.9786 | 898.931 | 894.2357 | 4.6953 | 894.2599 | 4.6468 | 0.024146 | 0 | 0 | 0 | 0
7156 | 898.931 | 6494 | 271 | 9 | 28 | 595.2381 | 0 | 0 | 285.7143 | 17.9786 | 898.931 | 894.2357 | 4.6953 | 894.2599 | 4.6468 | 0.024146 | 0 | 0 | 0 | 0
7157 | 898.931 | 6495 | 271 | 9 | 28 | 595.2381 | 0 | 0 | 285.7143 | 17.9786 | 898.931 | 894.2357 | 4.6953 | 894.2599 | 4.6468 | 0.024146 | 0 | 0 | 0 | 0
7158 | 898.931 | 6496 | 271 | 9 | 28 | 595.2381 | 0 | 0 | 285.7143 | 17.9786 | 898.931 | 894.2357 | 4.6953 | 894.2599 | 4.6468 | 0.024146 | 0 | 0 | 0 | 0
7159 | 898.931 | 6514 | 272 | 9 | 29 | 595.2381 | 0 | 0 | 285.7143 | 17.9786 | 898.931 | 894.2357 | 4.6953 | 894.2599 | 4.6468 | 0.024146 | 0 | 0 | 0 | 0
7160 | 898.931 | 6515 | 272 | 9 | 29 | 595.2381 | 0 | 0 | 285.7143 | 17.9786 | 898.931 | 894.2357 | 4.6953 | 894.2599 | 4.6468 | 0.024146 | 0 | 0 | 0 | 0
7161 | 898.931 | 6516 | 272 | 9 | 29 | 595.2381 | 0 | 0 | 285.7143 | 17.9786 | 898.931 | 894.2357 | 4.6953 | 894.2599 | 4.6468 | 0.024146 | 0 | 0 | 0 | 0
7162 | 898.931 | 6517 | 272 | 9 | 29 | 595.2381 | 0 | 0 | 285.7143 | 17.9786 | 898.931 | 894.2357 | 4.6953 | 894.2599 | 4.6468 | 0.024146 | 0 | 0 | 0 | 0
7163 | 898.931 | 6518 | 272 | 9 | 29 | 595.2381 | 0 | 0 | 285.7143 | 17.9786 | 898.931 | 894.2357 | 4.6953 | 894.2599 | 4.6468 | 0.024146 | 0 | 0 | 0 | 0
7164 | 898.931 | 6519 | 272 | 9 | 29 | 595.2381 | 0 | 0 | 285.7143 | 17.9786 | 898.931 | 894.2357 | 4.6953 | 894.2599 | 4.6468 | 0.024146 | 0 | 0 | 0 | 0
7165 | 898.931 | 6520 | 272 | 9 | 29 | 595.2381 | 0 | 0 | 285.7143 | 17.9786 | 898.931 | 894.2357 | 4.6953 | 894.2599 | 4.6468 | 0.024146 | 0 | 0 | 0 | 0
7166 | 898.931 | 6538 | 273 | 9 | 30 | 595.2381 | 0 | 0 | 285.7143 | 17.9786 | 898.931 | 894.2357 | 4.6953 | 894.2599 | 4.6468 | 0.024146 | 0 | 0 | 0 | 0
7167 | 898.931 | 6539 | 273 | 9 | 30 | 595.2381 | 0 | 0 | 285.7143 | 17.9786 | 898.931 | 894.2357 | 4.6953 | 894.2599 | 4.6468 | 0.024146 | 0 | 0 | 0 | 0
7168 | 898.931 | 6540 | 273 | 9 | 30 | 595.2381 | 0 | 0 | 285.7143 | 17.9786 | 898.931 | 894.2357 | 4.6953 | 894.2599 | 4.6468 | 0.024146 | 0 | 0 | 0 | 0
7169 | 898.931 | 6541 | 273 | 9 | 30 | 595.2381 | 0 | 0 | 285.7143 | 17.9786 | 898.931 | 894.2357 | 4.6953 | 894.2599 | 4.6468 | 0.024146 | 0 | 0 | 0 | 0
7170 | 898.931 | 6542 | 273 | 9 | 30 | 595.2381 | 0 | 0 | 285.7143 | 17.9786 | 898.931 | 894.2357 | 4.6953 | 894.2599 | 4.6468 | 0.024146 | 0 | 0 | 0 | 0
7171 | 898.931 | 6543 | 273 | 9 | 30 | 595.2381 | 0 | 0 | 285.7143 | 17.9786 | 898.931 | 894.2357 | 4.6953 | 894.2599 | 4.6468 | 0.024146 | 0 | 0 | 0 | 0
7172 | 898.931 | 6544 | 273 | 9 | 30 | 595.2381 | 0 | 0 | 285.7143 | 17.9786 | 898.931 | 894.2357 | 4.6953 | 894.2599 | 4.6468 | 0.024146 | 0 | 0 | 0 | 0
7173 | 886.7833 | 3629 | 152 | 6 | 1 | 119.0476 | 750 | 0 | 0 | 17.7357 | 886.7833 | 882.1515 | 4.6318 | 882.1753 | 4.5841 | 0.02382 | 0 | 0 | 0 | 0
7174 | 886.7833 | 3653 | 153 | 6 | 2 | 119.0476 | 750 | 0 | 0 | 17.7357 | 886.7833 | 882.1515 | 4.6318 | 882.1753 | 4.5841 | 0.02382 | 0 | 0 | 0 | 0
7175 | 886.7833 | 3677 | 154 | 6 | 3 | 119.0476 | 750 | 0 | 0 | 17.7357 | 886.7833 | 882.1515 | 4.6318 | 882.1753 | 4.5841 | 0.02382 | 0 | 0 | 0 | 0
7176 | 886.7833 | 3701 | 155 | 6 | 4 | 119.0476 | 750 | 0 | 0 | 17.7357 | 886.7833 | 882.1515 | 4.6318 | 882.1753 | 4.5841 | 0.02382 | 0 | 0 | 0 | 0
7177 | 886.7833 | 3725 | 156 | 6 | 5 | 119.0476 | 750 | 0 | 0 | 17.7357 | 886.7833 | 882.1515 | 4.6318 | 882.1753 | 4.5841 | 0.02382 | 0 | 0 | 0 | 0
7178 | 886.7833 | 3749 | 157 | 6 | 6 | 119.0476 | 750 | 0 | 0 | 17.7357 | 886.7833 | 882.1515 | 4.6318 | 882.1753 | 4.5841 | 0.02382 | 0 | 0 | 0 | 0
7179 | 886.7833 | 3773 | 158 | 6 | 7 | 119.0476 | 750 | 0 | 0 | 17.7357 | 886.7833 | 882.1515 | 4.6318 | 882.1753 | 4.5841 | 0.02382 | 0 | 0 | 0 | 0
7180 | 886.7833 | 3797 | 159 | 6 | 8 | 119.0476 | 750 | 0 | 0 | 17.7357 | 886.7833 | 882.1515 | 4.6318 | 882.1753 | 4.5841 | 0.02382 | 0 | 0 | 0 | 0
7181 | 886.7833 | 3821 | 160 | 6 | 9 | 119.0476 | 750 | 0 | 0 | 17.7357 | 886.7833 | 882.1515 | 4.6318 | 882.1753 | 4.5841 | 0.02382 | 0 | 0 | 0 | 0
7182 | 886.7833 | 3845 | 161 | 6 | 10 | 119.0476 | 750 | 0 | 0 | 17.7357 | 886.7833 | 882.1515 | 4.6318 | 882.1753 | 4.5841 | 0.02382 | 0 | 0 | 0 | 0
7183 | 886.7833 | 3869 | 162 | 6 | 11 | 119.0476 | 750 | 0 | 0 | 17.7357 | 886.7833 | 882.1515 | 4.6318 | 882.1753 | 4.5841 | 0.02382 | 0 | 0 | 0 | 0
7184 | 886.7833 | 3893 | 163 | 6 | 12 | 119.0476 | 750 | 0 | 0 | 17.7357 | 886.7833 | 882.1515 | 4.6318 | 882.1753 | 4.5841 | 0.02382 | 0 | 0 | 0 | 0
7185 | 886.7833 | 3917 | 164 | 6 | 13 | 119.0476 | 750 | 0 | 0 | 17.7357 | 886.7833 | 882.1515 | 4.6318 | 882.1753 | 4.5841 | 0.02382 | 0 | 0 | 0 | 0
7186 | 886.7833 | 3941 | 165 | 6 | 14 | 119.0476 | 750 | 0 | 0 | 17.7357 | 886.7833 | 882.1515 | 4.6318 | 882.1753 | 4.5841 | 0.02382 | 0 | 0 | 0 | 0
7187 | 886.7833 | 3965 | 166 | 6 | 15 | 119.0476 | 750 | 0 | 0 | 17.7357 | 886.7833 | 882.1515 | 4.6318 | 882.1753 | 4.5841 | 0.02382 | 0 | 0 | 0 | 0
7188 | 886.7833 | 3989 | 167 | 6 | 16 | 119.0476 | 750 | 0 | 0 | 17.7357 | 886.7833 | 882.1515 | 4.6318 | 882.1753 | 4.5841 | 0.02382 | 0 | 0 | 0 | 0
7189 | 886.7833 | 4013 | 168 | 6 | 17 | 119.0476 | 750 | 0 | 0 | 17.7357 | 886.7833 | 882.1515 | 4.6318 | 882.1753 | 4.5841 | 0.02382 | 0 | 0 | 0 | 0
7190 | 886.7833 | 4037 | 169 | 6 | 18 | 119.0476 | 750 | 0 | 0 | 17.7357 | 886.7833 | 882.1515 | 4.6318 | 882.1753 | 4.5841 | 0.02382 | 0 | 0 | 0 | 0
7191 | 886.7833 | 4061 | 170 | 6 | 19 | 119.0476 | 750 | 0 | 0 | 17.7357 | 886.7833 | 882.1515 | 4.6318 | 882.1753 | 4.5841 | 0.02382 | 0 | 0 | 0 | 0
7192 | 886.7833 | 4085 | 171 | 6 | 20 | 119.0476 | 750 | 0 | 0 | 17.7357 | 886.7833 | 882.1515 | 4.6318 | 882.1753 | 4.5841 | 0.02382 | 0 | 0 | 0 | 0
7193 | 886.7833 | 4109 | 172 | 6 | 21 | 119.0476 | 750 | 0 | 0 | 17.7357 | 886.7833 | 882.1515 | 4.6318 | 882.1753 | 4.5841 | 0.02382 | 0 | 0 | 0 | 0
7194 | 886.7833 | 4133 | 173 | 6 | 22 | 119.0476 | 750 | 0 | 0 | 17.7357 | 886.7833 | 882.1515 | 4.6318 | 882.1753 | 4.5841 | 0.02382 | 0 | 0 | 0 | 0
7195 | 886.7833 | 4157 | 174 | 6 | 23 | 119.0476 | 750 | 0 | 0 | 17.7357 | 886.7833 | 882.1515 | 4.6318 | 882.1753 | 4.5841 | 0.02382 | 0 | 0 | 0 | 0
7196 | 886.7833 | 4181 | 175 | 6 | 24 | 119.0476 | 750 | 0 | 0 | 17.7357 | 886.7833 | 882.1515 | 4.6318 | 882.1753 | 4.5841 | 0.02382 | 0 | 0 | 0 | 0
7197 | 886.7833 | 4205 | 176 | 6 | 25 | 119.0476 | 750 | 0 | 0 | 17.7357 | 886.7833 | 882.1515 | 4.6318 | 882.1753 | 4.5841 | 0.02382 | 0 | 0 | 0 | 0
7198 | 886.7833 | 4229 | 177 | 6 | 26 | 119.0476 | 750 | 0 | 0 | 17.7357 | 886.7833 | 882.1515 | 4.6318 | 882.1753 | 4.5841 | 0.02382 | 0 | 0 | 0 | 0
7199 | 886.7833 | 4253 | 178 | 6 | 27 | 119.0476 | 750 | 0 | 0 | 17.7357 | 886.7833 | 882.1515 | 4.6318 | 882.1753 | 4.5841 | 0.02382 | 0 | 0 | 0 | 0
7200 | 886.7833 | 4277 | 179 | 6 | 28 | 119.0476 | 750 | 0 | 0 | 17.7357 | 886.7833 | 882.1515 | 4.6318 | 882.1753 | 4.5841 | 0.02382 | 0 | 0 | 0 | 0
7201 | 886.7833 | 4301 | 180 | 6 | 29 | 119.0476 | 750 | 0 | 0 | 17.7357 | 886.7833 | 882.1515 | 4.6318 | 882.1753 | 4.5841 | 0.02382 | 0 | 0 | 0 | 0
7202 | 886.7833 | 4325 | 181 | 6 | 30 | 119.0476 | 750 | 0 | 0 | 17.7357 | 886.7833 | 882.1515 | 4.6318 | 882.1753 | 4.5841 | 0.02382 | 0 | 0 | 0 | 0
7203 | 792.0311 | 4354 | 182 | 7 | 1 | 119.0476 | 0 | 0 | 657.1429 | 15.8406 | 792.0311 | 787.8942 | 4.1369 | 787.9155 | 4.0942 | 0.021275 | 0 | 0 | 0 | 0
7204 | 792.0311 | 4355 | 182 | 7 | 1 | 119.0476 | 0 | 0 | 657.1429 | 15.8406 | 792.0311 | 787.8942 | 4.1369 | 787.9155 | 4.0942 | 0.021275 | 0 | 0 | 0 | 0
7205 | 792.0311 | 4356 | 182 | 7 | 1 | 119.0476 | 0 | 0 | 657.1429 | 15.8406 | 792.0311 | 787.8942 | 4.1369 | 787.9155 | 4.0942 | 0.021275 | 0 | 0 | 0 | 0
7206 | 792.0311 | 4357 | 182 | 7 | 1 | 119.0476 | 0 | 0 | 657.1429 | 15.8406 | 792.0311 | 787.8942 | 4.1369 | 787.9155 | 4.0942 | 0.021275 | 0 | 0 | 0 | 0
7207 | 792.0311 | 4358 | 182 | 7 | 1 | 119.0476 | 0 | 0 | 657.1429 | 15.8406 | 792.0311 | 787.8942 | 4.1369 | 787.9155 | 4.0942 | 0.021275 | 0 | 0 | 0 | 0
7208 | 792.0311 | 4359 | 182 | 7 | 1 | 119.0476 | 0 | 0 | 657.1429 | 15.8406 | 792.0311 | 787.8942 | 4.1369 | 787.9155 | 4.0942 | 0.021275 | 0 | 0 | 0 | 0
7209 | 792.0311 | 4360 | 182 | 7 | 1 | 119.0476 | 0 | 0 | 657.1429 | 15.8406 | 792.0311 | 787.8942 | 4.1369 | 787.9155 | 4.0942 | 0.021275 | 0 | 0 | 0 | 0
7210 | 792.0311 | 4378 | 183 | 7 | 2 | 119.0476 | 0 | 0 | 657.1429 | 15.8406 | 792.0311 | 787.8942 | 4.1369 | 787.9155 | 4.0942 | 0.021275 | 0 | 0 | 0 | 0
7211 | 792.0311 | 4379 | 183 | 7 | 2 | 119.0476 | 0 | 0 | 657.1429 | 15.8406 | 792.0311 | 787.8942 | 4.1369 | 787.9155 | 4.0942 | 0.021275 | 0 | 0 | 0 | 0
7212 | 792.0311 | 4380 | 183 | 7 | 2 | 119.0476 | 0 | 0 | 657.1429 | 15.8406 | 792.0311 | 787.8942 | 4.1369 | 787.9155 | 4.0942 | 0.021275 | 0 | 0 | 0 | 0
7213 | 792.0311 | 4381 | 183 | 7 | 2 | 119.0476 | 0 | 0 | 657.1429 | 15.8406 | 792.0311 | 787.8942 | 4.1369 | 787.9155 | 4.0942 | 0.021275 | 0 | 0 | 0 | 0
7214 | 792.0311 | 4382 | 183 | 7 | 2 | 119.0476 | 0 | 0 | 657.1429 | 15.8406 | 792.0311 | 787.8942 | 4.1369 | 787.9155 | 4.0942 | 0.021275 | 0 | 0 | 0 | 0
7215 | 792.0311 | 4383 | 183 | 7 | 2 | 119.0476 | 0 | 0 | 657.1429 | 15.8406 | 792.0311 | 787.8942 | 4.1369 | 787.9155 | 4.0942 | 0.021275 | 0 | 0 | 0 | 0
7216 | 792.0311 | 4384 | 183 | 7 | 2 | 119.0476 | 0 | 0 | 657.1429 | 15.8406 | 792.0311 | 787.8942 | 4.1369 | 787.9155 | 4.0942 | 0.021275 | 0 | 0 | 0 | 0
7217 | 792.0311 | 4402 | 184 | 7 | 3 | 119.0476 | 0 | 0 | 657.1429 | 15.8406 | 792.0311 | 787.8942 | 4.1369 | 787.9155 | 4.0942 | 0.021275 | 0 | 0 | 0 | 0
7218 | 792.0311 | 4403 | 184 | 7 | 3 | 119.0476 | 0 | 0 | 657.1429 | 15.8406 | 792.0311 | 787.8942 | 4.1369 | 787.9155 | 4.0942 | 0.021275 | 0 | 0 | 0 | 0
7219 | 792.0311 | 4404 | 184 | 7 | 3 | 119.0476 | 0 | 0 | 657.1429 | 15.8406 | 792.0311 | 787.8942 | 4.1369 | 787.9155 | 4.0942 | 0.021275 | 0 | 0 | 0 | 0
7220 | 792.0311 | 4405 | 184 | 7 | 3 | 119.0476 | 0 | 0 | 657.1429 | 15.8406 | 792.0311 | 787.8942 | 4.1369 | 787.9155 | 4.0942 | 0.021275 | 0 | 0 | 0 | 0
7221 | 792.0311 | 4406 | 184 | 7 | 3 | 119.0476 | 0 | 0 | 657.1429 | 15.8406 | 792.0311 | 787.8942 | 4.1369 | 787.9155 | 4.0942 | 0.021275 | 0 | 0 | 0 | 0
7222 | 792.0311 | 4407 | 184 | 7 | 3 | 119.0476 | 0 | 0 | 657.1429 | 15.8406 | 792.0311 | 787.8942 | 4.1369 | 787.9155 | 4.0942 | 0.021275 | 0 | 0 | 0 | 0
7223 | 792.0311 | 4408 | 184 | 7 | 3 | 119.0476 | 0 | 0 | 657.1429 | 15.8406 | 792.0311 | 787.8942 | 4.1369 | 787.9155 | 4.0942 | 0.021275 | 0 | 0 | 0 | 0
7224 | 792.0311 | 4426 | 185 | 7 | 4 | 119.0476 | 0 | 0 | 657.1429 | 15.8406 | 792.0311 | 787.8942 | 4.1369 | 787.9155 | 4.0942 | 0.021275 | 0 | 0 | 0 | 0
7225 | 792.0311 | 4427 | 185 | 7 | 4 | 119.0476 | 0 | 0 | 657.1429 | 15.8406 | 792.0311 | 787.8942 | 4.1369 | 787.9155 | 4.0942 | 0.021275 | 0 | 0 | 0 | 0
7226 | 792.0311 | 4428 | 185 | 7 | 4 | 119.0476 | 0 | 0 | 657.1429 | 15.8406 | 792.0311 | 787.8942 | 4.1369 | 787.9155 | 4.0942 | 0.021275 | 0 | 0 | 0 | 0
7227 | 792.0311 | 4429 | 185 | 7 | 4 | 119.0476 | 0 | 0 | 657.1429 | 15.8406 | 792.0311 | 787.8942 | 4.1369 | 787.9155 | 4.0942 | 0.021275 | 0 | 0 | 0 | 0
7228 | 792.0311 | 4430 | 185 | 7 | 4 | 119.0476 | 0 | 0 | 657.1429 | 15.8406 | 792.0311 | 787.8942 | 4.1369 | 787.9155 | 4.0942 | 0.021275 | 0 | 0 | 0 | 0
7229 | 792.0311 | 4431 | 185 | 7 | 4 | 119.0476 | 0 | 0 | 657.1429 | 15.8406 | 792.0311 | 787.8942 | 4.1369 | 787.9155 | 4.0942 | 0.021275 | 0 | 0 | 0 | 0
7230 | 792.0311 | 4432 | 185 | 7 | 4 | 119.0476 | 0 | 0 | 657.1429 | 15.8406 | 792.0311 | 787.8942 | 4.1369 | 787.9155 | 4.0942 | 0.021275 | 0 | 0 | 0 | 0
7231 | 792.0311 | 4450 | 186 | 7 | 5 | 119.0476 | 0 | 0 | 657.1429 | 15.8406 | 792.0311 | 787.8942 | 4.1369 | 787.9155 | 4.0942 | 0.021275 | 0 | 0 | 0 | 0
7232 | 792.0311 | 4451 | 186 | 7 | 5 | 119.0476 | 0 | 0 | 657.1429 | 15.8406 | 792.0311 | 787.8942 | 4.1369 | 787.9155 | 4.0942 | 0.021275 | 0 | 0 | 0 | 0
7233 | 792.0311 | 4452 | 186 | 7 | 5 | 119.0476 | 0 | 0 | 657.1429 | 15.8406 | 792.0311 | 787.8942 | 4.1369 | 787.9155 | 4.0942 | 0.021275 | 0 | 0 | 0 | 0
7234 | 792.0311 | 4453 | 186 | 7 | 5 | 119.0476 | 0 | 0 | 657.1429 | 15.8406 | 792.0311 | 787.8942 | 4.1369 | 787.9155 | 4.0942 | 0.021275 | 0 | 0 | 0 | 0
7235 | 792.0311 | 4454 | 186 | 7 | 5 | 119.0476 | 0 | 0 | 657.1429 | 15.8406 | 792.0311 | 787.8942 | 4.1369 | 787.9155 | 4.0942 | 0.021275 | 0 | 0 | 0 | 0
7236 | 792.0311 | 4455 | 186 | 7 | 5 | 119.0476 | 0 | 0 | 657.1429 | 15.8406 | 792.0311 | 787.8942 | 4.1369 | 787.9155 | 4.0942 | 0.021275 | 0 | 0 | 0 | 0
7237 | 792.0311 | 4456 | 186 | 7 | 5 | 119.0476 | 0 | 0 | 657.1429 | 15.8406 | 792.0311 | 787.8942 | 4.1369 | 787.9155 | 4.0942 | 0.021275 | 0 | 0 | 0 | 0
7238 | 792.0311 | 4474 | 187 | 7 | 6 | 119.0476 | 0 | 0 | 657.1429 | 15.8406 | 792.0311 | 787.8942 | 4.1369 | 787.9155 | 4.0942 | 0.021275 | 0 | 0 | 0 | 0
7239 | 792.0311 | 4475 | 187 | 7 | 6 | 119.0476 | 0 | 0 | 657.1429 | 15.8406 | 792.0311 | 787.8942 | 4.1369 | 787.9155 | 4.0942 | 0.021275 | 0 | 0 | 0 | 0
7240 | 792.0311 | 4476 | 187 | 7 | 6 | 119.0476 | 0 | 0 | 657.1429 | 15.8406 | 792.0311 | 787.8942 | 4.1369 | 787.9155 | 4.0942 | 0.021275 | 0 | 0 | 0 | 0
7241 | 792.0311 | 4477 | 187 | 7 | 6 | 119.0476 | 0 | 0 | 657.1429 | 15.8406 | 792.0311 | 787.8942 | 4.1369 | 787.9155 | 4.0942 | 0.021275 | 0 | 0 | 0 | 0
7242 | 792.0311 | 4478 | 187 | 7 | 6 | 119.0476 | 0 | 0 | 657.1429 | 15.8406 | 792.0311 | 787.8942 | 4.1369 | 787.9155 | 4.0942 | 0.021275 | 0 | 0 | 0 | 0
7243 | 792.0311 | 4479 | 187 | 7 | 6 | 119.0476 | 0 | 0 | 657.1429 | 15.8406 | 792.0311 | 787.8942 | 4.1369 | 787.9155 | 4.0942 | 0.021275 | 0 | 0 | 0 | 0
7244 | 792.0311 | 4480 | 187 | 7 | 6 | 119.0476 | 0 | 0 | 657.1429 | 15.8406 | 792.0311 | 787.8942 | 4.1369 | 787.9155 | 4.0942 | 0.021275 | 0 | 0 | 0 | 0
7245 | 792.0311 | 4498 | 188 | 7 | 7 | 119.0476 | 0 | 0 | 657.1429 | 15.8406 | 792.0311 | 787.8942 | 4.1369 | 787.9155 | 4.0942 | 0.021275 | 0 | 0 | 0 | 0
7246 | 792.0311 | 4499 | 188 | 7 | 7 | 119.0476 | 0 | 0 | 657.1429 | 15.8406 | 792.0311 | 787.8942 | 4.1369 | 787.9155 | 4.0942 | 0.021275 | 0 | 0 | 0 | 0
7247 | 792.0311 | 4500 | 188 | 7 | 7 | 119.0476 | 0 | 0 | 657.1429 | 15.8406 | 792.0311 | 787.8942 | 4.1369 | 787.9155 | 4.0942 | 0.021275 | 0 | 0 | 0 | 0
7248 | 792.0311 | 4501 | 188 | 7 | 7 | 119.0476 | 0 | 0 | 657.1429 | 15.8406 | 792.0311 | 787.8942 | 4.1369 | 787.9155 | 4.0942 | 0.021275 | 0 | 0 | 0 | 0
7249 | 792.0311 | 4502 | 188 | 7 | 7 | 119.0476 | 0 | 0 | 657.1429 | 15.8406 | 792.0311 | 787.8942 | 4.1369 | 787.9155 | 4.0942 | 0.021275 | 0 | 0 | 0 | 0
7250 | 792.0311 | 4503 | 188 | 7 | 7 | 119.0476 | 0 | 0 | 657.1429 | 15.8406 | 792.0311 | 787.8942 | 4.1369 | 787.9155 | 4.0942 | 0.021275 | 0 | 0 | 0 | 0
7251 | 792.0311 | 4504 | 188 | 7 | 7 | 119.0476 | 0 | 0 | 657.1429 | 15.8406 | 792.0311 | 787.8942 | 4.1369 | 787.9155 | 4.0942 | 0.021275 | 0 | 0 | 0 | 0
7252 | 792.0311 | 4522 | 189 | 7 | 8 | 119.0476 | 0 | 0 | 657.1429 | 15.8406 | 792.0311 | 787.8942 | 4.1369 | 787.9155 | 4.0942 | 0.021275 | 0 | 0 | 0 | 0
7253 | 792.0311 | 4523 | 189 | 7 | 8 | 119.0476 | 0 | 0 | 657.1429 | 15.8406 | 792.0311 | 787.8942 | 4.1369 | 787.9155 | 4.0942 | 0.021275 | 0 | 0 | 0 | 0
7254 | 792.0311 | 4524 | 189 | 7 | 8 | 119.0476 | 0 | 0 | 657.1429 | 15.8406 | 792.0311 | 787.8942 | 4.1369 | 787.9155 | 4.0942 | 0.021275 | 0 | 0 | 0 | 0
7255 | 792.0311 | 4525 | 189 | 7 | 8 | 119.0476 | 0 | 0 | 657.1429 | 15.8406 | 792.0311 | 787.8942 | 4.1369 | 787.9155 | 4.0942 | 0.021275 | 0 | 0 | 0 | 0
7256 | 792.0311 | 4526 | 189 | 7 | 8 | 119.0476 | 0 | 0 | 657.1429 | 15.8406 | 792.0311 | 787.8942 | 4.1369 | 787.9155 | 4.0942 | 0.021275 | 0 | 0 | 0 | 0
7257 | 792.0311 | 4527 | 189 | 7 | 8 | 119.0476 | 0 | 0 | 657.1429 | 15.8406 | 792.0311 | 787.8942 | 4.1369 | 787.9155 | 4.0942 | 0.021275 | 0 | 0 | 0 | 0
7258 | 792.0311 | 4528 | 189 | 7 | 8 | 119.0476 | 0 | 0 | 657.1429 | 15.8406 | 792.0311 | 787.8942 | 4.1369 | 787.9155 | 4.0942 | 0.021275 | 0 | 0 | 0 | 0
7259 | 792.0311 | 4546 | 190 | 7 | 9 | 119.0476 | 0 | 0 | 657.1429 | 15.8406 | 792.0311 | 787.8942 | 4.1369 | 787.9155 | 4.0942 | 0.021275 | 0 | 0 | 0 | 0
7260 | 792.0311 | 4547 | 190 | 7 | 9 | 119.0476 | 0 | 0 | 657.1429 | 15.8406 | 792.0311 | 787.8942 | 4.1369 | 787.9155 | 4.0942 | 0.021275 | 0 | 0 | 0 | 0
7261 | 792.0311 | 4548 | 190 | 7 | 9 | 119.0476 | 0 | 0 | 657.1429 | 15.8406 | 792.0311 | 787.8942 | 4.1369 | 787.9155 | 4.0942 | 0.021275 | 0 | 0 | 0 | 0
7262 | 792.0311 | 4549 | 190 | 7 | 9 | 119.0476 | 0 | 0 | 657.1429 | 15.8406 | 792.0311 | 787.8942 | 4.1369 | 787.9155 | 4.0942 | 0.021275 | 0 | 0 | 0 | 0
7263 | 792.0311 | 4550 | 190 | 7 | 9 | 119.0476 | 0 | 0 | 657.1429 | 15.8406 | 792.0311 | 787.8942 | 4.1369 | 787.9155 | 4.0942 | 0.021275 | 0 | 0 | 0 | 0
7264 | 792.0311 | 4551 | 190 | 7 | 9 | 119.0476 | 0 | 0 | 657.1429 | 15.8406 | 792.0311 | 787.8942 | 4.1369 | 787.9155 | 4.0942 | 0.021275 | 0 | 0 | 0 | 0
7265 | 792.0311 | 4552 | 190 | 7 | 9 | 119.0476 | 0 | 0 | 657.1429 | 15.8406 | 792.0311 | 787.8942 | 4.1369 | 787.9155 | 4.0942 | 0.021275 | 0 | 0 | 0 | 0
7266 | 792.0311 | 4570 | 191 | 7 | 10 | 119.0476 | 0 | 0 | 657.1429 | 15.8406 | 792.0311 | 787.8942 | 4.1369 | 787.9155 | 4.0942 | 0.021275 | 0 | 0 | 0 | 0
7267 | 792.0311 | 4571 | 191 | 7 | 10 | 119.0476 | 0 | 0 | 657.1429 | 15.8406 | 792.0311 | 787.8942 | 4.1369 | 787.9155 | 4.0942 | 0.021275 | 0 | 0 | 0 | 0
7268 | 792.0311 | 4572 | 191 | 7 | 10 | 119.0476 | 0 | 0 | 657.1429 | 15.8406 | 792.0311 | 787.8942 | 4.1369 | 787.9155 | 4.0942 | 0.021275 | 0 | 0 | 0 | 0
7269 | 792.0311 | 4573 | 191 | 7 | 10 | 119.0476 | 0 | 0 | 657.1429 | 15.8406 | 792.0311 | 787.8942 | 4.1369 | 787.9155 | 4.0942 | 0.021275 | 0 | 0 | 0 | 0
7270 | 792.0311 | 4574 | 191 | 7 | 10 | 119.0476 | 0 | 0 | 657.1429 | 15.8406 | 792.0311 | 787.8942 | 4.1369 | 787.9155 | 4.0942 | 0.021275 | 0 | 0 | 0 | 0
7271 | 792.0311 | 4575 | 191 | 7 | 10 | 119.0476 | 0 | 0 | 657.1429 | 15.8406 | 792.0311 | 787.8942 | 4.1369 | 787.9155 | 4.0942 | 0.021275 | 0 | 0 | 0 | 0
7272 | 792.0311 | 4576 | 191 | 7 | 10 | 119.0476 | 0 | 0 | 657.1429 | 15.8406 | 792.0311 | 787.8942 | 4.1369 | 787.9155 | 4.0942 | 0.021275 | 0 | 0 | 0 | 0
7273 | 792.0311 | 4594 | 192 | 7 | 11 | 119.0476 | 0 | 0 | 657.1429 | 15.8406 | 792.0311 | 787.8942 | 4.1369 | 787.9155 | 4.0942 | 0.021275 | 0 | 0 | 0 | 0
7274 | 792.0311 | 4595 | 192 | 7 | 11 | 119.0476 | 0 | 0 | 657.1429 | 15.8406 | 792.0311 | 787.8942 | 4.1369 | 787.9155 | 4.0942 | 0.021275 | 0 | 0 | 0 | 0
7275 | 792.0311 | 4596 | 192 | 7 | 11 | 119.0476 | 0 | 0 | 657.1429 | 15.8406 | 792.0311 | 787.8942 | 4.1369 | 787.9155 | 4.0942 | 0.021275 | 0 | 0 | 0 | 0
7276 | 792.0311 | 4597 | 192 | 7 | 11 | 119.0476 | 0 | 0 | 657.1429 | 15.8406 | 792.0311 | 787.8942 | 4.1369 | 787.9155 | 4.0942 | 0.021275 | 0 | 0 | 0 | 0
7277 | 792.0311 | 4598 | 192 | 7 | 11 | 119.0476 | 0 | 0 | 657.1429 | 15.8406 | 792.0311 | 787.8942 | 4.1369 | 787.9155 | 4.0942 | 0.021275 | 0 | 0 | 0 | 0
7278 | 792.0311 | 4599 | 192 | 7 | 11 | 119.0476 | 0 | 0 | 657.1429 | 15.8406 | 792.0311 | 787.8942 | 4.1369 | 787.9155 | 4.0942 | 0.021275 | 0 | 0 | 0 | 0
7279 | 792.0311 | 4600 | 192 | 7 | 11 | 119.0476 | 0 | 0 | 657.1429 | 15.8406 | 792.0311 | 787.8942 | 4.1369 | 787.9155 | 4.0942 | 0.021275 | 0 | 0 | 0 | 0
7280 | 792.0311 | 4618 | 193 | 7 | 12 | 119.0476 | 0 | 0 | 657.1429 | 15.8406 | 792.0311 | 787.8942 | 4.1369 | 787.9155 | 4.0942 | 0.021275 | 0 | 0 | 0 | 0
7281 | 792.0311 | 4619 | 193 | 7 | 12 | 119.0476 | 0 | 0 | 657.1429 | 15.8406 | 792.0311 | 787.8942 | 4.1369 | 787.9155 | 4.0942 | 0.021275 | 0 | 0 | 0 | 0
7282 | 792.0311 | 4620 | 193 | 7 | 12 | 119.0476 | 0 | 0 | 657.1429 | 15.8406 | 792.0311 | 787.8942 | 4.1369 | 787.9155 | 4.0942 | 0.021275 | 0 | 0 | 0 | 0
7283 | 792.0311 | 4621 | 193 | 7 | 12 | 119.0476 | 0 | 0 | 657.1429 | 15.8406 | 792.0311 | 787.8942 | 4.1369 | 787.9155 | 4.0942 | 0.021275 | 0 | 0 | 0 | 0
7284 | 792.0311 | 4622 | 193 | 7 | 12 | 119.0476 | 0 | 0 | 657.1429 | 15.8406 | 792.0311 | 787.8942 | 4.1369 | 787.9155 | 4.0942 | 0.021275 | 0 | 0 | 0 | 0
7285 | 792.0311 | 4623 | 193 | 7 | 12 | 119.0476 | 0 | 0 | 657.1429 | 15.8406 | 792.0311 | 787.8942 | 4.1369 | 787.9155 | 4.0942 | 0.021275 | 0 | 0 | 0 | 0
7286 | 792.0311 | 4624 | 193 | 7 | 12 | 119.0476 | 0 | 0 | 657.1429 | 15.8406 | 792.0311 | 787.8942 | 4.1369 | 787.9155 | 4.0942 | 0.021275 | 0 | 0 | 0 | 0
7287 | 792.0311 | 4642 | 194 | 7 | 13 | 119.0476 | 0 | 0 | 657.1429 | 15.8406 | 792.0311 | 787.8942 | 4.1369 | 787.9155 | 4.0942 | 0.021275 | 0 | 0 | 0 | 0
7288 | 792.0311 | 4643 | 194 | 7 | 13 | 119.0476 | 0 | 0 | 657.1429 | 15.8406 | 792.0311 | 787.8942 | 4.1369 | 787.9155 | 4.0942 | 0.021275 | 0 | 0 | 0 | 0
7289 | 792.0311 | 4644 | 194 | 7 | 13 | 119.0476 | 0 | 0 | 657.1429 | 15.8406 | 792.0311 | 787.8942 | 4.1369 | 787.9155 | 4.0942 | 0.021275 | 0 | 0 | 0 | 0
7290 | 792.0311 | 4645 | 194 | 7 | 13 | 119.0476 | 0 | 0 | 657.1429 | 15.8406 | 792.0311 | 787.8942 | 4.1369 | 787.9155 | 4.0942 | 0.021275 | 0 | 0 | 0 | 0
7291 | 792.0311 | 4646 | 194 | 7 | 13 | 119.0476 | 0 | 0 | 657.1429 | 15.8406 | 792.0311 | 787.8942 | 4.1369 | 787.9155 | 4.0942 | 0.021275 | 0 | 0 | 0 | 0
7292 | 792.0311 | 4647 | 194 | 7 | 13 | 119.0476 | 0 | 0 | 657.1429 | 15.8406 | 792.0311 | 787.8942 | 4.1369 | 787.9155 | 4.0942 | 0.021275 | 0 | 0 | 0 | 0
7293 | 792.0311 | 4648 | 194 | 7 | 13 | 119.0476 | 0 | 0 | 657.1429 | 15.8406 | 792.0311 | 787.8942 | 4.1369 | 787.9155 | 4.0942 | 0.021275 | 0 | 0 | 0 | 0
7294 | 792.0311 | 4666 | 195 | 7 | 14 | 119.0476 | 0 | 0 | 657.1429 | 15.8406 | 792.0311 | 787.8942 | 4.1369 | 787.9155 | 4.0942 | 0.021275 | 0 | 0 | 0 | 0
7295 | 792.0311 | 4667 | 195 | 7 | 14 | 119.0476 | 0 | 0 | 657.1429 | 15.8406 | 792.0311 | 787.8942 | 4.1369 | 787.9155 | 4.0942 | 0.021275 | 0 | 0 | 0 | 0
7296 | 792.0311 | 4668 | 195 | 7 | 14 | 119.0476 | 0 | 0 | 657.1429 | 15.8406 | 792.0311 | 787.8942 | 4.1369 | 787.9155 | 4.0942 | 0.021275 | 0 | 0 | 0 | 0
7297 | 792.0311 | 4669 | 195 | 7 | 14 | 119.0476 | 0 | 0 | 657.1429 | 15.8406 | 792.0311 | 787.8942 | 4.1369 | 787.9155 | 4.0942 | 0.021275 | 0 | 0 | 0 | 0
7298 | 792.0311 | 4670 | 195 | 7 | 14 | 119.0476 | 0 | 0 | 657.1429 | 15.8406 | 792.0311 | 787.8942 | 4.1369 | 787.9155 | 4.0942 | 0.021275 | 0 | 0 | 0 | 0
7299 | 792.0311 | 4671 | 195 | 7 | 14 | 119.0476 | 0 | 0 | 657.1429 | 15.8406 | 792.0311 | 787.8942 | 4.1369 | 787.9155 | 4.0942 | 0.021275 | 0 | 0 | 0 | 0
7300 | 792.0311 | 4672 | 195 | 7 | 14 | 119.0476 | 0 | 0 | 657.1429 | 15.8406 | 792.0311 | 787.8942 | 4.1369 | 787.9155 | 4.0942 | 0.021275 | 0 | 0 | 0 | 0
7301 | 792.0311 | 4690 | 196 | 7 | 15 | 119.0476 | 0 | 0 | 657.1429 | 15.8406 | 792.0311 | 787.8942 | 4.1369 | 787.9155 | 4.0942 | 0.021275 | 0 | 0 | 0 | 0
7302 | 792.0311 | 4691 | 196 | 7 | 15 | 119.0476 | 0 | 0 | 657.1429 | 15.8406 | 792.0311 | 787.8942 | 4.1369 | 787.9155 | 4.0942 | 0.021275 | 0 | 0 | 0 | 0
7303 | 792.0311 | 4692 | 196 | 7 | 15 | 119.0476 | 0 | 0 | 657.1429 | 15.8406 | 792.0311 | 787.8942 | 4.1369 | 787.9155 | 4.0942 | 0.021275 | 0 | 0 | 0 | 0
7304 | 792.0311 | 4693 | 196 | 7 | 15 | 119.0476 | 0 | 0 | 657.1429 | 15.8406 | 792.0311 | 787.8942 | 4.1369 | 787.9155 | 4.0942 | 0.021275 | 0 | 0 | 0 | 0
7305 | 792.0311 | 4694 | 196 | 7 | 15 | 119.0476 | 0 | 0 | 657.1429 | 15.8406 | 792.0311 | 787.8942 | 4.1369 | 787.9155 | 4.0942 | 0.021275 | 0 | 0 | 0 | 0
7306 | 792.0311 | 4695 | 196 | 7 | 15 | 119.0476 | 0 | 0 | 657.1429 | 15.8406 | 792.0311 | 787.8942 | 4.1369 | 787.9155 | 4.0942 | 0.021275 | 0 | 0 | 0 | 0
7307 | 792.0311 | 4696 | 196 | 7 | 15 | 119.0476 | 0 | 0 | 657.1429 | 15.8406 | 792.0311 | 787.8942 | 4.1369 | 787.9155 | 4.0942 | 0.021275 | 0 | 0 | 0 | 0
7308 | 792.0311 | 4714 | 197 | 7 | 16 | 119.0476 | 0 | 0 | 657.1429 | 15.8406 | 792.0311 | 787.8942 | 4.1369 | 787.9155 | 4.0942 | 0.021275 | 0 | 0 | 0 | 0
7309 | 792.0311 | 4715 | 197 | 7 | 16 | 119.0476 | 0 | 0 | 657.1429 | 15.8406 | 792.0311 | 787.8942 | 4.1369 | 787.9155 | 4.0942 | 0.021275 | 0 | 0 | 0 | 0
7310 | 792.0311 | 4716 | 197 | 7 | 16 | 119.0476 | 0 | 0 | 657.1429 | 15.8406 | 792.0311 | 787.8942 | 4.1369 | 787.9155 | 4.0942 | 0.021275 | 0 | 0 | 0 | 0
7311 | 792.0311 | 4717 | 197 | 7 | 16 | 119.0476 | 0 | 0 | 657.1429 | 15.8406 | 792.0311 | 787.8942 | 4.1369 | 787.9155 | 4.0942 | 0.021275 | 0 | 0 | 0 | 0
7312 | 792.0311 | 4718 | 197 | 7 | 16 | 119.0476 | 0 | 0 | 657.1429 | 15.8406 | 792.0311 | 787.8942 | 4.1369 | 787.9155 | 4.0942 | 0.021275 | 0 | 0 | 0 | 0
7313 | 792.0311 | 4719 | 197 | 7 | 16 | 119.0476 | 0 | 0 | 657.1429 | 15.8406 | 792.0311 | 787.8942 | 4.1369 | 787.9155 | 4.0942 | 0.021275 | 0 | 0 | 0 | 0
7314 | 792.0311 | 4720 | 197 | 7 | 16 | 119.0476 | 0 | 0 | 657.1429 | 15.8406 | 792.0311 | 787.8942 | 4.1369 | 787.9155 | 4.0942 | 0.021275 | 0 | 0 | 0 | 0
7315 | 792.0311 | 4738 | 198 | 7 | 17 | 119.0476 | 0 | 0 | 657.1429 | 15.8406 | 792.0311 | 787.8942 | 4.1369 | 787.9155 | 4.0942 | 0.021275 | 0 | 0 | 0 | 0
7316 | 792.0311 | 4739 | 198 | 7 | 17 | 119.0476 | 0 | 0 | 657.1429 | 15.8406 | 792.0311 | 787.8942 | 4.1369 | 787.9155 | 4.0942 | 0.021275 | 0 | 0 | 0 | 0
7317 | 792.0311 | 4740 | 198 | 7 | 17 | 119.0476 | 0 | 0 | 657.1429 | 15.8406 | 792.0311 | 787.8942 | 4.1369 | 787.9155 | 4.0942 | 0.021275 | 0 | 0 | 0 | 0
7318 | 792.0311 | 4741 | 198 | 7 | 17 | 119.0476 | 0 | 0 | 657.1429 | 15.8406 | 792.0311 | 787.8942 | 4.1369 | 787.9155 | 4.0942 | 0.021275 | 0 | 0 | 0 | 0
7319 | 792.0311 | 4742 | 198 | 7 | 17 | 119.0476 | 0 | 0 | 657.1429 | 15.8406 | 792.0311 | 787.8942 | 4.1369 | 787.9155 | 4.0942 | 0.021275 | 0 | 0 | 0 | 0
7320 | 792.0311 | 4743 | 198 | 7 | 17 | 119.0476 | 0 | 0 | 657.1429 | 15.8406 | 792.0311 | 787.8942 | 4.1369 | 787.9155 | 4.0942 | 0.021275 | 0 | 0 | 0 | 0
7321 | 792.0311 | 4744 | 198 | 7 | 17 | 119.0476 | 0 | 0 | 657.1429 | 15.8406 | 792.0311 | 787.8942 | 4.1369 | 787.9155 | 4.0942 | 0.021275 | 0 | 0 | 0 | 0
7322 | 792.0311 | 4762 | 199 | 7 | 18 | 119.0476 | 0 | 0 | 657.1429 | 15.8406 | 792.0311 | 787.8942 | 4.1369 | 787.9155 | 4.0942 | 0.021275 | 0 | 0 | 0 | 0
7323 | 792.0311 | 4763 | 199 | 7 | 18 | 119.0476 | 0 | 0 | 657.1429 | 15.8406 | 792.0311 | 787.8942 | 4.1369 | 787.9155 | 4.0942 | 0.021275 | 0 | 0 | 0 | 0
7324 | 792.0311 | 4764 | 199 | 7 | 18 | 119.0476 | 0 | 0 | 657.1429 | 15.8406 | 792.0311 | 787.8942 | 4.1369 | 787.9155 | 4.0942 | 0.021275 | 0 | 0 | 0 | 0
7325 | 792.0311 | 4765 | 199 | 7 | 18 | 119.0476 | 0 | 0 | 657.1429 | 15.8406 | 792.0311 | 787.8942 | 4.1369 | 787.9155 | 4.0942 | 0.021275 | 0 | 0 | 0 | 0
7326 | 792.0311 | 4766 | 199 | 7 | 18 | 119.0476 | 0 | 0 | 657.1429 | 15.8406 | 792.0311 | 787.8942 | 4.1369 | 787.9155 | 4.0942 | 0.021275 | 0 | 0 | 0 | 0
7327 | 792.0311 | 4767 | 199 | 7 | 18 | 119.0476 | 0 | 0 | 657.1429 | 15.8406 | 792.0311 | 787.8942 | 4.1369 | 787.9155 | 4.0942 | 0.021275 | 0 | 0 | 0 | 0
7328 | 792.0311 | 4768 | 199 | 7 | 18 | 119.0476 | 0 | 0 | 657.1429 | 15.8406 | 792.0311 | 787.8942 | 4.1369 | 787.9155 | 4.0942 | 0.021275 | 0 | 0 | 0 | 0
7329 | 792.0311 | 4786 | 200 | 7 | 19 | 119.0476 | 0 | 0 | 657.1429 | 15.8406 | 792.0311 | 787.8942 | 4.1369 | 787.9155 | 4.0942 | 0.021275 | 0 | 0 | 0 | 0
7330 | 792.0311 | 4787 | 200 | 7 | 19 | 119.0476 | 0 | 0 | 657.1429 | 15.8406 | 792.0311 | 787.8942 | 4.1369 | 787.9155 | 4.0942 | 0.021275 | 0 | 0 | 0 | 0
7331 | 792.0311 | 4788 | 200 | 7 | 19 | 119.0476 | 0 | 0 | 657.1429 | 15.8406 | 792.0311 | 787.8942 | 4.1369 | 787.9155 | 4.0942 | 0.021275 | 0 | 0 | 0 | 0
7332 | 792.0311 | 4789 | 200 | 7 | 19 | 119.0476 | 0 | 0 | 657.1429 | 15.8406 | 792.0311 | 787.8942 | 4.1369 | 787.9155 | 4.0942 | 0.021275 | 0 | 0 | 0 | 0
7333 | 792.0311 | 4790 | 200 | 7 | 19 | 119.0476 | 0 | 0 | 657.1429 | 15.8406 | 792.0311 | 787.8942 | 4.1369 | 787.9155 | 4.0942 | 0.021275 | 0 | 0 | 0 | 0
7334 | 792.0311 | 4791 | 200 | 7 | 19 | 119.0476 | 0 | 0 | 657.1429 | 15.8406 | 792.0311 | 787.8942 | 4.1369 | 787.9155 | 4.0942 | 0.021275 | 0 | 0 | 0 | 0
7335 | 792.0311 | 4792 | 200 | 7 | 19 | 119.0476 | 0 | 0 | 657.1429 | 15.8406 | 792.0311 | 787.8942 | 4.1369 | 787.9155 | 4.0942 | 0.021275 | 0 | 0 | 0 | 0
7336 | 792.0311 | 4810 | 201 | 7 | 20 | 119.0476 | 0 | 0 | 657.1429 | 15.8406 | 792.0311 | 787.8942 | 4.1369 | 787.9155 | 4.0942 | 0.021275 | 0 | 0 | 0 | 0
7337 | 792.0311 | 4811 | 201 | 7 | 20 | 119.0476 | 0 | 0 | 657.1429 | 15.8406 | 792.0311 | 787.8942 | 4.1369 | 787.9155 | 4.0942 | 0.021275 | 0 | 0 | 0 | 0
7338 | 792.0311 | 4812 | 201 | 7 | 20 | 119.0476 | 0 | 0 | 657.1429 | 15.8406 | 792.0311 | 787.8942 | 4.1369 | 787.9155 | 4.0942 | 0.021275 | 0 | 0 | 0 | 0
7339 | 792.0311 | 4813 | 201 | 7 | 20 | 119.0476 | 0 | 0 | 657.1429 | 15.8406 | 792.0311 | 787.8942 | 4.1369 | 787.9155 | 4.0942 | 0.021275 | 0 | 0 | 0 | 0
7340 | 792.0311 | 4814 | 201 | 7 | 20 | 119.0476 | 0 | 0 | 657.1429 | 15.8406 | 792.0311 | 787.8942 | 4.1369 | 787.9155 | 4.0942 | 0.021275 | 0 | 0 | 0 | 0
7341 | 792.0311 | 4815 | 201 | 7 | 20 | 119.0476 | 0 | 0 | 657.1429 | 15.8406 | 792.0311 | 787.8942 | 4.1369 | 787.9155 | 4.0942 | 0.021275 | 0 | 0 | 0 | 0
7342 | 792.0311 | 4816 | 201 | 7 | 20 | 119.0476 | 0 | 0 | 657.1429 | 15.8406 | 792.0311 | 787.8942 | 4.1369 | 787.9155 | 4.0942 | 0.021275 | 0 | 0 | 0 | 0
7343 | 792.0311 | 4834 | 202 | 7 | 21 | 119.0476 | 0 | 0 | 657.1429 | 15.8406 | 792.0311 | 787.8942 | 4.1369 | 787.9155 | 4.0942 | 0.021275 | 0 | 0 | 0 | 0
7344 | 792.0311 | 4835 | 202 | 7 | 21 | 119.0476 | 0 | 0 | 657.1429 | 15.8406 | 792.0311 | 787.8942 | 4.1369 | 787.9155 | 4.0942 | 0.021275 | 0 | 0 | 0 | 0
7345 | 792.0311 | 4836 | 202 | 7 | 21 | 119.0476 | 0 | 0 | 657.1429 | 15.8406 | 792.0311 | 787.8942 | 4.1369 | 787.9155 | 4.0942 | 0.021275 | 0 | 0 | 0 | 0
7346 | 792.0311 | 4837 | 202 | 7 | 21 | 119.0476 | 0 | 0 | 657.1429 | 15.8406 | 792.0311 | 787.8942 | 4.1369 | 787.9155 | 4.0942 | 0.021275 | 0 | 0 | 0 | 0
7347 | 792.0311 | 4838 | 202 | 7 | 21 | 119.0476 | 0 | 0 | 657.1429 | 15.8406 | 792.0311 | 787.8942 | 4.1369 | 787.9155 | 4.0942 | 0.021275 | 0 | 0 | 0 | 0
7348 | 792.0311 | 4839 | 202 | 7 | 21 | 119.0476 | 0 | 0 | 657.1429 | 15.8406 | 792.0311 | 787.8942 | 4.1369 | 787.9155 | 4.0942 | 0.021275 | 0 | 0 | 0 | 0
7349 | 792.0311 | 4840 | 202 | 7 | 21 | 119.0476 | 0 | 0 | 657.1429 | 15.8406 | 792.0311 | 787.8942 | 4.1369 | 787.9155 | 4.0942 | 0.021275 | 0 | 0 | 0 | 0
7350 | 792.0311 | 4858 | 203 | 7 | 22 | 119.0476 | 0 | 0 | 657.1429 | 15.8406 | 792.0311 | 787.8942 | 4.1369 | 787.9155 | 4.0942 | 0.021275 | 0 | 0 | 0 | 0
7351 | 792.0311 | 4859 | 203 | 7 | 22 | 119.0476 | 0 | 0 | 657.1429 | 15.8406 | 792.0311 | 787.8942 | 4.1369 | 787.9155 | 4.0942 | 0.021275 | 0 | 0 | 0 | 0
7352 | 792.0311 | 4860 | 203 | 7 | 22 | 119.0476 | 0 | 0 | 657.1429 | 15.8406 | 792.0311 | 787.8942 | 4.1369 | 787.9155 | 4.0942 | 0.021275 | 0 | 0 | 0 | 0
7353 | 792.0311 | 4861 | 203 | 7 | 22 | 119.0476 | 0 | 0 | 657.1429 | 15.8406 | 792.0311 | 787.8942 | 4.1369 | 787.9155 | 4.0942 | 0.021275 | 0 | 0 | 0 | 0
7354 | 792.0311 | 4862 | 203 | 7 | 22 | 119.0476 | 0 | 0 | 657.1429 | 15.8406 | 792.0311 | 787.8942 | 4.1369 | 787.9155 | 4.0942 | 0.021275 | 0 | 0 | 0 | 0
7355 | 792.0311 | 4863 | 203 | 7 | 22 | 119.0476 | 0 | 0 | 657.1429 | 15.8406 | 792.0311 | 787.8942 | 4.1369 | 787.9155 | 4.0942 | 0.021275 | 0 | 0 | 0 | 0
7356 | 792.0311 | 4864 | 203 | 7 | 22 | 119.0476 | 0 | 0 | 657.1429 | 15.8406 | 792.0311 | 787.8942 | 4.1369 | 787.9155 | 4.0942 | 0.021275 | 0 | 0 | 0 | 0
7357 | 792.0311 | 4882 | 204 | 7 | 23 | 119.0476 | 0 | 0 | 657.1429 | 15.8406 | 792.0311 | 787.8942 | 4.1369 | 787.9155 | 4.0942 | 0.021275 | 0 | 0 | 0 | 0
7358 | 792.0311 | 4883 | 204 | 7 | 23 | 119.0476 | 0 | 0 | 657.1429 | 15.8406 | 792.0311 | 787.8942 | 4.1369 | 787.9155 | 4.0942 | 0.021275 | 0 | 0 | 0 | 0
7359 | 792.0311 | 4884 | 204 | 7 | 23 | 119.0476 | 0 | 0 | 657.1429 | 15.8406 | 792.0311 | 787.8942 | 4.1369 | 787.9155 | 4.0942 | 0.021275 | 0 | 0 | 0 | 0
7360 | 792.0311 | 4885 | 204 | 7 | 23 | 119.0476 | 0 | 0 | 657.1429 | 15.8406 | 792.0311 | 787.8942 | 4.1369 | 787.9155 | 4.0942 | 0.021275 | 0 | 0 | 0 | 0
7361 | 792.0311 | 4886 | 204 | 7 | 23 | 119.0476 | 0 | 0 | 657.1429 | 15.8406 | 792.0311 | 787.8942 | 4.1369 | 787.9155 | 4.0942 | 0.021275 | 0 | 0 | 0 | 0
7362 | 792.0311 | 4887 | 204 | 7 | 23 | 119.0476 | 0 | 0 | 657.1429 | 15.8406 | 792.0311 | 787.8942 | 4.1369 | 787.9155 | 4.0942 | 0.021275 | 0 | 0 | 0 | 0
7363 | 792.0311 | 4888 | 204 | 7 | 23 | 119.0476 | 0 | 0 | 657.1429 | 15.8406 | 792.0311 | 787.8942 | 4.1369 | 787.9155 | 4.0942 | 0.021275 | 0 | 0 | 0 | 0
7364 | 792.0311 | 4906 | 205 | 7 | 24 | 119.0476 | 0 | 0 | 657.1429 | 15.8406 | 792.0311 | 787.8942 | 4.1369 | 787.9155 | 4.0942 | 0.021275 | 0 | 0 | 0 | 0
7365 | 792.0311 | 4907 | 205 | 7 | 24 | 119.0476 | 0 | 0 | 657.1429 | 15.8406 | 792.0311 | 787.8942 | 4.1369 | 787.9155 | 4.0942 | 0.021275 | 0 | 0 | 0 | 0
7366 | 792.0311 | 4908 | 205 | 7 | 24 | 119.0476 | 0 | 0 | 657.1429 | 15.8406 | 792.0311 | 787.8942 | 4.1369 | 787.9155 | 4.0942 | 0.021275 | 0 | 0 | 0 | 0
7367 | 792.0311 | 4909 | 205 | 7 | 24 | 119.0476 | 0 | 0 | 657.1429 | 15.8406 | 792.0311 | 787.8942 | 4.1369 | 787.9155 | 4.0942 | 0.021275 | 0 | 0 | 0 | 0
7368 | 792.0311 | 4910 | 205 | 7 | 24 | 119.0476 | 0 | 0 | 657.1429 | 15.8406 | 792.0311 | 787.8942 | 4.1369 | 787.9155 | 4.0942 | 0.021275 | 0 | 0 | 0 | 0
7369 | 792.0311 | 4911 | 205 | 7 | 24 | 119.0476 | 0 | 0 | 657.1429 | 15.8406 | 792.0311 | 787.8942 | 4.1369 | 787.9155 | 4.0942 | 0.021275 | 0 | 0 | 0 | 0
7370 | 792.0311 | 4912 | 205 | 7 | 24 | 119.0476 | 0 | 0 | 657.1429 | 15.8406 | 792.0311 | 787.8942 | 4.1369 | 787.9155 | 4.0942 | 0.021275 | 0 | 0 | 0 | 0
7371 | 792.0311 | 4930 | 206 | 7 | 25 | 119.0476 | 0 | 0 | 657.1429 | 15.8406 | 792.0311 | 787.8942 | 4.1369 | 787.9155 | 4.0942 | 0.021275 | 0 | 0 | 0 | 0
7372 | 792.0311 | 4931 | 206 | 7 | 25 | 119.0476 | 0 | 0 | 657.1429 | 15.8406 | 792.0311 | 787.8942 | 4.1369 | 787.9155 | 4.0942 | 0.021275 | 0 | 0 | 0 | 0
7373 | 792.0311 | 4932 | 206 | 7 | 25 | 119.0476 | 0 | 0 | 657.1429 | 15.8406 | 792.0311 | 787.8942 | 4.1369 | 787.9155 | 4.0942 | 0.021275 | 0 | 0 | 0 | 0
7374 | 792.0311 | 4933 | 206 | 7 | 25 | 119.0476 | 0 | 0 | 657.1429 | 15.8406 | 792.0311 | 787.8942 | 4.1369 | 787.9155 | 4.0942 | 0.021275 | 0 | 0 | 0 | 0
7375 | 792.0311 | 4934 | 206 | 7 | 25 | 119.0476 | 0 | 0 | 657.1429 | 15.8406 | 792.0311 | 787.8942 | 4.1369 | 787.9155 | 4.0942 | 0.021275 | 0 | 0 | 0 | 0
7376 | 792.0311 | 4935 | 206 | 7 | 25 | 119.0476 | 0 | 0 | 657.1429 | 15.8406 | 792.0311 | 787.8942 | 4.1369 | 787.9155 | 4.0942 | 0.021275 | 0 | 0 | 0 | 0
7377 | 792.0311 | 4936 | 206 | 7 | 25 | 119.0476 | 0 | 0 | 657.1429 | 15.8406 | 792.0311 | 787.8942 | 4.1369 | 787.9155 | 4.0942 | 0.021275 | 0 | 0 | 0 | 0
7378 | 792.0311 | 4954 | 207 | 7 | 26 | 119.0476 | 0 | 0 | 657.1429 | 15.8406 | 792.0311 | 787.8942 | 4.1369 | 787.9155 | 4.0942 | 0.021275 | 0 | 0 | 0 | 0
7379 | 792.0311 | 4955 | 207 | 7 | 26 | 119.0476 | 0 | 0 | 657.1429 | 15.8406 | 792.0311 | 787.8942 | 4.1369 | 787.9155 | 4.0942 | 0.021275 | 0 | 0 | 0 | 0
7380 | 792.0311 | 4956 | 207 | 7 | 26 | 119.0476 | 0 | 0 | 657.1429 | 15.8406 | 792.0311 | 787.8942 | 4.1369 | 787.9155 | 4.0942 | 0.021275 | 0 | 0 | 0 | 0
7381 | 792.0311 | 4957 | 207 | 7 | 26 | 119.0476 | 0 | 0 | 657.1429 | 15.8406 | 792.0311 | 787.8942 | 4.1369 | 787.9155 | 4.0942 | 0.021275 | 0 | 0 | 0 | 0
7382 | 792.0311 | 4958 | 207 | 7 | 26 | 119.0476 | 0 | 0 | 657.1429 | 15.8406 | 792.0311 | 787.8942 | 4.1369 | 787.9155 | 4.0942 | 0.021275 | 0 | 0 | 0 | 0
7383 | 792.0311 | 4959 | 207 | 7 | 26 | 119.0476 | 0 | 0 | 657.1429 | 15.8406 | 792.0311 | 787.8942 | 4.1369 | 787.9155 | 4.0942 | 0.021275 | 0 | 0 | 0 | 0
7384 | 792.0311 | 4960 | 207 | 7 | 26 | 119.0476 | 0 | 0 | 657.1429 | 15.8406 | 792.0311 | 787.8942 | 4.1369 | 787.9155 | 4.0942 | 0.021275 | 0 | 0 | 0 | 0
7385 | 792.0311 | 4978 | 208 | 7 | 27 | 119.0476 | 0 | 0 | 657.1429 | 15.8406 | 792.0311 | 787.8942 | 4.1369 | 787.9155 | 4.0942 | 0.021275 | 0 | 0 | 0 | 0
7386 | 792.0311 | 4979 | 208 | 7 | 27 | 119.0476 | 0 | 0 | 657.1429 | 15.8406 | 792.0311 | 787.8942 | 4.1369 | 787.9155 | 4.0942 | 0.021275 | 0 | 0 | 0 | 0
7387 | 792.0311 | 4980 | 208 | 7 | 27 | 119.0476 | 0 | 0 | 657.1429 | 15.8406 | 792.0311 | 787.8942 | 4.1369 | 787.9155 | 4.0942 | 0.021275 | 0 | 0 | 0 | 0
7388 | 792.0311 | 4981 | 208 | 7 | 27 | 119.0476 | 0 | 0 | 657.1429 | 15.8406 | 792.0311 | 787.8942 | 4.1369 | 787.9155 | 4.0942 | 0.021275 | 0 | 0 | 0 | 0
7389 | 792.0311 | 4982 | 208 | 7 | 27 | 119.0476 | 0 | 0 | 657.1429 | 15.8406 | 792.0311 | 787.8942 | 4.1369 | 787.9155 | 4.0942 | 0.021275 | 0 | 0 | 0 | 0
7390 | 792.0311 | 4983 | 208 | 7 | 27 | 119.0476 | 0 | 0 | 657.1429 | 15.8406 | 792.0311 | 787.8942 | 4.1369 | 787.9155 | 4.0942 | 0.021275 | 0 | 0 | 0 | 0
7391 | 792.0311 | 4984 | 208 | 7 | 27 | 119.0476 | 0 | 0 | 657.1429 | 15.8406 | 792.0311 | 787.8942 | 4.1369 | 787.9155 | 4.0942 | 0.021275 | 0 | 0 | 0 | 0
7392 | 792.0311 | 5002 | 209 | 7 | 28 | 119.0476 | 0 | 0 | 657.1429 | 15.8406 | 792.0311 | 787.8942 | 4.1369 | 787.9155 | 4.0942 | 0.021275 | 0 | 0 | 0 | 0
7393 | 792.0311 | 5003 | 209 | 7 | 28 | 119.0476 | 0 | 0 | 657.1429 | 15.8406 | 792.0311 | 787.8942 | 4.1369 | 787.9155 | 4.0942 | 0.021275 | 0 | 0 | 0 | 0
7394 | 792.0311 | 5004 | 209 | 7 | 28 | 119.0476 | 0 | 0 | 657.1429 | 15.8406 | 792.0311 | 787.8942 | 4.1369 | 787.9155 | 4.0942 | 0.021275 | 0 | 0 | 0 | 0
7395 | 792.0311 | 5005 | 209 | 7 | 28 | 119.0476 | 0 | 0 | 657.1429 | 15.8406 | 792.0311 | 787.8942 | 4.1369 | 787.9155 | 4.0942 | 0.021275 | 0 | 0 | 0 | 0
7396 | 792.0311 | 5006 | 209 | 7 | 28 | 119.0476 | 0 | 0 | 657.1429 | 15.8406 | 792.0311 | 787.8942 | 4.1369 | 787.9155 | 4.0942 | 0.021275 | 0 | 0 | 0 | 0
7397 | 792.0311 | 5007 | 209 | 7 | 28 | 119.0476 | 0 | 0 | 657.1429 | 15.8406 | 792.0311 | 787.8942 | 4.1369 | 787.9155 | 4.0942 | 0.021275 | 0 | 0 | 0 | 0
7398 | 792.0311 | 5008 | 209 | 7 | 28 | 119.0476 | 0 | 0 | 657.1429 | 15.8406 | 792.0311 | 787.8942 | 4.1369 | 787.9155 | 4.0942 | 0.021275 | 0 | 0 | 0 | 0
7399 | 792.0311 | 5026 | 210 | 7 | 29 | 119.0476 | 0 | 0 | 657.1429 | 15.8406 | 792.0311 | 787.8942 | 4.1369 | 787.9155 | 4.0942 | 0.021275 | 0 | 0 | 0 | 0
7400 | 792.0311 | 5027 | 210 | 7 | 29 | 119.0476 | 0 | 0 | 657.1429 | 15.8406 | 792.0311 | 787.8942 | 4.1369 | 787.9155 | 4.0942 | 0.021275 | 0 | 0 | 0 | 0
7401 | 792.0311 | 5028 | 210 | 7 | 29 | 119.0476 | 0 | 0 | 657.1429 | 15.8406 | 792.0311 | 787.8942 | 4.1369 | 787.9155 | 4.0942 | 0.021275 | 0 | 0 | 0 | 0
7402 | 792.0311 | 5029 | 210 | 7 | 29 | 119.0476 | 0 | 0 | 657.1429 | 15.8406 | 792.0311 | 787.8942 | 4.1369 | 787.9155 | 4.0942 | 0.021275 | 0 | 0 | 0 | 0
7403 | 792.0311 | 5030 | 210 | 7 | 29 | 119.0476 | 0 | 0 | 657.1429 | 15.8406 | 792.0311 | 787.8942 | 4.1369 | 787.9155 | 4.0942 | 0.021275 | 0 | 0 | 0 | 0
7404 | 792.0311 | 5031 | 210 | 7 | 29 | 119.0476 | 0 | 0 | 657.1429 | 15.8406 | 792.0311 | 787.8942 | 4.1369 | 787.9155 | 4.0942 | 0.021275 | 0 | 0 | 0 | 0
7405 | 792.0311 | 5032 | 210 | 7 | 29 | 119.0476 | 0 | 0 | 657.1429 | 15.8406 | 792.0311 | 787.8942 | 4.1369 | 787.9155 | 4.0942 | 0.021275 | 0 | 0 | 0 | 0
7406 | 792.0311 | 5050 | 211 | 7 | 30 | 119.0476 | 0 | 0 | 657.1429 | 15.8406 | 792.0311 | 787.8942 | 4.1369 | 787.9155 | 4.0942 | 0.021275 | 0 | 0 | 0 | 0
7407 | 792.0311 | 5051 | 211 | 7 | 30 | 119.0476 | 0 | 0 | 657.1429 | 15.8406 | 792.0311 | 787.8942 | 4.1369 | 787.9155 | 4.0942 | 0.021275 | 0 | 0 | 0 | 0
7408 | 792.0311 | 5052 | 211 | 7 | 30 | 119.0476 | 0 | 0 | 657.1429 | 15.8406 | 792.0311 | 787.8942 | 4.1369 | 787.9155 | 4.0942 | 0.021275 | 0 | 0 | 0 | 0
7409 | 792.0311 | 5053 | 211 | 7 | 30 | 119.0476 | 0 | 0 | 657.1429 | 15.8406 | 792.0311 | 787.8942 | 4.1369 | 787.9155 | 4.0942 | 0.021275 | 0 | 0 | 0 | 0
7410 | 792.0311 | 5054 | 211 | 7 | 30 | 119.0476 | 0 | 0 | 657.1429 | 15.8406 | 792.0311 | 787.8942 | 4.1369 | 787.9155 | 4.0942 | 0.021275 | 0 | 0 | 0 | 0
7411 | 792.0311 | 5055 | 211 | 7 | 30 | 119.0476 | 0 | 0 | 657.1429 | 15.8406 | 792.0311 | 787.8942 | 4.1369 | 787.9155 | 4.0942 | 0.021275 | 0 | 0 | 0 | 0
7412 | 792.0311 | 5056 | 211 | 7 | 30 | 119.0476 | 0 | 0 | 657.1429 | 15.8406 | 792.0311 | 787.8942 | 4.1369 | 787.9155 | 4.0942 | 0.021275 | 0 | 0 | 0 | 0
7413 | 792.0311 | 5074 | 212 | 7 | 31 | 119.0476 | 0 | 0 | 657.1429 | 15.8406 | 792.0311 | 787.8942 | 4.1369 | 787.9155 | 4.0942 | 0.021275 | 0 | 0 | 0 | 0
7414 | 792.0311 | 5075 | 212 | 7 | 31 | 119.0476 | 0 | 0 | 657.1429 | 15.8406 | 792.0311 | 787.8942 | 4.1369 | 787.9155 | 4.0942 | 0.021275 | 0 | 0 | 0 | 0
7415 | 792.0311 | 5076 | 212 | 7 | 31 | 119.0476 | 0 | 0 | 657.1429 | 15.8406 | 792.0311 | 787.8942 | 4.1369 | 787.9155 | 4.0942 | 0.021275 | 0 | 0 | 0 | 0
7416 | 792.0311 | 5077 | 212 | 7 | 31 | 119.0476 | 0 | 0 | 657.1429 | 15.8406 | 792.0311 | 787.8942 | 4.1369 | 787.9155 | 4.0942 | 0.021275 | 0 | 0 | 0 | 0
7417 | 792.0311 | 5078 | 212 | 7 | 31 | 119.0476 | 0 | 0 | 657.1429 | 15.8406 | 792.0311 | 787.8942 | 4.1369 | 787.9155 | 4.0942 | 0.021275 | 0 | 0 | 0 | 0
7418 | 792.0311 | 5079 | 212 | 7 | 31 | 119.0476 | 0 | 0 | 657.1429 | 15.8406 | 792.0311 | 787.8942 | 4.1369 | 787.9155 | 4.0942 | 0.021275 | 0 | 0 | 0 | 0
7419 | 792.0311 | 5080 | 212 | 7 | 31 | 119.0476 | 0 | 0 | 657.1429 | 15.8406 | 792.0311 | 787.8942 | 4.1369 | 787.9155 | 4.0942 | 0.021275 | 0 | 0 | 0 | 0
7420 | 792.0311 | 5098 | 213 | 8 | 1 | 119.0476 | 0 | 0 | 657.1429 | 15.8406 | 792.0311 | 787.8942 | 4.1369 | 787.9155 | 4.0942 | 0.021275 | 0 | 0 | 0 | 0
7421 | 792.0311 | 5099 | 213 | 8 | 1 | 119.0476 | 0 | 0 | 657.1429 | 15.8406 | 792.0311 | 787.8942 | 4.1369 | 787.9155 | 4.0942 | 0.021275 | 0 | 0 | 0 | 0
7422 | 792.0311 | 5100 | 213 | 8 | 1 | 119.0476 | 0 | 0 | 657.1429 | 15.8406 | 792.0311 | 787.8942 | 4.1369 | 787.9155 | 4.0942 | 0.021275 | 0 | 0 | 0 | 0
7423 | 792.0311 | 5101 | 213 | 8 | 1 | 119.0476 | 0 | 0 | 657.1429 | 15.8406 | 792.0311 | 787.8942 | 4.1369 | 787.9155 | 4.0942 | 0.021275 | 0 | 0 | 0 | 0
7424 | 792.0311 | 5102 | 213 | 8 | 1 | 119.0476 | 0 | 0 | 657.1429 | 15.8406 | 792.0311 | 787.8942 | 4.1369 | 787.9155 | 4.0942 | 0.021275 | 0 | 0 | 0 | 0
7425 | 792.0311 | 5103 | 213 | 8 | 1 | 119.0476 | 0 | 0 | 657.1429 | 15.8406 | 792.0311 | 787.8942 | 4.1369 | 787.9155 | 4.0942 | 0.021275 | 0 | 0 | 0 | 0
7426 | 792.0311 | 5104 | 213 | 8 | 1 | 119.0476 | 0 | 0 | 657.1429 | 15.8406 | 792.0311 | 787.8942 | 4.1369 | 787.9155 | 4.0942 | 0.021275 | 0 | 0 | 0 | 0
7427 | 792.0311 | 5122 | 214 | 8 | 2 | 119.0476 | 0 | 0 | 657.1429 | 15.8406 | 792.0311 | 787.8942 | 4.1369 | 787.9155 | 4.0942 | 0.021275 | 0 | 0 | 0 | 0
7428 | 792.0311 | 5123 | 214 | 8 | 2 | 119.0476 | 0 | 0 | 657.1429 | 15.8406 | 792.0311 | 787.8942 | 4.1369 | 787.9155 | 4.0942 | 0.021275 | 0 | 0 | 0 | 0
7429 | 792.0311 | 5124 | 214 | 8 | 2 | 119.0476 | 0 | 0 | 657.1429 | 15.8406 | 792.0311 | 787.8942 | 4.1369 | 787.9155 | 4.0942 | 0.021275 | 0 | 0 | 0 | 0
7430 | 792.0311 | 5125 | 214 | 8 | 2 | 119.0476 | 0 | 0 | 657.1429 | 15.8406 | 792.0311 | 787.8942 | 4.1369 | 787.9155 | 4.0942 | 0.021275 | 0 | 0 | 0 | 0
7431 | 792.0311 | 5126 | 214 | 8 | 2 | 119.0476 | 0 | 0 | 657.1429 | 15.8406 | 792.0311 | 787.8942 | 4.1369 | 787.9155 | 4.0942 | 0.021275 | 0 | 0 | 0 | 0
7432 | 792.0311 | 5127 | 214 | 8 | 2 | 119.0476 | 0 | 0 | 657.1429 | 15.8406 | 792.0311 | 787.8942 | 4.1369 | 787.9155 | 4.0942 | 0.021275 | 0 | 0 | 0 | 0
7433 | 792.0311 | 5128 | 214 | 8 | 2 | 119.0476 | 0 | 0 | 657.1429 | 15.8406 | 792.0311 | 787.8942 | 4.1369 | 787.9155 | 4.0942 | 0.021275 | 0 | 0 | 0 | 0
7434 | 792.0311 | 5146 | 215 | 8 | 3 | 119.0476 | 0 | 0 | 657.1429 | 15.8406 | 792.0311 | 787.8942 | 4.1369 | 787.9155 | 4.0942 | 0.021275 | 0 | 0 | 0 | 0
7435 | 792.0311 | 5147 | 215 | 8 | 3 | 119.0476 | 0 | 0 | 657.1429 | 15.8406 | 792.0311 | 787.8942 | 4.1369 | 787.9155 | 4.0942 | 0.021275 | 0 | 0 | 0 | 0
7436 | 792.0311 | 5148 | 215 | 8 | 3 | 119.0476 | 0 | 0 | 657.1429 | 15.8406 | 792.0311 | 787.8942 | 4.1369 | 787.9155 | 4.0942 | 0.021275 | 0 | 0 | 0 | 0
7437 | 792.0311 | 5149 | 215 | 8 | 3 | 119.0476 | 0 | 0 | 657.1429 | 15.8406 | 792.0311 | 787.8942 | 4.1369 | 787.9155 | 4.0942 | 0.021275 | 0 | 0 | 0 | 0
7438 | 792.0311 | 5150 | 215 | 8 | 3 | 119.0476 | 0 | 0 | 657.1429 | 15.8406 | 792.0311 | 787.8942 | 4.1369 | 787.9155 | 4.0942 | 0.021275 | 0 | 0 | 0 | 0
7439 | 792.0311 | 5151 | 215 | 8 | 3 | 119.0476 | 0 | 0 | 657.1429 | 15.8406 | 792.0311 | 787.8942 | 4.1369 | 787.9155 | 4.0942 | 0.021275 | 0 | 0 | 0 | 0
7440 | 792.0311 | 5152 | 215 | 8 | 3 | 119.0476 | 0 | 0 | 657.1429 | 15.8406 | 792.0311 | 787.8942 | 4.1369 | 787.9155 | 4.0942 | 0.021275 | 0 | 0 | 0 | 0
7441 | 792.0311 | 5170 | 216 | 8 | 4 | 119.0476 | 0 | 0 | 657.1429 | 15.8406 | 792.0311 | 787.8942 | 4.1369 | 787.9155 | 4.0942 | 0.021275 | 0 | 0 | 0 | 0
7442 | 792.0311 | 5171 | 216 | 8 | 4 | 119.0476 | 0 | 0 | 657.1429 | 15.8406 | 792.0311 | 787.8942 | 4.1369 | 787.9155 | 4.0942 | 0.021275 | 0 | 0 | 0 | 0
7443 | 792.0311 | 5172 | 216 | 8 | 4 | 119.0476 | 0 | 0 | 657.1429 | 15.8406 | 792.0311 | 787.8942 | 4.1369 | 787.9155 | 4.0942 | 0.021275 | 0 | 0 | 0 | 0
7444 | 792.0311 | 5173 | 216 | 8 | 4 | 119.0476 | 0 | 0 | 657.1429 | 15.8406 | 792.0311 | 787.8942 | 4.1369 | 787.9155 | 4.0942 | 0.021275 | 0 | 0 | 0 | 0
7445 | 792.0311 | 5174 | 216 | 8 | 4 | 119.0476 | 0 | 0 | 657.1429 | 15.8406 | 792.0311 | 787.8942 | 4.1369 | 787.9155 | 4.0942 | 0.021275 | 0 | 0 | 0 | 0
7446 | 792.0311 | 5175 | 216 | 8 | 4 | 119.0476 | 0 | 0 | 657.1429 | 15.8406 | 792.0311 | 787.8942 | 4.1369 | 787.9155 | 4.0942 | 0.021275 | 0 | 0 | 0 | 0
7447 | 792.0311 | 5176 | 216 | 8 | 4 | 119.0476 | 0 | 0 | 657.1429 | 15.8406 | 792.0311 | 787.8942 | 4.1369 | 787.9155 | 4.0942 | 0.021275 | 0 | 0 | 0 | 0
7448 | 792.0311 | 5194 | 217 | 8 | 5 | 119.0476 | 0 | 0 | 657.1429 | 15.8406 | 792.0311 | 787.8942 | 4.1369 | 787.9155 | 4.0942 | 0.021275 | 0 | 0 | 0 | 0
7449 | 792.0311 | 5195 | 217 | 8 | 5 | 119.0476 | 0 | 0 | 657.1429 | 15.8406 | 792.0311 | 787.8942 | 4.1369 | 787.9155 | 4.0942 | 0.021275 | 0 | 0 | 0 | 0
7450 | 792.0311 | 5196 | 217 | 8 | 5 | 119.0476 | 0 | 0 | 657.1429 | 15.8406 | 792.0311 | 787.8942 | 4.1369 | 787.9155 | 4.0942 | 0.021275 | 0 | 0 | 0 | 0
7451 | 792.0311 | 5197 | 217 | 8 | 5 | 119.0476 | 0 | 0 | 657.1429 | 15.8406 | 792.0311 | 787.8942 | 4.1369 | 787.9155 | 4.0942 | 0.021275 | 0 | 0 | 0 | 0
7452 | 792.0311 | 5198 | 217 | 8 | 5 | 119.0476 | 0 | 0 | 657.1429 | 15.8406 | 792.0311 | 787.8942 | 4.1369 | 787.9155 | 4.0942 | 0.021275 | 0 | 0 | 0 | 0
7453 | 792.0311 | 5199 | 217 | 8 | 5 | 119.0476 | 0 | 0 | 657.1429 | 15.8406 | 792.0311 | 787.8942 | 4.1369 | 787.9155 | 4.0942 | 0.021275 | 0 | 0 | 0 | 0
7454 | 792.0311 | 5200 | 217 | 8 | 5 | 119.0476 | 0 | 0 | 657.1429 | 15.8406 | 792.0311 | 787.8942 | 4.1369 | 787.9155 | 4.0942 | 0.021275 | 0 | 0 | 0 | 0
7455 | 792.0311 | 5218 | 218 | 8 | 6 | 119.0476 | 0 | 0 | 657.1429 | 15.8406 | 792.0311 | 787.8942 | 4.1369 | 787.9155 | 4.0942 | 0.021275 | 0 | 0 | 0 | 0
7456 | 792.0311 | 5219 | 218 | 8 | 6 | 119.0476 | 0 | 0 | 657.1429 | 15.8406 | 792.0311 | 787.8942 | 4.1369 | 787.9155 | 4.0942 | 0.021275 | 0 | 0 | 0 | 0
7457 | 792.0311 | 5220 | 218 | 8 | 6 | 119.0476 | 0 | 0 | 657.1429 | 15.8406 | 792.0311 | 787.8942 | 4.1369 | 787.9155 | 4.0942 | 0.021275 | 0 | 0 | 0 | 0
7458 | 792.0311 | 5221 | 218 | 8 | 6 | 119.0476 | 0 | 0 | 657.1429 | 15.8406 | 792.0311 | 787.8942 | 4.1369 | 787.9155 | 4.0942 | 0.021275 | 0 | 0 | 0 | 0
7459 | 792.0311 | 5222 | 218 | 8 | 6 | 119.0476 | 0 | 0 | 657.1429 | 15.8406 | 792.0311 | 787.8942 | 4.1369 | 787.9155 | 4.0942 | 0.021275 | 0 | 0 | 0 | 0
7460 | 792.0311 | 5223 | 218 | 8 | 6 | 119.0476 | 0 | 0 | 657.1429 | 15.8406 | 792.0311 | 787.8942 | 4.1369 | 787.9155 | 4.0942 | 0.021275 | 0 | 0 | 0 | 0
7461 | 792.0311 | 5224 | 218 | 8 | 6 | 119.0476 | 0 | 0 | 657.1429 | 15.8406 | 792.0311 | 787.8942 | 4.1369 | 787.9155 | 4.0942 | 0.021275 | 0 | 0 | 0 | 0
7462 | 792.0311 | 5242 | 219 | 8 | 7 | 119.0476 | 0 | 0 | 657.1429 | 15.8406 | 792.0311 | 787.8942 | 4.1369 | 787.9155 | 4.0942 | 0.021275 | 0 | 0 | 0 | 0
7463 | 792.0311 | 5243 | 219 | 8 | 7 | 119.0476 | 0 | 0 | 657.1429 | 15.8406 | 792.0311 | 787.8942 | 4.1369 | 787.9155 | 4.0942 | 0.021275 | 0 | 0 | 0 | 0
7464 | 792.0311 | 5244 | 219 | 8 | 7 | 119.0476 | 0 | 0 | 657.1429 | 15.8406 | 792.0311 | 787.8942 | 4.1369 | 787.9155 | 4.0942 | 0.021275 | 0 | 0 | 0 | 0
7465 | 792.0311 | 5245 | 219 | 8 | 7 | 119.0476 | 0 | 0 | 657.1429 | 15.8406 | 792.0311 | 787.8942 | 4.1369 | 787.9155 | 4.0942 | 0.021275 | 0 | 0 | 0 | 0
7466 | 792.0311 | 5246 | 219 | 8 | 7 | 119.0476 | 0 | 0 | 657.1429 | 15.8406 | 792.0311 | 787.8942 | 4.1369 | 787.9155 | 4.0942 | 0.021275 | 0 | 0 | 0 | 0
7467 | 792.0311 | 5247 | 219 | 8 | 7 | 119.0476 | 0 | 0 | 657.1429 | 15.8406 | 792.0311 | 787.8942 | 4.1369 | 787.9155 | 4.0942 | 0.021275 | 0 | 0 | 0 | 0
7468 | 792.0311 | 5248 | 219 | 8 | 7 | 119.0476 | 0 | 0 | 657.1429 | 15.8406 | 792.0311 | 787.8942 | 4.1369 | 787.9155 | 4.0942 | 0.021275 | 0 | 0 | 0 | 0
7469 | 792.0311 | 5266 | 220 | 8 | 8 | 119.0476 | 0 | 0 | 657.1429 | 15.8406 | 792.0311 | 787.8942 | 4.1369 | 787.9155 | 4.0942 | 0.021275 | 0 | 0 | 0 | 0
7470 | 792.0311 | 5267 | 220 | 8 | 8 | 119.0476 | 0 | 0 | 657.1429 | 15.8406 | 792.0311 | 787.8942 | 4.1369 | 787.9155 | 4.0942 | 0.021275 | 0 | 0 | 0 | 0
7471 | 792.0311 | 5268 | 220 | 8 | 8 | 119.0476 | 0 | 0 | 657.1429 | 15.8406 | 792.0311 | 787.8942 | 4.1369 | 787.9155 | 4.0942 | 0.021275 | 0 | 0 | 0 | 0
7472 | 792.0311 | 5269 | 220 | 8 | 8 | 119.0476 | 0 | 0 | 657.1429 | 15.8406 | 792.0311 | 787.8942 | 4.1369 | 787.9155 | 4.0942 | 0.021275 | 0 | 0 | 0 | 0
7473 | 792.0311 | 5270 | 220 | 8 | 8 | 119.0476 | 0 | 0 | 657.1429 | 15.8406 | 792.0311 | 787.8942 | 4.1369 | 787.9155 | 4.0942 | 0.021275 | 0 | 0 | 0 | 0
7474 | 792.0311 | 5271 | 220 | 8 | 8 | 119.0476 | 0 | 0 | 657.1429 | 15.8406 | 792.0311 | 787.8942 | 4.1369 | 787.9155 | 4.0942 | 0.021275 | 0 | 0 | 0 | 0
7475 | 792.0311 | 5272 | 220 | 8 | 8 | 119.0476 | 0 | 0 | 657.1429 | 15.8406 | 792.0311 | 787.8942 | 4.1369 | 787.9155 | 4.0942 | 0.021275 | 0 | 0 | 0 | 0
7476 | 792.0311 | 5290 | 221 | 8 | 9 | 119.0476 | 0 | 0 | 657.1429 | 15.8406 | 792.0311 | 787.8942 | 4.1369 | 787.9155 | 4.0942 | 0.021275 | 0 | 0 | 0 | 0
7477 | 792.0311 | 5291 | 221 | 8 | 9 | 119.0476 | 0 | 0 | 657.1429 | 15.8406 | 792.0311 | 787.8942 | 4.1369 | 787.9155 | 4.0942 | 0.021275 | 0 | 0 | 0 | 0
7478 | 792.0311 | 5292 | 221 | 8 | 9 | 119.0476 | 0 | 0 | 657.1429 | 15.8406 | 792.0311 | 787.8942 | 4.1369 | 787.9155 | 4.0942 | 0.021275 | 0 | 0 | 0 | 0
7479 | 792.0311 | 5293 | 221 | 8 | 9 | 119.0476 | 0 | 0 | 657.1429 | 15.8406 | 792.0311 | 787.8942 | 4.1369 | 787.9155 | 4.0942 | 0.021275 | 0 | 0 | 0 | 0
7480 | 792.0311 | 5294 | 221 | 8 | 9 | 119.0476 | 0 | 0 | 657.1429 | 15.8406 | 792.0311 | 787.8942 | 4.1369 | 787.9155 | 4.0942 | 0.021275 | 0 | 0 | 0 | 0
7481 | 792.0311 | 5295 | 221 | 8 | 9 | 119.0476 | 0 | 0 | 657.1429 | 15.8406 | 792.0311 | 787.8942 | 4.1369 | 787.9155 | 4.0942 | 0.021275 | 0 | 0 | 0 | 0
7482 | 792.0311 | 5296 | 221 | 8 | 9 | 119.0476 | 0 | 0 | 657.1429 | 15.8406 | 792.0311 | 787.8942 | 4.1369 | 787.9155 | 4.0942 | 0.021275 | 0 | 0 | 0 | 0
7483 | 792.0311 | 5314 | 222 | 8 | 10 | 119.0476 | 0 | 0 | 657.1429 | 15.8406 | 792.0311 | 787.8942 | 4.1369 | 787.9155 | 4.0942 | 0.021275 | 0 | 0 | 0 | 0
7484 | 792.0311 | 5315 | 222 | 8 | 10 | 119.0476 | 0 | 0 | 657.1429 | 15.8406 | 792.0311 | 787.8942 | 4.1369 | 787.9155 | 4.0942 | 0.021275 | 0 | 0 | 0 | 0
7485 | 792.0311 | 5316 | 222 | 8 | 10 | 119.0476 | 0 | 0 | 657.1429 | 15.8406 | 792.0311 | 787.8942 | 4.1369 | 787.9155 | 4.0942 | 0.021275 | 0 | 0 | 0 | 0
7486 | 792.0311 | 5317 | 222 | 8 | 10 | 119.0476 | 0 | 0 | 657.1429 | 15.8406 | 792.0311 | 787.8942 | 4.1369 | 787.9155 | 4.0942 | 0.021275 | 0 | 0 | 0 | 0
7487 | 792.0311 | 5318 | 222 | 8 | 10 | 119.0476 | 0 | 0 | 657.1429 | 15.8406 | 792.0311 | 787.8942 | 4.1369 | 787.9155 | 4.0942 | 0.021275 | 0 | 0 | 0 | 0
7488 | 792.0311 | 5319 | 222 | 8 | 10 | 119.0476 | 0 | 0 | 657.1429 | 15.8406 | 792.0311 | 787.8942 | 4.1369 | 787.9155 | 4.0942 | 0.021275 | 0 | 0 | 0 | 0
7489 | 792.0311 | 5320 | 222 | 8 | 10 | 119.0476 | 0 | 0 | 657.1429 | 15.8406 | 792.0311 | 787.8942 | 4.1369 | 787.9155 | 4.0942 | 0.021275 | 0 | 0 | 0 | 0
7490 | 792.0311 | 5338 | 223 | 8 | 11 | 119.0476 | 0 | 0 | 657.1429 | 15.8406 | 792.0311 | 787.8942 | 4.1369 | 787.9155 | 4.0942 | 0.021275 | 0 | 0 | 0 | 0
7491 | 792.0311 | 5339 | 223 | 8 | 11 | 119.0476 | 0 | 0 | 657.1429 | 15.8406 | 792.0311 | 787.8942 | 4.1369 | 787.9155 | 4.0942 | 0.021275 | 0 | 0 | 0 | 0
7492 | 792.0311 | 5340 | 223 | 8 | 11 | 119.0476 | 0 | 0 | 657.1429 | 15.8406 | 792.0311 | 787.8942 | 4.1369 | 787.9155 | 4.0942 | 0.021275 | 0 | 0 | 0 | 0
7493 | 792.0311 | 5341 | 223 | 8 | 11 | 119.0476 | 0 | 0 | 657.1429 | 15.8406 | 792.0311 | 787.8942 | 4.1369 | 787.9155 | 4.0942 | 0.021275 | 0 | 0 | 0 | 0
7494 | 792.0311 | 5342 | 223 | 8 | 11 | 119.0476 | 0 | 0 | 657.1429 | 15.8406 | 792.0311 | 787.8942 | 4.1369 | 787.9155 | 4.0942 | 0.021275 | 0 | 0 | 0 | 0
7495 | 792.0311 | 5343 | 223 | 8 | 11 | 119.0476 | 0 | 0 | 657.1429 | 15.8406 | 792.0311 | 787.8942 | 4.1369 | 787.9155 | 4.0942 | 0.021275 | 0 | 0 | 0 | 0
7496 | 792.0311 | 5344 | 223 | 8 | 11 | 119.0476 | 0 | 0 | 657.1429 | 15.8406 | 792.0311 | 787.8942 | 4.1369 | 787.9155 | 4.0942 | 0.021275 | 0 | 0 | 0 | 0
7497 | 792.0311 | 5362 | 224 | 8 | 12 | 119.0476 | 0 | 0 | 657.1429 | 15.8406 | 792.0311 | 787.8942 | 4.1369 | 787.9155 | 4.0942 | 0.021275 | 0 | 0 | 0 | 0
7498 | 792.0311 | 5363 | 224 | 8 | 12 | 119.0476 | 0 | 0 | 657.1429 | 15.8406 | 792.0311 | 787.8942 | 4.1369 | 787.9155 | 4.0942 | 0.021275 | 0 | 0 | 0 | 0
7499 | 792.0311 | 5364 | 224 | 8 | 12 | 119.0476 | 0 | 0 | 657.1429 | 15.8406 | 792.0311 | 787.8942 | 4.1369 | 787.9155 | 4.0942 | 0.021275 | 0 | 0 | 0 | 0
7500 | 792.0311 | 5365 | 224 | 8 | 12 | 119.0476 | 0 | 0 | 657.1429 | 15.8406 | 792.0311 | 787.8942 | 4.1369 | 787.9155 | 4.0942 | 0.021275 | 0 | 0 | 0 | 0
7501 | 792.0311 | 5366 | 224 | 8 | 12 | 119.0476 | 0 | 0 | 657.1429 | 15.8406 | 792.0311 | 787.8942 | 4.1369 | 787.9155 | 4.0942 | 0.021275 | 0 | 0 | 0 | 0
7502 | 792.0311 | 5367 | 224 | 8 | 12 | 119.0476 | 0 | 0 | 657.1429 | 15.8406 | 792.0311 | 787.8942 | 4.1369 | 787.9155 | 4.0942 | 0.021275 | 0 | 0 | 0 | 0
7503 | 792.0311 | 5368 | 224 | 8 | 12 | 119.0476 | 0 | 0 | 657.1429 | 15.8406 | 792.0311 | 787.8942 | 4.1369 | 787.9155 | 4.0942 | 0.021275 | 0 | 0 | 0 | 0
7504 | 792.0311 | 5386 | 225 | 8 | 13 | 119.0476 | 0 | 0 | 657.1429 | 15.8406 | 792.0311 | 787.8942 | 4.1369 | 787.9155 | 4.0942 | 0.021275 | 0 | 0 | 0 | 0
7505 | 792.0311 | 5387 | 225 | 8 | 13 | 119.0476 | 0 | 0 | 657.1429 | 15.8406 | 792.0311 | 787.8942 | 4.1369 | 787.9155 | 4.0942 | 0.021275 | 0 | 0 | 0 | 0
7506 | 792.0311 | 5388 | 225 | 8 | 13 | 119.0476 | 0 | 0 | 657.1429 | 15.8406 | 792.0311 | 787.8942 | 4.1369 | 787.9155 | 4.0942 | 0.021275 | 0 | 0 | 0 | 0
7507 | 792.0311 | 5389 | 225 | 8 | 13 | 119.0476 | 0 | 0 | 657.1429 | 15.8406 | 792.0311 | 787.8942 | 4.1369 | 787.9155 | 4.0942 | 0.021275 | 0 | 0 | 0 | 0
7508 | 792.0311 | 5390 | 225 | 8 | 13 | 119.0476 | 0 | 0 | 657.1429 | 15.8406 | 792.0311 | 787.8942 | 4.1369 | 787.9155 | 4.0942 | 0.021275 | 0 | 0 | 0 | 0
7509 | 792.0311 | 5391 | 225 | 8 | 13 | 119.0476 | 0 | 0 | 657.1429 | 15.8406 | 792.0311 | 787.8942 | 4.1369 | 787.9155 | 4.0942 | 0.021275 | 0 | 0 | 0 | 0
7510 | 792.0311 | 5392 | 225 | 8 | 13 | 119.0476 | 0 | 0 | 657.1429 | 15.8406 | 792.0311 | 787.8942 | 4.1369 | 787.9155 | 4.0942 | 0.021275 | 0 | 0 | 0 | 0
7511 | 792.0311 | 5410 | 226 | 8 | 14 | 119.0476 | 0 | 0 | 657.1429 | 15.8406 | 792.0311 | 787.8942 | 4.1369 | 787.9155 | 4.0942 | 0.021275 | 0 | 0 | 0 | 0
7512 | 792.0311 | 5411 | 226 | 8 | 14 | 119.0476 | 0 | 0 | 657.1429 | 15.8406 | 792.0311 | 787.8942 | 4.1369 | 787.9155 | 4.0942 | 0.021275 | 0 | 0 | 0 | 0
7513 | 792.0311 | 5412 | 226 | 8 | 14 | 119.0476 | 0 | 0 | 657.1429 | 15.8406 | 792.0311 | 787.8942 | 4.1369 | 787.9155 | 4.0942 | 0.021275 | 0 | 0 | 0 | 0
7514 | 792.0311 | 5413 | 226 | 8 | 14 | 119.0476 | 0 | 0 | 657.1429 | 15.8406 | 792.0311 | 787.8942 | 4.1369 | 787.9155 | 4.0942 | 0.021275 | 0 | 0 | 0 | 0
7515 | 792.0311 | 5414 | 226 | 8 | 14 | 119.0476 | 0 | 0 | 657.1429 | 15.8406 | 792.0311 | 787.8942 | 4.1369 | 787.9155 | 4.0942 | 0.021275 | 0 | 0 | 0 | 0
7516 | 792.0311 | 5415 | 226 | 8 | 14 | 119.0476 | 0 | 0 | 657.1429 | 15.8406 | 792.0311 | 787.8942 | 4.1369 | 787.9155 | 4.0942 | 0.021275 | 0 | 0 | 0 | 0
7517 | 792.0311 | 5416 | 226 | 8 | 14 | 119.0476 | 0 | 0 | 657.1429 | 15.8406 | 792.0311 | 787.8942 | 4.1369 | 787.9155 | 4.0942 | 0.021275 | 0 | 0 | 0 | 0
7518 | 792.0311 | 5434 | 227 | 8 | 15 | 119.0476 | 0 | 0 | 657.1429 | 15.8406 | 792.0311 | 787.8942 | 4.1369 | 787.9155 | 4.0942 | 0.021275 | 0 | 0 | 0 | 0
7519 | 792.0311 | 5435 | 227 | 8 | 15 | 119.0476 | 0 | 0 | 657.1429 | 15.8406 | 792.0311 | 787.8942 | 4.1369 | 787.9155 | 4.0942 | 0.021275 | 0 | 0 | 0 | 0
7520 | 792.0311 | 5436 | 227 | 8 | 15 | 119.0476 | 0 | 0 | 657.1429 | 15.8406 | 792.0311 | 787.8942 | 4.1369 | 787.9155 | 4.0942 | 0.021275 | 0 | 0 | 0 | 0
7521 | 792.0311 | 5437 | 227 | 8 | 15 | 119.0476 | 0 | 0 | 657.1429 | 15.8406 | 792.0311 | 787.8942 | 4.1369 | 787.9155 | 4.0942 | 0.021275 | 0 | 0 | 0 | 0
7522 | 792.0311 | 5438 | 227 | 8 | 15 | 119.0476 | 0 | 0 | 657.1429 | 15.8406 | 792.0311 | 787.8942 | 4.1369 | 787.9155 | 4.0942 | 0.021275 | 0 | 0 | 0 | 0
7523 | 792.0311 | 5439 | 227 | 8 | 15 | 119.0476 | 0 | 0 | 657.1429 | 15.8406 | 792.0311 | 787.8942 | 4.1369 | 787.9155 | 4.0942 | 0.021275 | 0 | 0 | 0 | 0
7524 | 792.0311 | 5440 | 227 | 8 | 15 | 119.0476 | 0 | 0 | 657.1429 | 15.8406 | 792.0311 | 787.8942 | 4.1369 | 787.9155 | 4.0942 | 0.021275 | 0 | 0 | 0 | 0
7525 | 792.0311 | 5458 | 228 | 8 | 16 | 119.0476 | 0 | 0 | 657.1429 | 15.8406 | 792.0311 | 787.8942 | 4.1369 | 787.9155 | 4.0942 | 0.021275 | 0 | 0 | 0 | 0
7526 | 792.0311 | 5459 | 228 | 8 | 16 | 119.0476 | 0 | 0 | 657.1429 | 15.8406 | 792.0311 | 787.8942 | 4.1369 | 787.9155 | 4.0942 | 0.021275 | 0 | 0 | 0 | 0
7527 | 792.0311 | 5460 | 228 | 8 | 16 | 119.0476 | 0 | 0 | 657.1429 | 15.8406 | 792.0311 | 787.8942 | 4.1369 | 787.9155 | 4.0942 | 0.021275 | 0 | 0 | 0 | 0
7528 | 792.0311 | 5461 | 228 | 8 | 16 | 119.0476 | 0 | 0 | 657.1429 | 15.8406 | 792.0311 | 787.8942 | 4.1369 | 787.9155 | 4.0942 | 0.021275 | 0 | 0 | 0 | 0
7529 | 792.0311 | 5462 | 228 | 8 | 16 | 119.0476 | 0 | 0 | 657.1429 | 15.8406 | 792.0311 | 787.8942 | 4.1369 | 787.9155 | 4.0942 | 0.021275 | 0 | 0 | 0 | 0
7530 | 792.0311 | 5463 | 228 | 8 | 16 | 119.0476 | 0 | 0 | 657.1429 | 15.8406 | 792.0311 | 787.8942 | 4.1369 | 787.9155 | 4.0942 | 0.021275 | 0 | 0 | 0 | 0
7531 | 792.0311 | 5464 | 228 | 8 | 16 | 119.0476 | 0 | 0 | 657.1429 | 15.8406 | 792.0311 | 787.8942 | 4.1369 | 787.9155 | 4.0942 | 0.021275 | 0 | 0 | 0 | 0
7532 | 792.0311 | 5482 | 229 | 8 | 17 | 119.0476 | 0 | 0 | 657.1429 | 15.8406 | 792.0311 | 787.8942 | 4.1369 | 787.9155 | 4.0942 | 0.021275 | 0 | 0 | 0 | 0
7533 | 792.0311 | 5483 | 229 | 8 | 17 | 119.0476 | 0 | 0 | 657.1429 | 15.8406 | 792.0311 | 787.8942 | 4.1369 | 787.9155 | 4.0942 | 0.021275 | 0 | 0 | 0 | 0
7534 | 792.0311 | 5484 | 229 | 8 | 17 | 119.0476 | 0 | 0 | 657.1429 | 15.8406 | 792.0311 | 787.8942 | 4.1369 | 787.9155 | 4.0942 | 0.021275 | 0 | 0 | 0 | 0
7535 | 792.0311 | 5485 | 229 | 8 | 17 | 119.0476 | 0 | 0 | 657.1429 | 15.8406 | 792.0311 | 787.8942 | 4.1369 | 787.9155 | 4.0942 | 0.021275 | 0 | 0 | 0 | 0
7536 | 792.0311 | 5486 | 229 | 8 | 17 | 119.0476 | 0 | 0 | 657.1429 | 15.8406 | 792.0311 | 787.8942 | 4.1369 | 787.9155 | 4.0942 | 0.021275 | 0 | 0 | 0 | 0
7537 | 792.0311 | 5487 | 229 | 8 | 17 | 119.0476 | 0 | 0 | 657.1429 | 15.8406 | 792.0311 | 787.8942 | 4.1369 | 787.9155 | 4.0942 | 0.021275 | 0 | 0 | 0 | 0
7538 | 792.0311 | 5488 | 229 | 8 | 17 | 119.0476 | 0 | 0 | 657.1429 | 15.8406 | 792.0311 | 787.8942 | 4.1369 | 787.9155 | 4.0942 | 0.021275 | 0 | 0 | 0 | 0
7539 | 792.0311 | 5506 | 230 | 8 | 18 | 119.0476 | 0 | 0 | 657.1429 | 15.8406 | 792.0311 | 787.8942 | 4.1369 | 787.9155 | 4.0942 | 0.021275 | 0 | 0 | 0 | 0
7540 | 792.0311 | 5507 | 230 | 8 | 18 | 119.0476 | 0 | 0 | 657.1429 | 15.8406 | 792.0311 | 787.8942 | 4.1369 | 787.9155 | 4.0942 | 0.021275 | 0 | 0 | 0 | 0
7541 | 792.0311 | 5508 | 230 | 8 | 18 | 119.0476 | 0 | 0 | 657.1429 | 15.8406 | 792.0311 | 787.8942 | 4.1369 | 787.9155 | 4.0942 | 0.021275 | 0 | 0 | 0 | 0
7542 | 792.0311 | 5509 | 230 | 8 | 18 | 119.0476 | 0 | 0 | 657.1429 | 15.8406 | 792.0311 | 787.8942 | 4.1369 | 787.9155 | 4.0942 | 0.021275 | 0 | 0 | 0 | 0
7543 | 792.0311 | 5510 | 230 | 8 | 18 | 119.0476 | 0 | 0 | 657.1429 | 15.8406 | 792.0311 | 787.8942 | 4.1369 | 787.9155 | 4.0942 | 0.021275 | 0 | 0 | 0 | 0
7544 | 792.0311 | 5511 | 230 | 8 | 18 | 119.0476 | 0 | 0 | 657.1429 | 15.8406 | 792.0311 | 787.8942 | 4.1369 | 787.9155 | 4.0942 | 0.021275 | 0 | 0 | 0 | 0
7545 | 792.0311 | 5512 | 230 | 8 | 18 | 119.0476 | 0 | 0 | 657.1429 | 15.8406 | 792.0311 | 787.8942 | 4.1369 | 787.9155 | 4.0942 | 0.021275 | 0 | 0 | 0 | 0
7546 | 792.0311 | 5530 | 231 | 8 | 19 | 119.0476 | 0 | 0 | 657.1429 | 15.8406 | 792.0311 | 787.8942 | 4.1369 | 787.9155 | 4.0942 | 0.021275 | 0 | 0 | 0 | 0
7547 | 792.0311 | 5531 | 231 | 8 | 19 | 119.0476 | 0 | 0 | 657.1429 | 15.8406 | 792.0311 | 787.8942 | 4.1369 | 787.9155 | 4.0942 | 0.021275 | 0 | 0 | 0 | 0
7548 | 792.0311 | 5532 | 231 | 8 | 19 | 119.0476 | 0 | 0 | 657.1429 | 15.8406 | 792.0311 | 787.8942 | 4.1369 | 787.9155 | 4.0942 | 0.021275 | 0 | 0 | 0 | 0
7549 | 792.0311 | 5533 | 231 | 8 | 19 | 119.0476 | 0 | 0 | 657.1429 | 15.8406 | 792.0311 | 787.8942 | 4.1369 | 787.9155 | 4.0942 | 0.021275 | 0 | 0 | 0 | 0
7550 | 792.0311 | 5534 | 231 | 8 | 19 | 119.0476 | 0 | 0 | 657.1429 | 15.8406 | 792.0311 | 787.8942 | 4.1369 | 787.9155 | 4.0942 | 0.021275 | 0 | 0 | 0 | 0
7551 | 792.0311 | 5535 | 231 | 8 | 19 | 119.0476 | 0 | 0 | 657.1429 | 15.8406 | 792.0311 | 787.8942 | 4.1369 | 787.9155 | 4.0942 | 0.021275 | 0 | 0 | 0 | 0
7552 | 792.0311 | 5536 | 231 | 8 | 19 | 119.0476 | 0 | 0 | 657.1429 | 15.8406 | 792.0311 | 787.8942 | 4.1369 | 787.9155 | 4.0942 | 0.021275 | 0 | 0 | 0 | 0
7553 | 792.0311 | 5554 | 232 | 8 | 20 | 119.0476 | 0 | 0 | 657.1429 | 15.8406 | 792.0311 | 787.8942 | 4.1369 | 787.9155 | 4.0942 | 0.021275 | 0 | 0 | 0 | 0
7554 | 792.0311 | 5555 | 232 | 8 | 20 | 119.0476 | 0 | 0 | 657.1429 | 15.8406 | 792.0311 | 787.8942 | 4.1369 | 787.9155 | 4.0942 | 0.021275 | 0 | 0 | 0 | 0
7555 | 792.0311 | 5556 | 232 | 8 | 20 | 119.0476 | 0 | 0 | 657.1429 | 15.8406 | 792.0311 | 787.8942 | 4.1369 | 787.9155 | 4.0942 | 0.021275 | 0 | 0 | 0 | 0
7556 | 792.0311 | 5557 | 232 | 8 | 20 | 119.0476 | 0 | 0 | 657.1429 | 15.8406 | 792.0311 | 787.8942 | 4.1369 | 787.9155 | 4.0942 | 0.021275 | 0 | 0 | 0 | 0
7557 | 792.0311 | 5558 | 232 | 8 | 20 | 119.0476 | 0 | 0 | 657.1429 | 15.8406 | 792.0311 | 787.8942 | 4.1369 | 787.9155 | 4.0942 | 0.021275 | 0 | 0 | 0 | 0
7558 | 792.0311 | 5559 | 232 | 8 | 20 | 119.0476 | 0 | 0 | 657.1429 | 15.8406 | 792.0311 | 787.8942 | 4.1369 | 787.9155 | 4.0942 | 0.021275 | 0 | 0 | 0 | 0
7559 | 792.0311 | 5560 | 232 | 8 | 20 | 119.0476 | 0 | 0 | 657.1429 | 15.8406 | 792.0311 | 787.8942 | 4.1369 | 787.9155 | 4.0942 | 0.021275 | 0 | 0 | 0 | 0
7560 | 792.0311 | 5578 | 233 | 8 | 21 | 119.0476 | 0 | 0 | 657.1429 | 15.8406 | 792.0311 | 787.8942 | 4.1369 | 787.9155 | 4.0942 | 0.021275 | 0 | 0 | 0 | 0
7561 | 792.0311 | 5579 | 233 | 8 | 21 | 119.0476 | 0 | 0 | 657.1429 | 15.8406 | 792.0311 | 787.8942 | 4.1369 | 787.9155 | 4.0942 | 0.021275 | 0 | 0 | 0 | 0
7562 | 792.0311 | 5580 | 233 | 8 | 21 | 119.0476 | 0 | 0 | 657.1429 | 15.8406 | 792.0311 | 787.8942 | 4.1369 | 787.9155 | 4.0942 | 0.021275 | 0 | 0 | 0 | 0
7563 | 792.0311 | 5581 | 233 | 8 | 21 | 119.0476 | 0 | 0 | 657.1429 | 15.8406 | 792.0311 | 787.8942 | 4.1369 | 787.9155 | 4.0942 | 0.021275 | 0 | 0 | 0 | 0
7564 | 792.0311 | 5582 | 233 | 8 | 21 | 119.0476 | 0 | 0 | 657.1429 | 15.8406 | 792.0311 | 787.8942 | 4.1369 | 787.9155 | 4.0942 | 0.021275 | 0 | 0 | 0 | 0
7565 | 792.0311 | 5583 | 233 | 8 | 21 | 119.0476 | 0 | 0 | 657.1429 | 15.8406 | 792.0311 | 787.8942 | 4.1369 | 787.9155 | 4.0942 | 0.021275 | 0 | 0 | 0 | 0
7566 | 792.0311 | 5584 | 233 | 8 | 21 | 119.0476 | 0 | 0 | 657.1429 | 15.8406 | 792.0311 | 787.8942 | 4.1369 | 787.9155 | 4.0942 | 0.021275 | 0 | 0 | 0 | 0
7567 | 792.0311 | 5602 | 234 | 8 | 22 | 119.0476 | 0 | 0 | 657.1429 | 15.8406 | 792.0311 | 787.8942 | 4.1369 | 787.9155 | 4.0942 | 0.021275 | 0 | 0 | 0 | 0
7568 | 792.0311 | 5603 | 234 | 8 | 22 | 119.0476 | 0 | 0 | 657.1429 | 15.8406 | 792.0311 | 787.8942 | 4.1369 | 787.9155 | 4.0942 | 0.021275 | 0 | 0 | 0 | 0
7569 | 792.0311 | 5604 | 234 | 8 | 22 | 119.0476 | 0 | 0 | 657.1429 | 15.8406 | 792.0311 | 787.8942 | 4.1369 | 787.9155 | 4.0942 | 0.021275 | 0 | 0 | 0 | 0
7570 | 792.0311 | 5605 | 234 | 8 | 22 | 119.0476 | 0 | 0 | 657.1429 | 15.8406 | 792.0311 | 787.8942 | 4.1369 | 787.9155 | 4.0942 | 0.021275 | 0 | 0 | 0 | 0
7571 | 792.0311 | 5606 | 234 | 8 | 22 | 119.0476 | 0 | 0 | 657.1429 | 15.8406 | 792.0311 | 787.8942 | 4.1369 | 787.9155 | 4.0942 | 0.021275 | 0 | 0 | 0 | 0
7572 | 792.0311 | 5607 | 234 | 8 | 22 | 119.0476 | 0 | 0 | 657.1429 | 15.8406 | 792.0311 | 787.8942 | 4.1369 | 787.9155 | 4.0942 | 0.021275 | 0 | 0 | 0 | 0
7573 | 792.0311 | 5608 | 234 | 8 | 22 | 119.0476 | 0 | 0 | 657.1429 | 15.8406 | 792.0311 | 787.8942 | 4.1369 | 787.9155 | 4.0942 | 0.021275 | 0 | 0 | 0 | 0
7574 | 792.0311 | 5626 | 235 | 8 | 23 | 119.0476 | 0 | 0 | 657.1429 | 15.8406 | 792.0311 | 787.8942 | 4.1369 | 787.9155 | 4.0942 | 0.021275 | 0 | 0 | 0 | 0
7575 | 792.0311 | 5627 | 235 | 8 | 23 | 119.0476 | 0 | 0 | 657.1429 | 15.8406 | 792.0311 | 787.8942 | 4.1369 | 787.9155 | 4.0942 | 0.021275 | 0 | 0 | 0 | 0
7576 | 792.0311 | 5628 | 235 | 8 | 23 | 119.0476 | 0 | 0 | 657.1429 | 15.8406 | 792.0311 | 787.8942 | 4.1369 | 787.9155 | 4.0942 | 0.021275 | 0 | 0 | 0 | 0
7577 | 792.0311 | 5629 | 235 | 8 | 23 | 119.0476 | 0 | 0 | 657.1429 | 15.8406 | 792.0311 | 787.8942 | 4.1369 | 787.9155 | 4.0942 | 0.021275 | 0 | 0 | 0 | 0
7578 | 792.0311 | 5630 | 235 | 8 | 23 | 119.0476 | 0 | 0 | 657.1429 | 15.8406 | 792.0311 | 787.8942 | 4.1369 | 787.9155 | 4.0942 | 0.021275 | 0 | 0 | 0 | 0
7579 | 792.0311 | 5631 | 235 | 8 | 23 | 119.0476 | 0 | 0 | 657.1429 | 15.8406 | 792.0311 | 787.8942 | 4.1369 | 787.9155 | 4.0942 | 0.021275 | 0 | 0 | 0 | 0
7580 | 792.0311 | 5632 | 235 | 8 | 23 | 119.0476 | 0 | 0 | 657.1429 | 15.8406 | 792.0311 | 787.8942 | 4.1369 | 787.9155 | 4.0942 | 0.021275 | 0 | 0 | 0 | 0
7581 | 792.0311 | 5650 | 236 | 8 | 24 | 119.0476 | 0 | 0 | 657.1429 | 15.8406 | 792.0311 | 787.8942 | 4.1369 | 787.9155 | 4.0942 | 0.021275 | 0 | 0 | 0 | 0
7582 | 792.0311 | 5651 | 236 | 8 | 24 | 119.0476 | 0 | 0 | 657.1429 | 15.8406 | 792.0311 | 787.8942 | 4.1369 | 787.9155 | 4.0942 | 0.021275 | 0 | 0 | 0 | 0
7583 | 792.0311 | 5652 | 236 | 8 | 24 | 119.0476 | 0 | 0 | 657.1429 | 15.8406 | 792.0311 | 787.8942 | 4.1369 | 787.9155 | 4.0942 | 0.021275 | 0 | 0 | 0 | 0
7584 | 792.0311 | 5653 | 236 | 8 | 24 | 119.0476 | 0 | 0 | 657.1429 | 15.8406 | 792.0311 | 787.8942 | 4.1369 | 787.9155 | 4.0942 | 0.021275 | 0 | 0 | 0 | 0
7585 | 792.0311 | 5654 | 236 | 8 | 24 | 119.0476 | 0 | 0 | 657.1429 | 15.8406 | 792.0311 | 787.8942 | 4.1369 | 787.9155 | 4.0942 | 0.021275 | 0 | 0 | 0 | 0
7586 | 792.0311 | 5655 | 236 | 8 | 24 | 119.0476 | 0 | 0 | 657.1429 | 15.8406 | 792.0311 | 787.8942 | 4.1369 | 787.9155 | 4.0942 | 0.021275 | 0 | 0 | 0 | 0
7587 | 792.0311 | 5656 | 236 | 8 | 24 | 119.0476 | 0 | 0 | 657.1429 | 15.8406 | 792.0311 | 787.8942 | 4.1369 | 787.9155 | 4.0942 | 0.021275 | 0 | 0 | 0 | 0
7588 | 792.0311 | 5674 | 237 | 8 | 25 | 119.0476 | 0 | 0 | 657.1429 | 15.8406 | 792.0311 | 787.8942 | 4.1369 | 787.9155 | 4.0942 | 0.021275 | 0 | 0 | 0 | 0
7589 | 792.0311 | 5675 | 237 | 8 | 25 | 119.0476 | 0 | 0 | 657.1429 | 15.8406 | 792.0311 | 787.8942 | 4.1369 | 787.9155 | 4.0942 | 0.021275 | 0 | 0 | 0 | 0
7590 | 792.0311 | 5676 | 237 | 8 | 25 | 119.0476 | 0 | 0 | 657.1429 | 15.8406 | 792.0311 | 787.8942 | 4.1369 | 787.9155 | 4.0942 | 0.021275 | 0 | 0 | 0 | 0
7591 | 792.0311 | 5677 | 237 | 8 | 25 | 119.0476 | 0 | 0 | 657.1429 | 15.8406 | 792.0311 | 787.8942 | 4.1369 | 787.9155 | 4.0942 | 0.021275 | 0 | 0 | 0 | 0
7592 | 792.0311 | 5678 | 237 | 8 | 25 | 119.0476 | 0 | 0 | 657.1429 | 15.8406 | 792.0311 | 787.8942 | 4.1369 | 787.9155 | 4.0942 | 0.021275 | 0 | 0 | 0 | 0
7593 | 792.0311 | 5679 | 237 | 8 | 25 | 119.0476 | 0 | 0 | 657.1429 | 15.8406 | 792.0311 | 787.8942 | 4.1369 | 787.9155 | 4.0942 | 0.021275 | 0 | 0 | 0 | 0
7594 | 792.0311 | 5680 | 237 | 8 | 25 | 119.0476 | 0 | 0 | 657.1429 | 15.8406 | 792.0311 | 787.8942 | 4.1369 | 787.9155 | 4.0942 | 0.021275 | 0 | 0 | 0 | 0
7595 | 792.0311 | 5698 | 238 | 8 | 26 | 119.0476 | 0 | 0 | 657.1429 | 15.8406 | 792.0311 | 787.8942 | 4.1369 | 787.9155 | 4.0942 | 0.021275 | 0 | 0 | 0 | 0
7596 | 792.0311 | 5699 | 238 | 8 | 26 | 119.0476 | 0 | 0 | 657.1429 | 15.8406 | 792.0311 | 787.8942 | 4.1369 | 787.9155 | 4.0942 | 0.021275 | 0 | 0 | 0 | 0
7597 | 792.0311 | 5700 | 238 | 8 | 26 | 119.0476 | 0 | 0 | 657.1429 | 15.8406 | 792.0311 | 787.8942 | 4.1369 | 787.9155 | 4.0942 | 0.021275 | 0 | 0 | 0 | 0
7598 | 792.0311 | 5701 | 238 | 8 | 26 | 119.0476 | 0 | 0 | 657.1429 | 15.8406 | 792.0311 | 787.8942 | 4.1369 | 787.9155 | 4.0942 | 0.021275 | 0 | 0 | 0 | 0
7599 | 792.0311 | 5702 | 238 | 8 | 26 | 119.0476 | 0 | 0 | 657.1429 | 15.8406 | 792.0311 | 787.8942 | 4.1369 | 787.9155 | 4.0942 | 0.021275 | 0 | 0 | 0 | 0
7600 | 792.0311 | 5703 | 238 | 8 | 26 | 119.0476 | 0 | 0 | 657.1429 | 15.8406 | 792.0311 | 787.8942 | 4.1369 | 787.9155 | 4.0942 | 0.021275 | 0 | 0 | 0 | 0
7601 | 792.0311 | 5704 | 238 | 8 | 26 | 119.0476 | 0 | 0 | 657.1429 | 15.8406 | 792.0311 | 787.8942 | 4.1369 | 787.9155 | 4.0942 | 0.021275 | 0 | 0 | 0 | 0
7602 | 792.0311 | 5722 | 239 | 8 | 27 | 119.0476 | 0 | 0 | 657.1429 | 15.8406 | 792.0311 | 787.8942 | 4.1369 | 787.9155 | 4.0942 | 0.021275 | 0 | 0 | 0 | 0
7603 | 792.0311 | 5723 | 239 | 8 | 27 | 119.0476 | 0 | 0 | 657.1429 | 15.8406 | 792.0311 | 787.8942 | 4.1369 | 787.9155 | 4.0942 | 0.021275 | 0 | 0 | 0 | 0
7604 | 792.0311 | 5724 | 239 | 8 | 27 | 119.0476 | 0 | 0 | 657.1429 | 15.8406 | 792.0311 | 787.8942 | 4.1369 | 787.9155 | 4.0942 | 0.021275 | 0 | 0 | 0 | 0
7605 | 792.0311 | 5725 | 239 | 8 | 27 | 119.0476 | 0 | 0 | 657.1429 | 15.8406 | 792.0311 | 787.8942 | 4.1369 | 787.9155 | 4.0942 | 0.021275 | 0 | 0 | 0 | 0
7606 | 792.0311 | 5726 | 239 | 8 | 27 | 119.0476 | 0 | 0 | 657.1429 | 15.8406 | 792.0311 | 787.8942 | 4.1369 | 787.9155 | 4.0942 | 0.021275 | 0 | 0 | 0 | 0
7607 | 792.0311 | 5727 | 239 | 8 | 27 | 119.0476 | 0 | 0 | 657.1429 | 15.8406 | 792.0311 | 787.8942 | 4.1369 | 787.9155 | 4.0942 | 0.021275 | 0 | 0 | 0 | 0
7608 | 792.0311 | 5728 | 239 | 8 | 27 | 119.0476 | 0 | 0 | 657.1429 | 15.8406 | 792.0311 | 787.8942 | 4.1369 | 787.9155 | 4.0942 | 0.021275 | 0 | 0 | 0 | 0
7609 | 792.0311 | 5746 | 240 | 8 | 28 | 119.0476 | 0 | 0 | 657.1429 | 15.8406 | 792.0311 | 787.8942 | 4.1369 | 787.9155 | 4.0942 | 0.021275 | 0 | 0 | 0 | 0
7610 | 792.0311 | 5747 | 240 | 8 | 28 | 119.0476 | 0 | 0 | 657.1429 | 15.8406 | 792.0311 | 787.8942 | 4.1369 | 787.9155 | 4.0942 | 0.021275 | 0 | 0 | 0 | 0
7611 | 792.0311 | 5748 | 240 | 8 | 28 | 119.0476 | 0 | 0 | 657.1429 | 15.8406 | 792.0311 | 787.8942 | 4.1369 | 787.9155 | 4.0942 | 0.021275 | 0 | 0 | 0 | 0
7612 | 792.0311 | 5749 | 240 | 8 | 28 | 119.0476 | 0 | 0 | 657.1429 | 15.8406 | 792.0311 | 787.8942 | 4.1369 | 787.9155 | 4.0942 | 0.021275 | 0 | 0 | 0 | 0
7613 | 792.0311 | 5750 | 240 | 8 | 28 | 119.0476 | 0 | 0 | 657.1429 | 15.8406 | 792.0311 | 787.8942 | 4.1369 | 787.9155 | 4.0942 | 0.021275 | 0 | 0 | 0 | 0
7614 | 792.0311 | 5751 | 240 | 8 | 28 | 119.0476 | 0 | 0 | 657.1429 | 15.8406 | 792.0311 | 787.8942 | 4.1369 | 787.9155 | 4.0942 | 0.021275 | 0 | 0 | 0 | 0
7615 | 792.0311 | 5752 | 240 | 8 | 28 | 119.0476 | 0 | 0 | 657.1429 | 15.8406 | 792.0311 | 787.8942 | 4.1369 | 787.9155 | 4.0942 | 0.021275 | 0 | 0 | 0 | 0
7616 | 792.0311 | 5770 | 241 | 8 | 29 | 119.0476 | 0 | 0 | 657.1429 | 15.8406 | 792.0311 | 787.8942 | 4.1369 | 787.9155 | 4.0942 | 0.021275 | 0 | 0 | 0 | 0
7617 | 792.0311 | 5771 | 241 | 8 | 29 | 119.0476 | 0 | 0 | 657.1429 | 15.8406 | 792.0311 | 787.8942 | 4.1369 | 787.9155 | 4.0942 | 0.021275 | 0 | 0 | 0 | 0
7618 | 792.0311 | 5772 | 241 | 8 | 29 | 119.0476 | 0 | 0 | 657.1429 | 15.8406 | 792.0311 | 787.8942 | 4.1369 | 787.9155 | 4.0942 | 0.021275 | 0 | 0 | 0 | 0
7619 | 792.0311 | 5773 | 241 | 8 | 29 | 119.0476 | 0 | 0 | 657.1429 | 15.8406 | 792.0311 | 787.8942 | 4.1369 | 787.9155 | 4.0942 | 0.021275 | 0 | 0 | 0 | 0
7620 | 792.0311 | 5774 | 241 | 8 | 29 | 119.0476 | 0 | 0 | 657.1429 | 15.8406 | 792.0311 | 787.8942 | 4.1369 | 787.9155 | 4.0942 | 0.021275 | 0 | 0 | 0 | 0
7621 | 792.0311 | 5775 | 241 | 8 | 29 | 119.0476 | 0 | 0 | 657.1429 | 15.8406 | 792.0311 | 787.8942 | 4.1369 | 787.9155 | 4.0942 | 0.021275 | 0 | 0 | 0 | 0
7622 | 792.0311 | 5776 | 241 | 8 | 29 | 119.0476 | 0 | 0 | 657.1429 | 15.8406 | 792.0311 | 787.8942 | 4.1369 | 787.9155 | 4.0942 | 0.021275 | 0 | 0 | 0 | 0
7623 | 792.0311 | 5794 | 242 | 8 | 30 | 119.0476 | 0 | 0 | 657.1429 | 15.8406 | 792.0311 | 787.8942 | 4.1369 | 787.9155 | 4.0942 | 0.021275 | 0 | 0 | 0 | 0
7624 | 792.0311 | 5795 | 242 | 8 | 30 | 119.0476 | 0 | 0 | 657.1429 | 15.8406 | 792.0311 | 787.8942 | 4.1369 | 787.9155 | 4.0942 | 0.021275 | 0 | 0 | 0 | 0
7625 | 792.0311 | 5796 | 242 | 8 | 30 | 119.0476 | 0 | 0 | 657.1429 | 15.8406 | 792.0311 | 787.8942 | 4.1369 | 787.9155 | 4.0942 | 0.021275 | 0 | 0 | 0 | 0
7626 | 792.0311 | 5797 | 242 | 8 | 30 | 119.0476 | 0 | 0 | 657.1429 | 15.8406 | 792.0311 | 787.8942 | 4.1369 | 787.9155 | 4.0942 | 0.021275 | 0 | 0 | 0 | 0
7627 | 792.0311 | 5798 | 242 | 8 | 30 | 119.0476 | 0 | 0 | 657.1429 | 15.8406 | 792.0311 | 787.8942 | 4.1369 | 787.9155 | 4.0942 | 0.021275 | 0 | 0 | 0 | 0
7628 | 792.0311 | 5799 | 242 | 8 | 30 | 119.0476 | 0 | 0 | 657.1429 | 15.8406 | 792.0311 | 787.8942 | 4.1369 | 787.9155 | 4.0942 | 0.021275 | 0 | 0 | 0 | 0
7629 | 792.0311 | 5800 | 242 | 8 | 30 | 119.0476 | 0 | 0 | 657.1429 | 15.8406 | 792.0311 | 787.8942 | 4.1369 | 787.9155 | 4.0942 | 0.021275 | 0 | 0 | 0 | 0
7630 | 792.0311 | 5818 | 243 | 8 | 31 | 119.0476 | 0 | 0 | 657.1429 | 15.8406 | 792.0311 | 787.8942 | 4.1369 | 787.9155 | 4.0942 | 0.021275 | 0 | 0 | 0 | 0
7631 | 792.0311 | 5819 | 243 | 8 | 31 | 119.0476 | 0 | 0 | 657.1429 | 15.8406 | 792.0311 | 787.8942 | 4.1369 | 787.9155 | 4.0942 | 0.021275 | 0 | 0 | 0 | 0
7632 | 792.0311 | 5820 | 243 | 8 | 31 | 119.0476 | 0 | 0 | 657.1429 | 15.8406 | 792.0311 | 787.8942 | 4.1369 | 787.9155 | 4.0942 | 0.021275 | 0 | 0 | 0 | 0
7633 | 792.0311 | 5821 | 243 | 8 | 31 | 119.0476 | 0 | 0 | 657.1429 | 15.8406 | 792.0311 | 787.8942 | 4.1369 | 787.9155 | 4.0942 | 0.021275 | 0 | 0 | 0 | 0
7634 | 792.0311 | 5822 | 243 | 8 | 31 | 119.0476 | 0 | 0 | 657.1429 | 15.8406 | 792.0311 | 787.8942 | 4.1369 | 787.9155 | 4.0942 | 0.021275 | 0 | 0 | 0 | 0
7635 | 792.0311 | 5823 | 243 | 8 | 31 | 119.0476 | 0 | 0 | 657.1429 | 15.8406 | 792.0311 | 787.8942 | 4.1369 | 787.9155 | 4.0942 | 0.021275 | 0 | 0 | 0 | 0
7636 | 792.0311 | 5824 | 243 | 8 | 31 | 119.0476 | 0 | 0 | 657.1429 | 15.8406 | 792.0311 | 787.8942 | 4.1369 | 787.9155 | 4.0942 | 0.021275 | 0 | 0 | 0 | 0
7637 | 759.2323 | 3642 | 152 | 6 | 1 | 119.0476 | 625 | 0 | 0 | 15.1846 | 759.2323 | 755.2667 | 3.9656 | 755.2871 | 3.9247 | 0.020394 | 0 | 0 | 0 | 0
7638 | 759.2323 | 3646 | 152 | 6 | 1 | 119.0476 | 625 | 0 | 0 | 15.1846 | 759.2323 | 755.2667 | 3.9656 | 755.2871 | 3.9247 | 0.020394 | 0 | 0 | 0 | 0
7639 | 759.2323 | 3666 | 153 | 6 | 2 | 119.0476 | 625 | 0 | 0 | 15.1846 | 759.2323 | 755.2667 | 3.9656 | 755.2871 | 3.9247 | 0.020394 | 0 | 0 | 0 | 0
7640 | 759.2323 | 3670 | 153 | 6 | 2 | 119.0476 | 625 | 0 | 0 | 15.1846 | 759.2323 | 755.2667 | 3.9656 | 755.2871 | 3.9247 | 0.020394 | 0 | 0 | 0 | 0
7641 | 759.2323 | 3690 | 154 | 6 | 3 | 119.0476 | 625 | 0 | 0 | 15.1846 | 759.2323 | 755.2667 | 3.9656 | 755.2871 | 3.9247 | 0.020394 | 0 | 0 | 0 | 0
7642 | 759.2323 | 3694 | 154 | 6 | 3 | 119.0476 | 625 | 0 | 0 | 15.1846 | 759.2323 | 755.2667 | 3.9656 | 755.2871 | 3.9247 | 0.020394 | 0 | 0 | 0 | 0
7643 | 759.2323 | 3714 | 155 | 6 | 4 | 119.0476 | 625 | 0 | 0 | 15.1846 | 759.2323 | 755.2667 | 3.9656 | 755.2871 | 3.9247 | 0.020394 | 0 | 0 | 0 | 0
7644 | 759.2323 | 3718 | 155 | 6 | 4 | 119.0476 | 625 | 0 | 0 | 15.1846 | 759.2323 | 755.2667 | 3.9656 | 755.2871 | 3.9247 | 0.020394 | 0 | 0 | 0 | 0
7645 | 759.2323 | 3738 | 156 | 6 | 5 | 119.0476 | 625 | 0 | 0 | 15.1846 | 759.2323 | 755.2667 | 3.9656 | 755.2871 | 3.9247 | 0.020394 | 0 | 0 | 0 | 0
7646 | 759.2323 | 3742 | 156 | 6 | 5 | 119.0476 | 625 | 0 | 0 | 15.1846 | 759.2323 | 755.2667 | 3.9656 | 755.2871 | 3.9247 | 0.020394 | 0 | 0 | 0 | 0
7647 | 759.2323 | 3762 | 157 | 6 | 6 | 119.0476 | 625 | 0 | 0 | 15.1846 | 759.2323 | 755.2667 | 3.9656 | 755.2871 | 3.9247 | 0.020394 | 0 | 0 | 0 | 0
7648 | 759.2323 | 3766 | 157 | 6 | 6 | 119.0476 | 625 | 0 | 0 | 15.1846 | 759.2323 | 755.2667 | 3.9656 | 755.2871 | 3.9247 | 0.020394 | 0 | 0 | 0 | 0
7649 | 759.2323 | 3786 | 158 | 6 | 7 | 119.0476 | 625 | 0 | 0 | 15.1846 | 759.2323 | 755.2667 | 3.9656 | 755.2871 | 3.9247 | 0.020394 | 0 | 0 | 0 | 0
7650 | 759.2323 | 3790 | 158 | 6 | 7 | 119.0476 | 625 | 0 | 0 | 15.1846 | 759.2323 | 755.2667 | 3.9656 | 755.2871 | 3.9247 | 0.020394 | 0 | 0 | 0 | 0
7651 | 759.2323 | 3810 | 159 | 6 | 8 | 119.0476 | 625 | 0 | 0 | 15.1846 | 759.2323 | 755.2667 | 3.9656 | 755.2871 | 3.9247 | 0.020394 | 0 | 0 | 0 | 0
7652 | 759.2323 | 3814 | 159 | 6 | 8 | 119.0476 | 625 | 0 | 0 | 15.1846 | 759.2323 | 755.2667 | 3.9656 | 755.2871 | 3.9247 | 0.020394 | 0 | 0 | 0 | 0
7653 | 759.2323 | 3834 | 160 | 6 | 9 | 119.0476 | 625 | 0 | 0 | 15.1846 | 759.2323 | 755.2667 | 3.9656 | 755.2871 | 3.9247 | 0.020394 | 0 | 0 | 0 | 0
7654 | 759.2323 | 3838 | 160 | 6 | 9 | 119.0476 | 625 | 0 | 0 | 15.1846 | 759.2323 | 755.2667 | 3.9656 | 755.2871 | 3.9247 | 0.020394 | 0 | 0 | 0 | 0
7655 | 759.2323 | 3858 | 161 | 6 | 10 | 119.0476 | 625 | 0 | 0 | 15.1846 | 759.2323 | 755.2667 | 3.9656 | 755.2871 | 3.9247 | 0.020394 | 0 | 0 | 0 | 0
7656 | 759.2323 | 3862 | 161 | 6 | 10 | 119.0476 | 625 | 0 | 0 | 15.1846 | 759.2323 | 755.2667 | 3.9656 | 755.2871 | 3.9247 | 0.020394 | 0 | 0 | 0 | 0
7657 | 759.2323 | 3882 | 162 | 6 | 11 | 119.0476 | 625 | 0 | 0 | 15.1846 | 759.2323 | 755.2667 | 3.9656 | 755.2871 | 3.9247 | 0.020394 | 0 | 0 | 0 | 0
7658 | 759.2323 | 3886 | 162 | 6 | 11 | 119.0476 | 625 | 0 | 0 | 15.1846 | 759.2323 | 755.2667 | 3.9656 | 755.2871 | 3.9247 | 0.020394 | 0 | 0 | 0 | 0
7659 | 759.2323 | 3906 | 163 | 6 | 12 | 119.0476 | 625 | 0 | 0 | 15.1846 | 759.2323 | 755.2667 | 3.9656 | 755.2871 | 3.9247 | 0.020394 | 0 | 0 | 0 | 0
7660 | 759.2323 | 3910 | 163 | 6 | 12 | 119.0476 | 625 | 0 | 0 | 15.1846 | 759.2323 | 755.2667 | 3.9656 | 755.2871 | 3.9247 | 0.020394 | 0 | 0 | 0 | 0
7661 | 759.2323 | 3930 | 164 | 6 | 13 | 119.0476 | 625 | 0 | 0 | 15.1846 | 759.2323 | 755.2667 | 3.9656 | 755.2871 | 3.9247 | 0.020394 | 0 | 0 | 0 | 0
7662 | 759.2323 | 3934 | 164 | 6 | 13 | 119.0476 | 625 | 0 | 0 | 15.1846 | 759.2323 | 755.2667 | 3.9656 | 755.2871 | 3.9247 | 0.020394 | 0 | 0 | 0 | 0
7663 | 759.2323 | 3954 | 165 | 6 | 14 | 119.0476 | 625 | 0 | 0 | 15.1846 | 759.2323 | 755.2667 | 3.9656 | 755.2871 | 3.9247 | 0.020394 | 0 | 0 | 0 | 0
7664 | 759.2323 | 3958 | 165 | 6 | 14 | 119.0476 | 625 | 0 | 0 | 15.1846 | 759.2323 | 755.2667 | 3.9656 | 755.2871 | 3.9247 | 0.020394 | 0 | 0 | 0 | 0
7665 | 759.2323 | 3978 | 166 | 6 | 15 | 119.0476 | 625 | 0 | 0 | 15.1846 | 759.2323 | 755.2667 | 3.9656 | 755.2871 | 3.9247 | 0.020394 | 0 | 0 | 0 | 0
7666 | 759.2323 | 3982 | 166 | 6 | 15 | 119.0476 | 625 | 0 | 0 | 15.1846 | 759.2323 | 755.2667 | 3.9656 | 755.2871 | 3.9247 | 0.020394 | 0 | 0 | 0 | 0
7667 | 759.2323 | 4002 | 167 | 6 | 16 | 119.0476 | 625 | 0 | 0 | 15.1846 | 759.2323 | 755.2667 | 3.9656 | 755.2871 | 3.9247 | 0.020394 | 0 | 0 | 0 | 0
7668 | 759.2323 | 4006 | 167 | 6 | 16 | 119.0476 | 625 | 0 | 0 | 15.1846 | 759.2323 | 755.2667 | 3.9656 | 755.2871 | 3.9247 | 0.020394 | 0 | 0 | 0 | 0
7669 | 759.2323 | 4026 | 168 | 6 | 17 | 119.0476 | 625 | 0 | 0 | 15.1846 | 759.2323 | 755.2667 | 3.9656 | 755.2871 | 3.9247 | 0.020394 | 0 | 0 | 0 | 0
7670 | 759.2323 | 4030 | 168 | 6 | 17 | 119.0476 | 625 | 0 | 0 | 15.1846 | 759.2323 | 755.2667 | 3.9656 | 755.2871 | 3.9247 | 0.020394 | 0 | 0 | 0 | 0
7671 | 759.2323 | 4050 | 169 | 6 | 18 | 119.0476 | 625 | 0 | 0 | 15.1846 | 759.2323 | 755.2667 | 3.9656 | 755.2871 | 3.9247 | 0.020394 | 0 | 0 | 0 | 0
7672 | 759.2323 | 4054 | 169 | 6 | 18 | 119.0476 | 625 | 0 | 0 | 15.1846 | 759.2323 | 755.2667 | 3.9656 | 755.2871 | 3.9247 | 0.020394 | 0 | 0 | 0 | 0
7673 | 759.2323 | 4074 | 170 | 6 | 19 | 119.0476 | 625 | 0 | 0 | 15.1846 | 759.2323 | 755.2667 | 3.9656 | 755.2871 | 3.9247 | 0.020394 | 0 | 0 | 0 | 0
7674 | 759.2323 | 4078 | 170 | 6 | 19 | 119.0476 | 625 | 0 | 0 | 15.1846 | 759.2323 | 755.2667 | 3.9656 | 755.2871 | 3.9247 | 0.020394 | 0 | 0 | 0 | 0
7675 | 759.2323 | 4098 | 171 | 6 | 20 | 119.0476 | 625 | 0 | 0 | 15.1846 | 759.2323 | 755.2667 | 3.9656 | 755.2871 | 3.9247 | 0.020394 | 0 | 0 | 0 | 0
7676 | 759.2323 | 4102 | 171 | 6 | 20 | 119.0476 | 625 | 0 | 0 | 15.1846 | 759.2323 | 755.2667 | 3.9656 | 755.2871 | 3.9247 | 0.020394 | 0 | 0 | 0 | 0
7677 | 759.2323 | 4122 | 172 | 6 | 21 | 119.0476 | 625 | 0 | 0 | 15.1846 | 759.2323 | 755.2667 | 3.9656 | 755.2871 | 3.9247 | 0.020394 | 0 | 0 | 0 | 0
7678 | 759.2323 | 4126 | 172 | 6 | 21 | 119.0476 | 625 | 0 | 0 | 15.1846 | 759.2323 | 755.2667 | 3.9656 | 755.2871 | 3.9247 | 0.020394 | 0 | 0 | 0 | 0
7679 | 759.2323 | 4146 | 173 | 6 | 22 | 119.0476 | 625 | 0 | 0 | 15.1846 | 759.2323 | 755.2667 | 3.9656 | 755.2871 | 3.9247 | 0.020394 | 0 | 0 | 0 | 0
7680 | 759.2323 | 4150 | 173 | 6 | 22 | 119.0476 | 625 | 0 | 0 | 15.1846 | 759.2323 | 755.2667 | 3.9656 | 755.2871 | 3.9247 | 0.020394 | 0 | 0 | 0 | 0
7681 | 759.2323 | 4170 | 174 | 6 | 23 | 119.0476 | 625 | 0 | 0 | 15.1846 | 759.2323 | 755.2667 | 3.9656 | 755.2871 | 3.9247 | 0.020394 | 0 | 0 | 0 | 0
7682 | 759.2323 | 4174 | 174 | 6 | 23 | 119.0476 | 625 | 0 | 0 | 15.1846 | 759.2323 | 755.2667 | 3.9656 | 755.2871 | 3.9247 | 0.020394 | 0 | 0 | 0 | 0
7683 | 759.2323 | 4194 | 175 | 6 | 24 | 119.0476 | 625 | 0 | 0 | 15.1846 | 759.2323 | 755.2667 | 3.9656 | 755.2871 | 3.9247 | 0.020394 | 0 | 0 | 0 | 0
7684 | 759.2323 | 4198 | 175 | 6 | 24 | 119.0476 | 625 | 0 | 0 | 15.1846 | 759.2323 | 755.2667 | 3.9656 | 755.2871 | 3.9247 | 0.020394 | 0 | 0 | 0 | 0
7685 | 759.2323 | 4218 | 176 | 6 | 25 | 119.0476 | 625 | 0 | 0 | 15.1846 | 759.2323 | 755.2667 | 3.9656 | 755.2871 | 3.9247 | 0.020394 | 0 | 0 | 0 | 0
7686 | 759.2323 | 4222 | 176 | 6 | 25 | 119.0476 | 625 | 0 | 0 | 15.1846 | 759.2323 | 755.2667 | 3.9656 | 755.2871 | 3.9247 | 0.020394 | 0 | 0 | 0 | 0
7687 | 759.2323 | 4242 | 177 | 6 | 26 | 119.0476 | 625 | 0 | 0 | 15.1846 | 759.2323 | 755.2667 | 3.9656 | 755.2871 | 3.9247 | 0.020394 | 0 | 0 | 0 | 0
7688 | 759.2323 | 4246 | 177 | 6 | 26 | 119.0476 | 625 | 0 | 0 | 15.1846 | 759.2323 | 755.2667 | 3.9656 | 755.2871 | 3.9247 | 0.020394 | 0 | 0 | 0 | 0
7689 | 759.2323 | 4266 | 178 | 6 | 27 | 119.0476 | 625 | 0 | 0 | 15.1846 | 759.2323 | 755.2667 | 3.9656 | 755.2871 | 3.9247 | 0.020394 | 0 | 0 | 0 | 0
7690 | 759.2323 | 4270 | 178 | 6 | 27 | 119.0476 | 625 | 0 | 0 | 15.1846 | 759.2323 | 755.2667 | 3.9656 | 755.2871 | 3.9247 | 0.020394 | 0 | 0 | 0 | 0
7691 | 759.2323 | 4290 | 179 | 6 | 28 | 119.0476 | 625 | 0 | 0 | 15.1846 | 759.2323 | 755.2667 | 3.9656 | 755.2871 | 3.9247 | 0.020394 | 0 | 0 | 0 | 0
7692 | 759.2323 | 4294 | 179 | 6 | 28 | 119.0476 | 625 | 0 | 0 | 15.1846 | 759.2323 | 755.2667 | 3.9656 | 755.2871 | 3.9247 | 0.020394 | 0 | 0 | 0 | 0
7693 | 759.2323 | 4314 | 180 | 6 | 29 | 119.0476 | 625 | 0 | 0 | 15.1846 | 759.2323 | 755.2667 | 3.9656 | 755.2871 | 3.9247 | 0.020394 | 0 | 0 | 0 | 0
7694 | 759.2323 | 4318 | 180 | 6 | 29 | 119.0476 | 625 | 0 | 0 | 15.1846 | 759.2323 | 755.2667 | 3.9656 | 755.2871 | 3.9247 | 0.020394 | 0 | 0 | 0 | 0
7695 | 759.2323 | 4338 | 181 | 6 | 30 | 119.0476 | 625 | 0 | 0 | 15.1846 | 759.2323 | 755.2667 | 3.9656 | 755.2871 | 3.9247 | 0.020394 | 0 | 0 | 0 | 0
7696 | 759.2323 | 4342 | 181 | 6 | 30 | 119.0476 | 625 | 0 | 0 | 15.1846 | 759.2323 | 755.2667 | 3.9656 | 755.2871 | 3.9247 | 0.020394 | 0 | 0 | 0 | 0
7697 | 607.3858 | 5832 | 244 | 9 | 1 | 595.2381 | 0 | 0 | 0 | 12.1477 | 607.3858 | 604.2133 | 3.1725 | 604.2296 | 3.1398 | 0.016315 | 0 | 0 | 0 | 0
7698 | 607.3858 | 5833 | 244 | 9 | 1 | 595.2381 | 0 | 0 | 0 | 12.1477 | 607.3858 | 604.2133 | 3.1725 | 604.2296 | 3.1398 | 0.016315 | 0 | 0 | 0 | 0
7699 | 607.3858 | 5834 | 244 | 9 | 1 | 595.2381 | 0 | 0 | 0 | 12.1477 | 607.3858 | 604.2133 | 3.1725 | 604.2296 | 3.1398 | 0.016315 | 0 | 0 | 0 | 0
7700 | 607.3858 | 5835 | 244 | 9 | 1 | 595.2381 | 0 | 0 | 0 | 12.1477 | 607.3858 | 604.2133 | 3.1725 | 604.2296 | 3.1398 | 0.016315 | 0 | 0 | 0 | 0
7701 | 607.3858 | 5836 | 244 | 9 | 1 | 595.2381 | 0 | 0 | 0 | 12.1477 | 607.3858 | 604.2133 | 3.1725 | 604.2296 | 3.1398 | 0.016315 | 0 | 0 | 0 | 0
7702 | 607.3858 | 5849 | 244 | 9 | 1 | 595.2381 | 0 | 0 | 0 | 12.1477 | 607.3858 | 604.2133 | 3.1725 | 604.2296 | 3.1398 | 0.016315 | 0 | 0 | 0 | 0
7703 | 607.3858 | 5855 | 244 | 9 | 2 | 595.2381 | 0 | 0 | 0 | 12.1477 | 607.3858 | 604.2133 | 3.1725 | 604.2296 | 3.1398 | 0.016315 | 0 | 0 | 0 | 0
7704 | 607.3858 | 5856 | 245 | 9 | 2 | 595.2381 | 0 | 0 | 0 | 12.1477 | 607.3858 | 604.2133 | 3.1725 | 604.2296 | 3.1398 | 0.016315 | 0 | 0 | 0 | 0
7705 | 607.3858 | 5857 | 245 | 9 | 2 | 595.2381 | 0 | 0 | 0 | 12.1477 | 607.3858 | 604.2133 | 3.1725 | 604.2296 | 3.1398 | 0.016315 | 0 | 0 | 0 | 0
7706 | 607.3858 | 5858 | 245 | 9 | 2 | 595.2381 | 0 | 0 | 0 | 12.1477 | 607.3858 | 604.2133 | 3.1725 | 604.2296 | 3.1398 | 0.016315 | 0 | 0 | 0 | 0
7707 | 607.3858 | 5859 | 245 | 9 | 2 | 595.2381 | 0 | 0 | 0 | 12.1477 | 607.3858 | 604.2133 | 3.1725 | 604.2296 | 3.1398 | 0.016315 | 0 | 0 | 0 | 0
7708 | 607.3858 | 5860 | 245 | 9 | 2 | 595.2381 | 0 | 0 | 0 | 12.1477 | 607.3858 | 604.2133 | 3.1725 | 604.2296 | 3.1398 | 0.016315 | 0 | 0 | 0 | 0
7709 | 607.3858 | 5873 | 245 | 9 | 2 | 595.2381 | 0 | 0 | 0 | 12.1477 | 607.3858 | 604.2133 | 3.1725 | 604.2296 | 3.1398 | 0.016315 | 0 | 0 | 0 | 0
7710 | 607.3858 | 5879 | 245 | 9 | 3 | 595.2381 | 0 | 0 | 0 | 12.1477 | 607.3858 | 604.2133 | 3.1725 | 604.2296 | 3.1398 | 0.016315 | 0 | 0 | 0 | 0
7711 | 607.3858 | 5880 | 246 | 9 | 3 | 595.2381 | 0 | 0 | 0 | 12.1477 | 607.3858 | 604.2133 | 3.1725 | 604.2296 | 3.1398 | 0.016315 | 0 | 0 | 0 | 0
7712 | 607.3858 | 5881 | 246 | 9 | 3 | 595.2381 | 0 | 0 | 0 | 12.1477 | 607.3858 | 604.2133 | 3.1725 | 604.2296 | 3.1398 | 0.016315 | 0 | 0 | 0 | 0
7713 | 607.3858 | 5882 | 246 | 9 | 3 | 595.2381 | 0 | 0 | 0 | 12.1477 | 607.3858 | 604.2133 | 3.1725 | 604.2296 | 3.1398 | 0.016315 | 0 | 0 | 0 | 0
7714 | 607.3858 | 5883 | 246 | 9 | 3 | 595.2381 | 0 | 0 | 0 | 12.1477 | 607.3858 | 604.2133 | 3.1725 | 604.2296 | 3.1398 | 0.016315 | 0 | 0 | 0 | 0
7715 | 607.3858 | 5884 | 246 | 9 | 3 | 595.2381 | 0 | 0 | 0 | 12.1477 | 607.3858 | 604.2133 | 3.1725 | 604.2296 | 3.1398 | 0.016315 | 0 | 0 | 0 | 0
7716 | 607.3858 | 5897 | 246 | 9 | 3 | 595.2381 | 0 | 0 | 0 | 12.1477 | 607.3858 | 604.2133 | 3.1725 | 604.2296 | 3.1398 | 0.016315 | 0 | 0 | 0 | 0
7717 | 607.3858 | 5903 | 246 | 9 | 4 | 595.2381 | 0 | 0 | 0 | 12.1477 | 607.3858 | 604.2133 | 3.1725 | 604.2296 | 3.1398 | 0.016315 | 0 | 0 | 0 | 0
7718 | 607.3858 | 5904 | 247 | 9 | 4 | 595.2381 | 0 | 0 | 0 | 12.1477 | 607.3858 | 604.2133 | 3.1725 | 604.2296 | 3.1398 | 0.016315 | 0 | 0 | 0 | 0
7719 | 607.3858 | 5905 | 247 | 9 | 4 | 595.2381 | 0 | 0 | 0 | 12.1477 | 607.3858 | 604.2133 | 3.1725 | 604.2296 | 3.1398 | 0.016315 | 0 | 0 | 0 | 0
7720 | 607.3858 | 5906 | 247 | 9 | 4 | 595.2381 | 0 | 0 | 0 | 12.1477 | 607.3858 | 604.2133 | 3.1725 | 604.2296 | 3.1398 | 0.016315 | 0 | 0 | 0 | 0
7721 | 607.3858 | 5907 | 247 | 9 | 4 | 595.2381 | 0 | 0 | 0 | 12.1477 | 607.3858 | 604.2133 | 3.1725 | 604.2296 | 3.1398 | 0.016315 | 0 | 0 | 0 | 0
7722 | 607.3858 | 5908 | 247 | 9 | 4 | 595.2381 | 0 | 0 | 0 | 12.1477 | 607.3858 | 604.2133 | 3.1725 | 604.2296 | 3.1398 | 0.016315 | 0 | 0 | 0 | 0
7723 | 607.3858 | 5921 | 247 | 9 | 4 | 595.2381 | 0 | 0 | 0 | 12.1477 | 607.3858 | 604.2133 | 3.1725 | 604.2296 | 3.1398 | 0.016315 | 0 | 0 | 0 | 0
7724 | 607.3858 | 5927 | 247 | 9 | 5 | 595.2381 | 0 | 0 | 0 | 12.1477 | 607.3858 | 604.2133 | 3.1725 | 604.2296 | 3.1398 | 0.016315 | 0 | 0 | 0 | 0
7725 | 607.3858 | 5928 | 248 | 9 | 5 | 595.2381 | 0 | 0 | 0 | 12.1477 | 607.3858 | 604.2133 | 3.1725 | 604.2296 | 3.1398 | 0.016315 | 0 | 0 | 0 | 0
7726 | 607.3858 | 5929 | 248 | 9 | 5 | 595.2381 | 0 | 0 | 0 | 12.1477 | 607.3858 | 604.2133 | 3.1725 | 604.2296 | 3.1398 | 0.016315 | 0 | 0 | 0 | 0
7727 | 607.3858 | 5930 | 248 | 9 | 5 | 595.2381 | 0 | 0 | 0 | 12.1477 | 607.3858 | 604.2133 | 3.1725 | 604.2296 | 3.1398 | 0.016315 | 0 | 0 | 0 | 0
7728 | 607.3858 | 5931 | 248 | 9 | 5 | 595.2381 | 0 | 0 | 0 | 12.1477 | 607.3858 | 604.2133 | 3.1725 | 604.2296 | 3.1398 | 0.016315 | 0 | 0 | 0 | 0
7729 | 607.3858 | 5932 | 248 | 9 | 5 | 595.2381 | 0 | 0 | 0 | 12.1477 | 607.3858 | 604.2133 | 3.1725 | 604.2296 | 3.1398 | 0.016315 | 0 | 0 | 0 | 0
7730 | 607.3858 | 5945 | 248 | 9 | 5 | 595.2381 | 0 | 0 | 0 | 12.1477 | 607.3858 | 604.2133 | 3.1725 | 604.2296 | 3.1398 | 0.016315 | 0 | 0 | 0 | 0
7731 | 607.3858 | 5951 | 248 | 9 | 6 | 595.2381 | 0 | 0 | 0 | 12.1477 | 607.3858 | 604.2133 | 3.1725 | 604.2296 | 3.1398 | 0.016315 | 0 | 0 | 0 | 0
7732 | 607.3858 | 5952 | 249 | 9 | 6 | 595.2381 | 0 | 0 | 0 | 12.1477 | 607.3858 | 604.2133 | 3.1725 | 604.2296 | 3.1398 | 0.016315 | 0 | 0 | 0 | 0
7733 | 607.3858 | 5953 | 249 | 9 | 6 | 595.2381 | 0 | 0 | 0 | 12.1477 | 607.3858 | 604.2133 | 3.1725 | 604.2296 | 3.1398 | 0.016315 | 0 | 0 | 0 | 0
7734 | 607.3858 | 5954 | 249 | 9 | 6 | 595.2381 | 0 | 0 | 0 | 12.1477 | 607.3858 | 604.2133 | 3.1725 | 604.2296 | 3.1398 | 0.016315 | 0 | 0 | 0 | 0
7735 | 607.3858 | 5955 | 249 | 9 | 6 | 595.2381 | 0 | 0 | 0 | 12.1477 | 607.3858 | 604.2133 | 3.1725 | 604.2296 | 3.1398 | 0.016315 | 0 | 0 | 0 | 0
7736 | 607.3858 | 5956 | 249 | 9 | 6 | 595.2381 | 0 | 0 | 0 | 12.1477 | 607.3858 | 604.2133 | 3.1725 | 604.2296 | 3.1398 | 0.016315 | 0 | 0 | 0 | 0
7737 | 607.3858 | 5969 | 249 | 9 | 6 | 595.2381 | 0 | 0 | 0 | 12.1477 | 607.3858 | 604.2133 | 3.1725 | 604.2296 | 3.1398 | 0.016315 | 0 | 0 | 0 | 0
7738 | 607.3858 | 5975 | 249 | 9 | 7 | 595.2381 | 0 | 0 | 0 | 12.1477 | 607.3858 | 604.2133 | 3.1725 | 604.2296 | 3.1398 | 0.016315 | 0 | 0 | 0 | 0
7739 | 607.3858 | 5976 | 250 | 9 | 7 | 595.2381 | 0 | 0 | 0 | 12.1477 | 607.3858 | 604.2133 | 3.1725 | 604.2296 | 3.1398 | 0.016315 | 0 | 0 | 0 | 0
7740 | 607.3858 | 5977 | 250 | 9 | 7 | 595.2381 | 0 | 0 | 0 | 12.1477 | 607.3858 | 604.2133 | 3.1725 | 604.2296 | 3.1398 | 0.016315 | 0 | 0 | 0 | 0
7741 | 607.3858 | 5978 | 250 | 9 | 7 | 595.2381 | 0 | 0 | 0 | 12.1477 | 607.3858 | 604.2133 | 3.1725 | 604.2296 | 3.1398 | 0.016315 | 0 | 0 | 0 | 0
7742 | 607.3858 | 5979 | 250 | 9 | 7 | 595.2381 | 0 | 0 | 0 | 12.1477 | 607.3858 | 604.2133 | 3.1725 | 604.2296 | 3.1398 | 0.016315 | 0 | 0 | 0 | 0
7743 | 607.3858 | 5980 | 250 | 9 | 7 | 595.2381 | 0 | 0 | 0 | 12.1477 | 607.3858 | 604.2133 | 3.1725 | 604.2296 | 3.1398 | 0.016315 | 0 | 0 | 0 | 0
7744 | 607.3858 | 5993 | 250 | 9 | 7 | 595.2381 | 0 | 0 | 0 | 12.1477 | 607.3858 | 604.2133 | 3.1725 | 604.2296 | 3.1398 | 0.016315 | 0 | 0 | 0 | 0
7745 | 607.3858 | 5999 | 250 | 9 | 8 | 595.2381 | 0 | 0 | 0 | 12.1477 | 607.3858 | 604.2133 | 3.1725 | 604.2296 | 3.1398 | 0.016315 | 0 | 0 | 0 | 0
7746 | 607.3858 | 6000 | 251 | 9 | 8 | 595.2381 | 0 | 0 | 0 | 12.1477 | 607.3858 | 604.2133 | 3.1725 | 604.2296 | 3.1398 | 0.016315 | 0 | 0 | 0 | 0
7747 | 607.3858 | 6001 | 251 | 9 | 8 | 595.2381 | 0 | 0 | 0 | 12.1477 | 607.3858 | 604.2133 | 3.1725 | 604.2296 | 3.1398 | 0.016315 | 0 | 0 | 0 | 0
7748 | 607.3858 | 6002 | 251 | 9 | 8 | 595.2381 | 0 | 0 | 0 | 12.1477 | 607.3858 | 604.2133 | 3.1725 | 604.2296 | 3.1398 | 0.016315 | 0 | 0 | 0 | 0
7749 | 607.3858 | 6003 | 251 | 9 | 8 | 595.2381 | 0 | 0 | 0 | 12.1477 | 607.3858 | 604.2133 | 3.1725 | 604.2296 | 3.1398 | 0.016315 | 0 | 0 | 0 | 0
7750 | 607.3858 | 6004 | 251 | 9 | 8 | 595.2381 | 0 | 0 | 0 | 12.1477 | 607.3858 | 604.2133 | 3.1725 | 604.2296 | 3.1398 | 0.016315 | 0 | 0 | 0 | 0
7751 | 607.3858 | 6017 | 251 | 9 | 8 | 595.2381 | 0 | 0 | 0 | 12.1477 | 607.3858 | 604.2133 | 3.1725 | 604.2296 | 3.1398 | 0.016315 | 0 | 0 | 0 | 0
7752 | 607.3858 | 6023 | 251 | 9 | 9 | 595.2381 | 0 | 0 | 0 | 12.1477 | 607.3858 | 604.2133 | 3.1725 | 604.2296 | 3.1398 | 0.016315 | 0 | 0 | 0 | 0
7753 | 607.3858 | 6024 | 252 | 9 | 9 | 595.2381 | 0 | 0 | 0 | 12.1477 | 607.3858 | 604.2133 | 3.1725 | 604.2296 | 3.1398 | 0.016315 | 0 | 0 | 0 | 0
7754 | 607.3858 | 6025 | 252 | 9 | 9 | 595.2381 | 0 | 0 | 0 | 12.1477 | 607.3858 | 604.2133 | 3.1725 | 604.2296 | 3.1398 | 0.016315 | 0 | 0 | 0 | 0
7755 | 607.3858 | 6026 | 252 | 9 | 9 | 595.2381 | 0 | 0 | 0 | 12.1477 | 607.3858 | 604.2133 | 3.1725 | 604.2296 | 3.1398 | 0.016315 | 0 | 0 | 0 | 0
7756 | 607.3858 | 6027 | 252 | 9 | 9 | 595.2381 | 0 | 0 | 0 | 12.1477 | 607.3858 | 604.2133 | 3.1725 | 604.2296 | 3.1398 | 0.016315 | 0 | 0 | 0 | 0
7757 | 607.3858 | 6028 | 252 | 9 | 9 | 595.2381 | 0 | 0 | 0 | 12.1477 | 607.3858 | 604.2133 | 3.1725 | 604.2296 | 3.1398 | 0.016315 | 0 | 0 | 0 | 0
7758 | 607.3858 | 6041 | 252 | 9 | 9 | 595.2381 | 0 | 0 | 0 | 12.1477 | 607.3858 | 604.2133 | 3.1725 | 604.2296 | 3.1398 | 0.016315 | 0 | 0 | 0 | 0
7759 | 607.3858 | 6047 | 252 | 9 | 10 | 595.2381 | 0 | 0 | 0 | 12.1477 | 607.3858 | 604.2133 | 3.1725 | 604.2296 | 3.1398 | 0.016315 | 0 | 0 | 0 | 0
7760 | 607.3858 | 6048 | 253 | 9 | 10 | 595.2381 | 0 | 0 | 0 | 12.1477 | 607.3858 | 604.2133 | 3.1725 | 604.2296 | 3.1398 | 0.016315 | 0 | 0 | 0 | 0
7761 | 607.3858 | 6049 | 253 | 9 | 10 | 595.2381 | 0 | 0 | 0 | 12.1477 | 607.3858 | 604.2133 | 3.1725 | 604.2296 | 3.1398 | 0.016315 | 0 | 0 | 0 | 0
7762 | 607.3858 | 6050 | 253 | 9 | 10 | 595.2381 | 0 | 0 | 0 | 12.1477 | 607.3858 | 604.2133 | 3.1725 | 604.2296 | 3.1398 | 0.016315 | 0 | 0 | 0 | 0
7763 | 607.3858 | 6051 | 253 | 9 | 10 | 595.2381 | 0 | 0 | 0 | 12.1477 | 607.3858 | 604.2133 | 3.1725 | 604.2296 | 3.1398 | 0.016315 | 0 | 0 | 0 | 0
7764 | 607.3858 | 6052 | 253 | 9 | 10 | 595.2381 | 0 | 0 | 0 | 12.1477 | 607.3858 | 604.2133 | 3.1725 | 604.2296 | 3.1398 | 0.016315 | 0 | 0 | 0 | 0
7765 | 607.3858 | 6065 | 253 | 9 | 10 | 595.2381 | 0 | 0 | 0 | 12.1477 | 607.3858 | 604.2133 | 3.1725 | 604.2296 | 3.1398 | 0.016315 | 0 | 0 | 0 | 0
7766 | 607.3858 | 6071 | 253 | 9 | 11 | 595.2381 | 0 | 0 | 0 | 12.1477 | 607.3858 | 604.2133 | 3.1725 | 604.2296 | 3.1398 | 0.016315 | 0 | 0 | 0 | 0
7767 | 607.3858 | 6072 | 254 | 9 | 11 | 595.2381 | 0 | 0 | 0 | 12.1477 | 607.3858 | 604.2133 | 3.1725 | 604.2296 | 3.1398 | 0.016315 | 0 | 0 | 0 | 0
7768 | 607.3858 | 6073 | 254 | 9 | 11 | 595.2381 | 0 | 0 | 0 | 12.1477 | 607.3858 | 604.2133 | 3.1725 | 604.2296 | 3.1398 | 0.016315 | 0 | 0 | 0 | 0
7769 | 607.3858 | 6074 | 254 | 9 | 11 | 595.2381 | 0 | 0 | 0 | 12.1477 | 607.3858 | 604.2133 | 3.1725 | 604.2296 | 3.1398 | 0.016315 | 0 | 0 | 0 | 0
7770 | 607.3858 | 6075 | 254 | 9 | 11 | 595.2381 | 0 | 0 | 0 | 12.1477 | 607.3858 | 604.2133 | 3.1725 | 604.2296 | 3.1398 | 0.016315 | 0 | 0 | 0 | 0
7771 | 607.3858 | 6076 | 254 | 9 | 11 | 595.2381 | 0 | 0 | 0 | 12.1477 | 607.3858 | 604.2133 | 3.1725 | 604.2296 | 3.1398 | 0.016315 | 0 | 0 | 0 | 0
7772 | 607.3858 | 6089 | 254 | 9 | 11 | 595.2381 | 0 | 0 | 0 | 12.1477 | 607.3858 | 604.2133 | 3.1725 | 604.2296 | 3.1398 | 0.016315 | 0 | 0 | 0 | 0
7773 | 607.3858 | 6095 | 254 | 9 | 12 | 595.2381 | 0 | 0 | 0 | 12.1477 | 607.3858 | 604.2133 | 3.1725 | 604.2296 | 3.1398 | 0.016315 | 0 | 0 | 0 | 0
7774 | 607.3858 | 6096 | 255 | 9 | 12 | 595.2381 | 0 | 0 | 0 | 12.1477 | 607.3858 | 604.2133 | 3.1725 | 604.2296 | 3.1398 | 0.016315 | 0 | 0 | 0 | 0
7775 | 607.3858 | 6097 | 255 | 9 | 12 | 595.2381 | 0 | 0 | 0 | 12.1477 | 607.3858 | 604.2133 | 3.1725 | 604.2296 | 3.1398 | 0.016315 | 0 | 0 | 0 | 0
7776 | 607.3858 | 6098 | 255 | 9 | 12 | 595.2381 | 0 | 0 | 0 | 12.1477 | 607.3858 | 604.2133 | 3.1725 | 604.2296 | 3.1398 | 0.016315 | 0 | 0 | 0 | 0
7777 | 607.3858 | 6099 | 255 | 9 | 12 | 595.2381 | 0 | 0 | 0 | 12.1477 | 607.3858 | 604.2133 | 3.1725 | 604.2296 | 3.1398 | 0.016315 | 0 | 0 | 0 | 0
7778 | 607.3858 | 6100 | 255 | 9 | 12 | 595.2381 | 0 | 0 | 0 | 12.1477 | 607.3858 | 604.2133 | 3.1725 | 604.2296 | 3.1398 | 0.016315 | 0 | 0 | 0 | 0
7779 | 607.3858 | 6113 | 255 | 9 | 12 | 595.2381 | 0 | 0 | 0 | 12.1477 | 607.3858 | 604.2133 | 3.1725 | 604.2296 | 3.1398 | 0.016315 | 0 | 0 | 0 | 0
7780 | 607.3858 | 6119 | 255 | 9 | 13 | 595.2381 | 0 | 0 | 0 | 12.1477 | 607.3858 | 604.2133 | 3.1725 | 604.2296 | 3.1398 | 0.016315 | 0 | 0 | 0 | 0
7781 | 607.3858 | 6120 | 256 | 9 | 13 | 595.2381 | 0 | 0 | 0 | 12.1477 | 607.3858 | 604.2133 | 3.1725 | 604.2296 | 3.1398 | 0.016315 | 0 | 0 | 0 | 0
7782 | 607.3858 | 6121 | 256 | 9 | 13 | 595.2381 | 0 | 0 | 0 | 12.1477 | 607.3858 | 604.2133 | 3.1725 | 604.2296 | 3.1398 | 0.016315 | 0 | 0 | 0 | 0
7783 | 607.3858 | 6122 | 256 | 9 | 13 | 595.2381 | 0 | 0 | 0 | 12.1477 | 607.3858 | 604.2133 | 3.1725 | 604.2296 | 3.1398 | 0.016315 | 0 | 0 | 0 | 0
7784 | 607.3858 | 6123 | 256 | 9 | 13 | 595.2381 | 0 | 0 | 0 | 12.1477 | 607.3858 | 604.2133 | 3.1725 | 604.2296 | 3.1398 | 0.016315 | 0 | 0 | 0 | 0
7785 | 607.3858 | 6124 | 256 | 9 | 13 | 595.2381 | 0 | 0 | 0 | 12.1477 | 607.3858 | 604.2133 | 3.1725 | 604.2296 | 3.1398 | 0.016315 | 0 | 0 | 0 | 0
7786 | 607.3858 | 6137 | 256 | 9 | 13 | 595.2381 | 0 | 0 | 0 | 12.1477 | 607.3858 | 604.2133 | 3.1725 | 604.2296 | 3.1398 | 0.016315 | 0 | 0 | 0 | 0
7787 | 607.3858 | 6143 | 256 | 9 | 14 | 595.2381 | 0 | 0 | 0 | 12.1477 | 607.3858 | 604.2133 | 3.1725 | 604.2296 | 3.1398 | 0.016315 | 0 | 0 | 0 | 0
7788 | 607.3858 | 6144 | 257 | 9 | 14 | 595.2381 | 0 | 0 | 0 | 12.1477 | 607.3858 | 604.2133 | 3.1725 | 604.2296 | 3.1398 | 0.016315 | 0 | 0 | 0 | 0
7789 | 607.3858 | 6145 | 257 | 9 | 14 | 595.2381 | 0 | 0 | 0 | 12.1477 | 607.3858 | 604.2133 | 3.1725 | 604.2296 | 3.1398 | 0.016315 | 0 | 0 | 0 | 0
7790 | 607.3858 | 6146 | 257 | 9 | 14 | 595.2381 | 0 | 0 | 0 | 12.1477 | 607.3858 | 604.2133 | 3.1725 | 604.2296 | 3.1398 | 0.016315 | 0 | 0 | 0 | 0
7791 | 607.3858 | 6147 | 257 | 9 | 14 | 595.2381 | 0 | 0 | 0 | 12.1477 | 607.3858 | 604.2133 | 3.1725 | 604.2296 | 3.1398 | 0.016315 | 0 | 0 | 0 | 0
7792 | 607.3858 | 6148 | 257 | 9 | 14 | 595.2381 | 0 | 0 | 0 | 12.1477 | 607.3858 | 604.2133 | 3.1725 | 604.2296 | 3.1398 | 0.016315 | 0 | 0 | 0 | 0
7793 | 607.3858 | 6161 | 257 | 9 | 14 | 595.2381 | 0 | 0 | 0 | 12.1477 | 607.3858 | 604.2133 | 3.1725 | 604.2296 | 3.1398 | 0.016315 | 0 | 0 | 0 | 0
7794 | 607.3858 | 6167 | 257 | 9 | 15 | 595.2381 | 0 | 0 | 0 | 12.1477 | 607.3858 | 604.2133 | 3.1725 | 604.2296 | 3.1398 | 0.016315 | 0 | 0 | 0 | 0
7795 | 607.3858 | 6168 | 258 | 9 | 15 | 595.2381 | 0 | 0 | 0 | 12.1477 | 607.3858 | 604.2133 | 3.1725 | 604.2296 | 3.1398 | 0.016315 | 0 | 0 | 0 | 0
7796 | 607.3858 | 6169 | 258 | 9 | 15 | 595.2381 | 0 | 0 | 0 | 12.1477 | 607.3858 | 604.2133 | 3.1725 | 604.2296 | 3.1398 | 0.016315 | 0 | 0 | 0 | 0
7797 | 607.3858 | 6170 | 258 | 9 | 15 | 595.2381 | 0 | 0 | 0 | 12.1477 | 607.3858 | 604.2133 | 3.1725 | 604.2296 | 3.1398 | 0.016315 | 0 | 0 | 0 | 0
7798 | 607.3858 | 6171 | 258 | 9 | 15 | 595.2381 | 0 | 0 | 0 | 12.1477 | 607.3858 | 604.2133 | 3.1725 | 604.2296 | 3.1398 | 0.016315 | 0 | 0 | 0 | 0
7799 | 607.3858 | 6172 | 258 | 9 | 15 | 595.2381 | 0 | 0 | 0 | 12.1477 | 607.3858 | 604.2133 | 3.1725 | 604.2296 | 3.1398 | 0.016315 | 0 | 0 | 0 | 0
7800 | 607.3858 | 6185 | 258 | 9 | 15 | 595.2381 | 0 | 0 | 0 | 12.1477 | 607.3858 | 604.2133 | 3.1725 | 604.2296 | 3.1398 | 0.016315 | 0 | 0 | 0 | 0
7801 | 607.3858 | 6191 | 258 | 9 | 16 | 595.2381 | 0 | 0 | 0 | 12.1477 | 607.3858 | 604.2133 | 3.1725 | 604.2296 | 3.1398 | 0.016315 | 0 | 0 | 0 | 0
7802 | 607.3858 | 6192 | 259 | 9 | 16 | 595.2381 | 0 | 0 | 0 | 12.1477 | 607.3858 | 604.2133 | 3.1725 | 604.2296 | 3.1398 | 0.016315 | 0 | 0 | 0 | 0
7803 | 607.3858 | 6193 | 259 | 9 | 16 | 595.2381 | 0 | 0 | 0 | 12.1477 | 607.3858 | 604.2133 | 3.1725 | 604.2296 | 3.1398 | 0.016315 | 0 | 0 | 0 | 0
7804 | 607.3858 | 6194 | 259 | 9 | 16 | 595.2381 | 0 | 0 | 0 | 12.1477 | 607.3858 | 604.2133 | 3.1725 | 604.2296 | 3.1398 | 0.016315 | 0 | 0 | 0 | 0
7805 | 607.3858 | 6195 | 259 | 9 | 16 | 595.2381 | 0 | 0 | 0 | 12.1477 | 607.3858 | 604.2133 | 3.1725 | 604.2296 | 3.1398 | 0.016315 | 0 | 0 | 0 | 0
7806 | 607.3858 | 6196 | 259 | 9 | 16 | 595.2381 | 0 | 0 | 0 | 12.1477 | 607.3858 | 604.2133 | 3.1725 | 604.2296 | 3.1398 | 0.016315 | 0 | 0 | 0 | 0
7807 | 607.3858 | 6209 | 259 | 9 | 16 | 595.2381 | 0 | 0 | 0 | 12.1477 | 607.3858 | 604.2133 | 3.1725 | 604.2296 | 3.1398 | 0.016315 | 0 | 0 | 0 | 0
7808 | 607.3858 | 6215 | 259 | 9 | 17 | 595.2381 | 0 | 0 | 0 | 12.1477 | 607.3858 | 604.2133 | 3.1725 | 604.2296 | 3.1398 | 0.016315 | 0 | 0 | 0 | 0
7809 | 607.3858 | 6216 | 260 | 9 | 17 | 595.2381 | 0 | 0 | 0 | 12.1477 | 607.3858 | 604.2133 | 3.1725 | 604.2296 | 3.1398 | 0.016315 | 0 | 0 | 0 | 0
7810 | 607.3858 | 6217 | 260 | 9 | 17 | 595.2381 | 0 | 0 | 0 | 12.1477 | 607.3858 | 604.2133 | 3.1725 | 604.2296 | 3.1398 | 0.016315 | 0 | 0 | 0 | 0
7811 | 607.3858 | 6218 | 260 | 9 | 17 | 595.2381 | 0 | 0 | 0 | 12.1477 | 607.3858 | 604.2133 | 3.1725 | 604.2296 | 3.1398 | 0.016315 | 0 | 0 | 0 | 0
7812 | 607.3858 | 6219 | 260 | 9 | 17 | 595.2381 | 0 | 0 | 0 | 12.1477 | 607.3858 | 604.2133 | 3.1725 | 604.2296 | 3.1398 | 0.016315 | 0 | 0 | 0 | 0
7813 | 607.3858 | 6220 | 260 | 9 | 17 | 595.2381 | 0 | 0 | 0 | 12.1477 | 607.3858 | 604.2133 | 3.1725 | 604.2296 | 3.1398 | 0.016315 | 0 | 0 | 0 | 0
7814 | 607.3858 | 6233 | 260 | 9 | 17 | 595.2381 | 0 | 0 | 0 | 12.1477 | 607.3858 | 604.2133 | 3.1725 | 604.2296 | 3.1398 | 0.016315 | 0 | 0 | 0 | 0
7815 | 607.3858 | 6239 | 260 | 9 | 18 | 595.2381 | 0 | 0 | 0 | 12.1477 | 607.3858 | 604.2133 | 3.1725 | 604.2296 | 3.1398 | 0.016315 | 0 | 0 | 0 | 0
7816 | 607.3858 | 6240 | 261 | 9 | 18 | 595.2381 | 0 | 0 | 0 | 12.1477 | 607.3858 | 604.2133 | 3.1725 | 604.2296 | 3.1398 | 0.016315 | 0 | 0 | 0 | 0
7817 | 607.3858 | 6241 | 261 | 9 | 18 | 595.2381 | 0 | 0 | 0 | 12.1477 | 607.3858 | 604.2133 | 3.1725 | 604.2296 | 3.1398 | 0.016315 | 0 | 0 | 0 | 0
7818 | 607.3858 | 6242 | 261 | 9 | 18 | 595.2381 | 0 | 0 | 0 | 12.1477 | 607.3858 | 604.2133 | 3.1725 | 604.2296 | 3.1398 | 0.016315 | 0 | 0 | 0 | 0
7819 | 607.3858 | 6243 | 261 | 9 | 18 | 595.2381 | 0 | 0 | 0 | 12.1477 | 607.3858 | 604.2133 | 3.1725 | 604.2296 | 3.1398 | 0.016315 | 0 | 0 | 0 | 0
7820 | 607.3858 | 6244 | 261 | 9 | 18 | 595.2381 | 0 | 0 | 0 | 12.1477 | 607.3858 | 604.2133 | 3.1725 | 604.2296 | 3.1398 | 0.016315 | 0 | 0 | 0 | 0
7821 | 607.3858 | 6257 | 261 | 9 | 18 | 595.2381 | 0 | 0 | 0 | 12.1477 | 607.3858 | 604.2133 | 3.1725 | 604.2296 | 3.1398 | 0.016315 | 0 | 0 | 0 | 0
7822 | 607.3858 | 6263 | 261 | 9 | 19 | 595.2381 | 0 | 0 | 0 | 12.1477 | 607.3858 | 604.2133 | 3.1725 | 604.2296 | 3.1398 | 0.016315 | 0 | 0 | 0 | 0
7823 | 607.3858 | 6264 | 262 | 9 | 19 | 595.2381 | 0 | 0 | 0 | 12.1477 | 607.3858 | 604.2133 | 3.1725 | 604.2296 | 3.1398 | 0.016315 | 0 | 0 | 0 | 0
7824 | 607.3858 | 6265 | 262 | 9 | 19 | 595.2381 | 0 | 0 | 0 | 12.1477 | 607.3858 | 604.2133 | 3.1725 | 604.2296 | 3.1398 | 0.016315 | 0 | 0 | 0 | 0
7825 | 607.3858 | 6266 | 262 | 9 | 19 | 595.2381 | 0 | 0 | 0 | 12.1477 | 607.3858 | 604.2133 | 3.1725 | 604.2296 | 3.1398 | 0.016315 | 0 | 0 | 0 | 0
7826 | 607.3858 | 6267 | 262 | 9 | 19 | 595.2381 | 0 | 0 | 0 | 12.1477 | 607.3858 | 604.2133 | 3.1725 | 604.2296 | 3.1398 | 0.016315 | 0 | 0 | 0 | 0
7827 | 607.3858 | 6268 | 262 | 9 | 19 | 595.2381 | 0 | 0 | 0 | 12.1477 | 607.3858 | 604.2133 | 3.1725 | 604.2296 | 3.1398 | 0.016315 | 0 | 0 | 0 | 0
7828 | 607.3858 | 6281 | 262 | 9 | 19 | 595.2381 | 0 | 0 | 0 | 12.1477 | 607.3858 | 604.2133 | 3.1725 | 604.2296 | 3.1398 | 0.016315 | 0 | 0 | 0 | 0
7829 | 607.3858 | 6287 | 262 | 9 | 20 | 595.2381 | 0 | 0 | 0 | 12.1477 | 607.3858 | 604.2133 | 3.1725 | 604.2296 | 3.1398 | 0.016315 | 0 | 0 | 0 | 0
7830 | 607.3858 | 6288 | 263 | 9 | 20 | 595.2381 | 0 | 0 | 0 | 12.1477 | 607.3858 | 604.2133 | 3.1725 | 604.2296 | 3.1398 | 0.016315 | 0 | 0 | 0 | 0
7831 | 607.3858 | 6289 | 263 | 9 | 20 | 595.2381 | 0 | 0 | 0 | 12.1477 | 607.3858 | 604.2133 | 3.1725 | 604.2296 | 3.1398 | 0.016315 | 0 | 0 | 0 | 0
7832 | 607.3858 | 6290 | 263 | 9 | 20 | 595.2381 | 0 | 0 | 0 | 12.1477 | 607.3858 | 604.2133 | 3.1725 | 604.2296 | 3.1398 | 0.016315 | 0 | 0 | 0 | 0
7833 | 607.3858 | 6291 | 263 | 9 | 20 | 595.2381 | 0 | 0 | 0 | 12.1477 | 607.3858 | 604.2133 | 3.1725 | 604.2296 | 3.1398 | 0.016315 | 0 | 0 | 0 | 0
7834 | 607.3858 | 6292 | 263 | 9 | 20 | 595.2381 | 0 | 0 | 0 | 12.1477 | 607.3858 | 604.2133 | 3.1725 | 604.2296 | 3.1398 | 0.016315 | 0 | 0 | 0 | 0
7835 | 607.3858 | 6305 | 263 | 9 | 20 | 595.2381 | 0 | 0 | 0 | 12.1477 | 607.3858 | 604.2133 | 3.1725 | 604.2296 | 3.1398 | 0.016315 | 0 | 0 | 0 | 0
7836 | 607.3858 | 6311 | 263 | 9 | 21 | 595.2381 | 0 | 0 | 0 | 12.1477 | 607.3858 | 604.2133 | 3.1725 | 604.2296 | 3.1398 | 0.016315 | 0 | 0 | 0 | 0
7837 | 607.3858 | 6312 | 264 | 9 | 21 | 595.2381 | 0 | 0 | 0 | 12.1477 | 607.3858 | 604.2133 | 3.1725 | 604.2296 | 3.1398 | 0.016315 | 0 | 0 | 0 | 0
7838 | 607.3858 | 6313 | 264 | 9 | 21 | 595.2381 | 0 | 0 | 0 | 12.1477 | 607.3858 | 604.2133 | 3.1725 | 604.2296 | 3.1398 | 0.016315 | 0 | 0 | 0 | 0
7839 | 607.3858 | 6314 | 264 | 9 | 21 | 595.2381 | 0 | 0 | 0 | 12.1477 | 607.3858 | 604.2133 | 3.1725 | 604.2296 | 3.1398 | 0.016315 | 0 | 0 | 0 | 0
7840 | 607.3858 | 6315 | 264 | 9 | 21 | 595.2381 | 0 | 0 | 0 | 12.1477 | 607.3858 | 604.2133 | 3.1725 | 604.2296 | 3.1398 | 0.016315 | 0 | 0 | 0 | 0
7841 | 607.3858 | 6316 | 264 | 9 | 21 | 595.2381 | 0 | 0 | 0 | 12.1477 | 607.3858 | 604.2133 | 3.1725 | 604.2296 | 3.1398 | 0.016315 | 0 | 0 | 0 | 0
7842 | 607.3858 | 6329 | 264 | 9 | 21 | 595.2381 | 0 | 0 | 0 | 12.1477 | 607.3858 | 604.2133 | 3.1725 | 604.2296 | 3.1398 | 0.016315 | 0 | 0 | 0 | 0
7843 | 607.3858 | 6335 | 264 | 9 | 22 | 595.2381 | 0 | 0 | 0 | 12.1477 | 607.3858 | 604.2133 | 3.1725 | 604.2296 | 3.1398 | 0.016315 | 0 | 0 | 0 | 0
7844 | 607.3858 | 6336 | 265 | 9 | 22 | 595.2381 | 0 | 0 | 0 | 12.1477 | 607.3858 | 604.2133 | 3.1725 | 604.2296 | 3.1398 | 0.016315 | 0 | 0 | 0 | 0
7845 | 607.3858 | 6337 | 265 | 9 | 22 | 595.2381 | 0 | 0 | 0 | 12.1477 | 607.3858 | 604.2133 | 3.1725 | 604.2296 | 3.1398 | 0.016315 | 0 | 0 | 0 | 0
7846 | 607.3858 | 6338 | 265 | 9 | 22 | 595.2381 | 0 | 0 | 0 | 12.1477 | 607.3858 | 604.2133 | 3.1725 | 604.2296 | 3.1398 | 0.016315 | 0 | 0 | 0 | 0
7847 | 607.3858 | 6339 | 265 | 9 | 22 | 595.2381 | 0 | 0 | 0 | 12.1477 | 607.3858 | 604.2133 | 3.1725 | 604.2296 | 3.1398 | 0.016315 | 0 | 0 | 0 | 0
7848 | 607.3858 | 6340 | 265 | 9 | 22 | 595.2381 | 0 | 0 | 0 | 12.1477 | 607.3858 | 604.2133 | 3.1725 | 604.2296 | 3.1398 | 0.016315 | 0 | 0 | 0 | 0
7849 | 607.3858 | 6353 | 265 | 9 | 22 | 595.2381 | 0 | 0 | 0 | 12.1477 | 607.3858 | 604.2133 | 3.1725 | 604.2296 | 3.1398 | 0.016315 | 0 | 0 | 0 | 0
7850 | 607.3858 | 6359 | 265 | 9 | 23 | 595.2381 | 0 | 0 | 0 | 12.1477 | 607.3858 | 604.2133 | 3.1725 | 604.2296 | 3.1398 | 0.016315 | 0 | 0 | 0 | 0
7851 | 607.3858 | 6360 | 266 | 9 | 23 | 595.2381 | 0 | 0 | 0 | 12.1477 | 607.3858 | 604.2133 | 3.1725 | 604.2296 | 3.1398 | 0.016315 | 0 | 0 | 0 | 0
7852 | 607.3858 | 6361 | 266 | 9 | 23 | 595.2381 | 0 | 0 | 0 | 12.1477 | 607.3858 | 604.2133 | 3.1725 | 604.2296 | 3.1398 | 0.016315 | 0 | 0 | 0 | 0
7853 | 607.3858 | 6362 | 266 | 9 | 23 | 595.2381 | 0 | 0 | 0 | 12.1477 | 607.3858 | 604.2133 | 3.1725 | 604.2296 | 3.1398 | 0.016315 | 0 | 0 | 0 | 0
7854 | 607.3858 | 6363 | 266 | 9 | 23 | 595.2381 | 0 | 0 | 0 | 12.1477 | 607.3858 | 604.2133 | 3.1725 | 604.2296 | 3.1398 | 0.016315 | 0 | 0 | 0 | 0
7855 | 607.3858 | 6364 | 266 | 9 | 23 | 595.2381 | 0 | 0 | 0 | 12.1477 | 607.3858 | 604.2133 | 3.1725 | 604.2296 | 3.1398 | 0.016315 | 0 | 0 | 0 | 0
7856 | 607.3858 | 6377 | 266 | 9 | 23 | 595.2381 | 0 | 0 | 0 | 12.1477 | 607.3858 | 604.2133 | 3.1725 | 604.2296 | 3.1398 | 0.016315 | 0 | 0 | 0 | 0
7857 | 607.3858 | 6383 | 266 | 9 | 24 | 595.2381 | 0 | 0 | 0 | 12.1477 | 607.3858 | 604.2133 | 3.1725 | 604.2296 | 3.1398 | 0.016315 | 0 | 0 | 0 | 0
7858 | 607.3858 | 6384 | 267 | 9 | 24 | 595.2381 | 0 | 0 | 0 | 12.1477 | 607.3858 | 604.2133 | 3.1725 | 604.2296 | 3.1398 | 0.016315 | 0 | 0 | 0 | 0
7859 | 607.3858 | 6385 | 267 | 9 | 24 | 595.2381 | 0 | 0 | 0 | 12.1477 | 607.3858 | 604.2133 | 3.1725 | 604.2296 | 3.1398 | 0.016315 | 0 | 0 | 0 | 0
7860 | 607.3858 | 6386 | 267 | 9 | 24 | 595.2381 | 0 | 0 | 0 | 12.1477 | 607.3858 | 604.2133 | 3.1725 | 604.2296 | 3.1398 | 0.016315 | 0 | 0 | 0 | 0
7861 | 607.3858 | 6387 | 267 | 9 | 24 | 595.2381 | 0 | 0 | 0 | 12.1477 | 607.3858 | 604.2133 | 3.1725 | 604.2296 | 3.1398 | 0.016315 | 0 | 0 | 0 | 0
7862 | 607.3858 | 6388 | 267 | 9 | 24 | 595.2381 | 0 | 0 | 0 | 12.1477 | 607.3858 | 604.2133 | 3.1725 | 604.2296 | 3.1398 | 0.016315 | 0 | 0 | 0 | 0
7863 | 607.3858 | 6401 | 267 | 9 | 24 | 595.2381 | 0 | 0 | 0 | 12.1477 | 607.3858 | 604.2133 | 3.1725 | 604.2296 | 3.1398 | 0.016315 | 0 | 0 | 0 | 0
7864 | 607.3858 | 6407 | 267 | 9 | 25 | 595.2381 | 0 | 0 | 0 | 12.1477 | 607.3858 | 604.2133 | 3.1725 | 604.2296 | 3.1398 | 0.016315 | 0 | 0 | 0 | 0
7865 | 607.3858 | 6408 | 268 | 9 | 25 | 595.2381 | 0 | 0 | 0 | 12.1477 | 607.3858 | 604.2133 | 3.1725 | 604.2296 | 3.1398 | 0.016315 | 0 | 0 | 0 | 0
7866 | 607.3858 | 6409 | 268 | 9 | 25 | 595.2381 | 0 | 0 | 0 | 12.1477 | 607.3858 | 604.2133 | 3.1725 | 604.2296 | 3.1398 | 0.016315 | 0 | 0 | 0 | 0
7867 | 607.3858 | 6410 | 268 | 9 | 25 | 595.2381 | 0 | 0 | 0 | 12.1477 | 607.3858 | 604.2133 | 3.1725 | 604.2296 | 3.1398 | 0.016315 | 0 | 0 | 0 | 0
7868 | 607.3858 | 6411 | 268 | 9 | 25 | 595.2381 | 0 | 0 | 0 | 12.1477 | 607.3858 | 604.2133 | 3.1725 | 604.2296 | 3.1398 | 0.016315 | 0 | 0 | 0 | 0
7869 | 607.3858 | 6412 | 268 | 9 | 25 | 595.2381 | 0 | 0 | 0 | 12.1477 | 607.3858 | 604.2133 | 3.1725 | 604.2296 | 3.1398 | 0.016315 | 0 | 0 | 0 | 0
7870 | 607.3858 | 6425 | 268 | 9 | 25 | 595.2381 | 0 | 0 | 0 | 12.1477 | 607.3858 | 604.2133 | 3.1725 | 604.2296 | 3.1398 | 0.016315 | 0 | 0 | 0 | 0
7871 | 607.3858 | 6431 | 268 | 9 | 26 | 595.2381 | 0 | 0 | 0 | 12.1477 | 607.3858 | 604.2133 | 3.1725 | 604.2296 | 3.1398 | 0.016315 | 0 | 0 | 0 | 0
7872 | 607.3858 | 6432 | 269 | 9 | 26 | 595.2381 | 0 | 0 | 0 | 12.1477 | 607.3858 | 604.2133 | 3.1725 | 604.2296 | 3.1398 | 0.016315 | 0 | 0 | 0 | 0
7873 | 607.3858 | 6433 | 269 | 9 | 26 | 595.2381 | 0 | 0 | 0 | 12.1477 | 607.3858 | 604.2133 | 3.1725 | 604.2296 | 3.1398 | 0.016315 | 0 | 0 | 0 | 0
7874 | 607.3858 | 6434 | 269 | 9 | 26 | 595.2381 | 0 | 0 | 0 | 12.1477 | 607.3858 | 604.2133 | 3.1725 | 604.2296 | 3.1398 | 0.016315 | 0 | 0 | 0 | 0
7875 | 607.3858 | 6435 | 269 | 9 | 26 | 595.2381 | 0 | 0 | 0 | 12.1477 | 607.3858 | 604.2133 | 3.1725 | 604.2296 | 3.1398 | 0.016315 | 0 | 0 | 0 | 0
7876 | 607.3858 | 6436 | 269 | 9 | 26 | 595.2381 | 0 | 0 | 0 | 12.1477 | 607.3858 | 604.2133 | 3.1725 | 604.2296 | 3.1398 | 0.016315 | 0 | 0 | 0 | 0
7877 | 607.3858 | 6449 | 269 | 9 | 26 | 595.2381 | 0 | 0 | 0 | 12.1477 | 607.3858 | 604.2133 | 3.1725 | 604.2296 | 3.1398 | 0.016315 | 0 | 0 | 0 | 0
7878 | 607.3858 | 6455 | 269 | 9 | 27 | 595.2381 | 0 | 0 | 0 | 12.1477 | 607.3858 | 604.2133 | 3.1725 | 604.2296 | 3.1398 | 0.016315 | 0 | 0 | 0 | 0
7879 | 607.3858 | 6456 | 270 | 9 | 27 | 595.2381 | 0 | 0 | 0 | 12.1477 | 607.3858 | 604.2133 | 3.1725 | 604.2296 | 3.1398 | 0.016315 | 0 | 0 | 0 | 0
7880 | 607.3858 | 6457 | 270 | 9 | 27 | 595.2381 | 0 | 0 | 0 | 12.1477 | 607.3858 | 604.2133 | 3.1725 | 604.2296 | 3.1398 | 0.016315 | 0 | 0 | 0 | 0
7881 | 607.3858 | 6458 | 270 | 9 | 27 | 595.2381 | 0 | 0 | 0 | 12.1477 | 607.3858 | 604.2133 | 3.1725 | 604.2296 | 3.1398 | 0.016315 | 0 | 0 | 0 | 0
7882 | 607.3858 | 6459 | 270 | 9 | 27 | 595.2381 | 0 | 0 | 0 | 12.1477 | 607.3858 | 604.2133 | 3.1725 | 604.2296 | 3.1398 | 0.016315 | 0 | 0 | 0 | 0
7883 | 607.3858 | 6460 | 270 | 9 | 27 | 595.2381 | 0 | 0 | 0 | 12.1477 | 607.3858 | 604.2133 | 3.1725 | 604.2296 | 3.1398 | 0.016315 | 0 | 0 | 0 | 0
7884 | 607.3858 | 6473 | 270 | 9 | 27 | 595.2381 | 0 | 0 | 0 | 12.1477 | 607.3858 | 604.2133 | 3.1725 | 604.2296 | 3.1398 | 0.016315 | 0 | 0 | 0 | 0
7885 | 607.3858 | 6479 | 270 | 9 | 28 | 595.2381 | 0 | 0 | 0 | 12.1477 | 607.3858 | 604.2133 | 3.1725 | 604.2296 | 3.1398 | 0.016315 | 0 | 0 | 0 | 0
7886 | 607.3858 | 6480 | 271 | 9 | 28 | 595.2381 | 0 | 0 | 0 | 12.1477 | 607.3858 | 604.2133 | 3.1725 | 604.2296 | 3.1398 | 0.016315 | 0 | 0 | 0 | 0
7887 | 607.3858 | 6481 | 271 | 9 | 28 | 595.2381 | 0 | 0 | 0 | 12.1477 | 607.3858 | 604.2133 | 3.1725 | 604.2296 | 3.1398 | 0.016315 | 0 | 0 | 0 | 0
7888 | 607.3858 | 6482 | 271 | 9 | 28 | 595.2381 | 0 | 0 | 0 | 12.1477 | 607.3858 | 604.2133 | 3.1725 | 604.2296 | 3.1398 | 0.016315 | 0 | 0 | 0 | 0
7889 | 607.3858 | 6483 | 271 | 9 | 28 | 595.2381 | 0 | 0 | 0 | 12.1477 | 607.3858 | 604.2133 | 3.1725 | 604.2296 | 3.1398 | 0.016315 | 0 | 0 | 0 | 0
7890 | 607.3858 | 6484 | 271 | 9 | 28 | 595.2381 | 0 | 0 | 0 | 12.1477 | 607.3858 | 604.2133 | 3.1725 | 604.2296 | 3.1398 | 0.016315 | 0 | 0 | 0 | 0
7891 | 607.3858 | 6497 | 271 | 9 | 28 | 595.2381 | 0 | 0 | 0 | 12.1477 | 607.3858 | 604.2133 | 3.1725 | 604.2296 | 3.1398 | 0.016315 | 0 | 0 | 0 | 0
7892 | 607.3858 | 6503 | 271 | 9 | 29 | 595.2381 | 0 | 0 | 0 | 12.1477 | 607.3858 | 604.2133 | 3.1725 | 604.2296 | 3.1398 | 0.016315 | 0 | 0 | 0 | 0
7893 | 607.3858 | 6504 | 272 | 9 | 29 | 595.2381 | 0 | 0 | 0 | 12.1477 | 607.3858 | 604.2133 | 3.1725 | 604.2296 | 3.1398 | 0.016315 | 0 | 0 | 0 | 0
7894 | 607.3858 | 6505 | 272 | 9 | 29 | 595.2381 | 0 | 0 | 0 | 12.1477 | 607.3858 | 604.2133 | 3.1725 | 604.2296 | 3.1398 | 0.016315 | 0 | 0 | 0 | 0
7895 | 607.3858 | 6506 | 272 | 9 | 29 | 595.2381 | 0 | 0 | 0 | 12.1477 | 607.3858 | 604.2133 | 3.1725 | 604.2296 | 3.1398 | 0.016315 | 0 | 0 | 0 | 0
7896 | 607.3858 | 6507 | 272 | 9 | 29 | 595.2381 | 0 | 0 | 0 | 12.1477 | 607.3858 | 604.2133 | 3.1725 | 604.2296 | 3.1398 | 0.016315 | 0 | 0 | 0 | 0
7897 | 607.3858 | 6508 | 272 | 9 | 29 | 595.2381 | 0 | 0 | 0 | 12.1477 | 607.3858 | 604.2133 | 3.1725 | 604.2296 | 3.1398 | 0.016315 | 0 | 0 | 0 | 0
7898 | 607.3858 | 6521 | 272 | 9 | 29 | 595.2381 | 0 | 0 | 0 | 12.1477 | 607.3858 | 604.2133 | 3.1725 | 604.2296 | 3.1398 | 0.016315 | 0 | 0 | 0 | 0
7899 | 607.3858 | 6527 | 272 | 9 | 30 | 595.2381 | 0 | 0 | 0 | 12.1477 | 607.3858 | 604.2133 | 3.1725 | 604.2296 | 3.1398 | 0.016315 | 0 | 0 | 0 | 0
7900 | 607.3858 | 6528 | 273 | 9 | 30 | 595.2381 | 0 | 0 | 0 | 12.1477 | 607.3858 | 604.2133 | 3.1725 | 604.2296 | 3.1398 | 0.016315 | 0 | 0 | 0 | 0
7901 | 607.3858 | 6529 | 273 | 9 | 30 | 595.2381 | 0 | 0 | 0 | 12.1477 | 607.3858 | 604.2133 | 3.1725 | 604.2296 | 3.1398 | 0.016315 | 0 | 0 | 0 | 0
7902 | 607.3858 | 6530 | 273 | 9 | 30 | 595.2381 | 0 | 0 | 0 | 12.1477 | 607.3858 | 604.2133 | 3.1725 | 604.2296 | 3.1398 | 0.016315 | 0 | 0 | 0 | 0
7903 | 607.3858 | 6531 | 273 | 9 | 30 | 595.2381 | 0 | 0 | 0 | 12.1477 | 607.3858 | 604.2133 | 3.1725 | 604.2296 | 3.1398 | 0.016315 | 0 | 0 | 0 | 0
7904 | 607.3858 | 6532 | 273 | 9 | 30 | 595.2381 | 0 | 0 | 0 | 12.1477 | 607.3858 | 604.2133 | 3.1725 | 604.2296 | 3.1398 | 0.016315 | 0 | 0 | 0 | 0
7905 | 607.3858 | 6545 | 273 | 9 | 30 | 595.2381 | 0 | 0 | 0 | 12.1477 | 607.3858 | 604.2133 | 3.1725 | 604.2296 | 3.1398 | 0.016315 | 0 | 0 | 0 | 0
7906 | 607.3858 | 6551 | 273 | 9 | 31 | 595.2381 | 0 | 0 | 0 | 12.1477 | 607.3858 | 604.2133 | 3.1725 | 604.2296 | 3.1398 | 0.016315 | 0 | 0 | 0 | 0
7907 | 413.0224 | 3634 | 152 | 6 | 1 | 119.0476 | 0 | 0 | 285.7143 | 8.2604 | 413.0224 | 410.8651 | 2.1573 | 410.8762 | 2.135 | 0.011094 | 0 | 0 | 0 | 0
7908 | 413.0224 | 3635 | 152 | 6 | 1 | 119.0476 | 0 | 0 | 285.7143 | 8.2604 | 413.0224 | 410.8651 | 2.1573 | 410.8762 | 2.135 | 0.011094 | 0 | 0 | 0 | 0
7909 | 413.0224 | 3636 | 152 | 6 | 1 | 119.0476 | 0 | 0 | 285.7143 | 8.2604 | 413.0224 | 410.8651 | 2.1573 | 410.8762 | 2.135 | 0.011094 | 0 | 0 | 0 | 0
7910 | 413.0224 | 3637 | 152 | 6 | 1 | 119.0476 | 0 | 0 | 285.7143 | 8.2604 | 413.0224 | 410.8651 | 2.1573 | 410.8762 | 2.135 | 0.011094 | 0 | 0 | 0 | 0
7911 | 413.0224 | 3638 | 152 | 6 | 1 | 119.0476 | 0 | 0 | 285.7143 | 8.2604 | 413.0224 | 410.8651 | 2.1573 | 410.8762 | 2.135 | 0.011094 | 0 | 0 | 0 | 0
7912 | 413.0224 | 3639 | 152 | 6 | 1 | 119.0476 | 0 | 0 | 285.7143 | 8.2604 | 413.0224 | 410.8651 | 2.1573 | 410.8762 | 2.135 | 0.011094 | 0 | 0 | 0 | 0
7913 | 413.0224 | 3640 | 152 | 6 | 1 | 119.0476 | 0 | 0 | 285.7143 | 8.2604 | 413.0224 | 410.8651 | 2.1573 | 410.8762 | 2.135 | 0.011094 | 0 | 0 | 0 | 0
7914 | 413.0224 | 3658 | 153 | 6 | 2 | 119.0476 | 0 | 0 | 285.7143 | 8.2604 | 413.0224 | 410.8651 | 2.1573 | 410.8762 | 2.135 | 0.011094 | 0 | 0 | 0 | 0
7915 | 413.0224 | 3659 | 153 | 6 | 2 | 119.0476 | 0 | 0 | 285.7143 | 8.2604 | 413.0224 | 410.8651 | 2.1573 | 410.8762 | 2.135 | 0.011094 | 0 | 0 | 0 | 0
7916 | 413.0224 | 3660 | 153 | 6 | 2 | 119.0476 | 0 | 0 | 285.7143 | 8.2604 | 413.0224 | 410.8651 | 2.1573 | 410.8762 | 2.135 | 0.011094 | 0 | 0 | 0 | 0
7917 | 413.0224 | 3661 | 153 | 6 | 2 | 119.0476 | 0 | 0 | 285.7143 | 8.2604 | 413.0224 | 410.8651 | 2.1573 | 410.8762 | 2.135 | 0.011094 | 0 | 0 | 0 | 0
7918 | 413.0224 | 3662 | 153 | 6 | 2 | 119.0476 | 0 | 0 | 285.7143 | 8.2604 | 413.0224 | 410.8651 | 2.1573 | 410.8762 | 2.135 | 0.011094 | 0 | 0 | 0 | 0
7919 | 413.0224 | 3663 | 153 | 6 | 2 | 119.0476 | 0 | 0 | 285.7143 | 8.2604 | 413.0224 | 410.8651 | 2.1573 | 410.8762 | 2.135 | 0.011094 | 0 | 0 | 0 | 0
7920 | 413.0224 | 3664 | 153 | 6 | 2 | 119.0476 | 0 | 0 | 285.7143 | 8.2604 | 413.0224 | 410.8651 | 2.1573 | 410.8762 | 2.135 | 0.011094 | 0 | 0 | 0 | 0
7921 | 413.0224 | 3682 | 154 | 6 | 3 | 119.0476 | 0 | 0 | 285.7143 | 8.2604 | 413.0224 | 410.8651 | 2.1573 | 410.8762 | 2.135 | 0.011094 | 0 | 0 | 0 | 0
7922 | 413.0224 | 3683 | 154 | 6 | 3 | 119.0476 | 0 | 0 | 285.7143 | 8.2604 | 413.0224 | 410.8651 | 2.1573 | 410.8762 | 2.135 | 0.011094 | 0 | 0 | 0 | 0
7923 | 413.0224 | 3684 | 154 | 6 | 3 | 119.0476 | 0 | 0 | 285.7143 | 8.2604 | 413.0224 | 410.8651 | 2.1573 | 410.8762 | 2.135 | 0.011094 | 0 | 0 | 0 | 0
7924 | 413.0224 | 3685 | 154 | 6 | 3 | 119.0476 | 0 | 0 | 285.7143 | 8.2604 | 413.0224 | 410.8651 | 2.1573 | 410.8762 | 2.135 | 0.011094 | 0 | 0 | 0 | 0
7925 | 413.0224 | 3686 | 154 | 6 | 3 | 119.0476 | 0 | 0 | 285.7143 | 8.2604 | 413.0224 | 410.8651 | 2.1573 | 410.8762 | 2.135 | 0.011094 | 0 | 0 | 0 | 0
7926 | 413.0224 | 3687 | 154 | 6 | 3 | 119.0476 | 0 | 0 | 285.7143 | 8.2604 | 413.0224 | 410.8651 | 2.1573 | 410.8762 | 2.135 | 0.011094 | 0 | 0 | 0 | 0
7927 | 413.0224 | 3688 | 154 | 6 | 3 | 119.0476 | 0 | 0 | 285.7143 | 8.2604 | 413.0224 | 410.8651 | 2.1573 | 410.8762 | 2.135 | 0.011094 | 0 | 0 | 0 | 0
7928 | 413.0224 | 3706 | 155 | 6 | 4 | 119.0476 | 0 | 0 | 285.7143 | 8.2604 | 413.0224 | 410.8651 | 2.1573 | 410.8762 | 2.135 | 0.011094 | 0 | 0 | 0 | 0
7929 | 413.0224 | 3707 | 155 | 6 | 4 | 119.0476 | 0 | 0 | 285.7143 | 8.2604 | 413.0224 | 410.8651 | 2.1573 | 410.8762 | 2.135 | 0.011094 | 0 | 0 | 0 | 0
7930 | 413.0224 | 3708 | 155 | 6 | 4 | 119.0476 | 0 | 0 | 285.7143 | 8.2604 | 413.0224 | 410.8651 | 2.1573 | 410.8762 | 2.135 | 0.011094 | 0 | 0 | 0 | 0
7931 | 413.0224 | 3709 | 155 | 6 | 4 | 119.0476 | 0 | 0 | 285.7143 | 8.2604 | 413.0224 | 410.8651 | 2.1573 | 410.8762 | 2.135 | 0.011094 | 0 | 0 | 0 | 0
7932 | 413.0224 | 3710 | 155 | 6 | 4 | 119.0476 | 0 | 0 | 285.7143 | 8.2604 | 413.0224 | 410.8651 | 2.1573 | 410.8762 | 2.135 | 0.011094 | 0 | 0 | 0 | 0
7933 | 413.0224 | 3711 | 155 | 6 | 4 | 119.0476 | 0 | 0 | 285.7143 | 8.2604 | 413.0224 | 410.8651 | 2.1573 | 410.8762 | 2.135 | 0.011094 | 0 | 0 | 0 | 0
7934 | 413.0224 | 3712 | 155 | 6 | 4 | 119.0476 | 0 | 0 | 285.7143 | 8.2604 | 413.0224 | 410.8651 | 2.1573 | 410.8762 | 2.135 | 0.011094 | 0 | 0 | 0 | 0
7935 | 413.0224 | 3730 | 156 | 6 | 5 | 119.0476 | 0 | 0 | 285.7143 | 8.2604 | 413.0224 | 410.8651 | 2.1573 | 410.8762 | 2.135 | 0.011094 | 0 | 0 | 0 | 0
7936 | 413.0224 | 3731 | 156 | 6 | 5 | 119.0476 | 0 | 0 | 285.7143 | 8.2604 | 413.0224 | 410.8651 | 2.1573 | 410.8762 | 2.135 | 0.011094 | 0 | 0 | 0 | 0
7937 | 413.0224 | 3732 | 156 | 6 | 5 | 119.0476 | 0 | 0 | 285.7143 | 8.2604 | 413.0224 | 410.8651 | 2.1573 | 410.8762 | 2.135 | 0.011094 | 0 | 0 | 0 | 0
7938 | 413.0224 | 3733 | 156 | 6 | 5 | 119.0476 | 0 | 0 | 285.7143 | 8.2604 | 413.0224 | 410.8651 | 2.1573 | 410.8762 | 2.135 | 0.011094 | 0 | 0 | 0 | 0
7939 | 413.0224 | 3734 | 156 | 6 | 5 | 119.0476 | 0 | 0 | 285.7143 | 8.2604 | 413.0224 | 410.8651 | 2.1573 | 410.8762 | 2.135 | 0.011094 | 0 | 0 | 0 | 0
7940 | 413.0224 | 3735 | 156 | 6 | 5 | 119.0476 | 0 | 0 | 285.7143 | 8.2604 | 413.0224 | 410.8651 | 2.1573 | 410.8762 | 2.135 | 0.011094 | 0 | 0 | 0 | 0
7941 | 413.0224 | 3736 | 156 | 6 | 5 | 119.0476 | 0 | 0 | 285.7143 | 8.2604 | 413.0224 | 410.8651 | 2.1573 | 410.8762 | 2.135 | 0.011094 | 0 | 0 | 0 | 0
7942 | 413.0224 | 3754 | 157 | 6 | 6 | 119.0476 | 0 | 0 | 285.7143 | 8.2604 | 413.0224 | 410.8651 | 2.1573 | 410.8762 | 2.135 | 0.011094 | 0 | 0 | 0 | 0
7943 | 413.0224 | 3755 | 157 | 6 | 6 | 119.0476 | 0 | 0 | 285.7143 | 8.2604 | 413.0224 | 410.8651 | 2.1573 | 410.8762 | 2.135 | 0.011094 | 0 | 0 | 0 | 0
7944 | 413.0224 | 3756 | 157 | 6 | 6 | 119.0476 | 0 | 0 | 285.7143 | 8.2604 | 413.0224 | 410.8651 | 2.1573 | 410.8762 | 2.135 | 0.011094 | 0 | 0 | 0 | 0
7945 | 413.0224 | 3757 | 157 | 6 | 6 | 119.0476 | 0 | 0 | 285.7143 | 8.2604 | 413.0224 | 410.8651 | 2.1573 | 410.8762 | 2.135 | 0.011094 | 0 | 0 | 0 | 0
7946 | 413.0224 | 3758 | 157 | 6 | 6 | 119.0476 | 0 | 0 | 285.7143 | 8.2604 | 413.0224 | 410.8651 | 2.1573 | 410.8762 | 2.135 | 0.011094 | 0 | 0 | 0 | 0
7947 | 413.0224 | 3759 | 157 | 6 | 6 | 119.0476 | 0 | 0 | 285.7143 | 8.2604 | 413.0224 | 410.8651 | 2.1573 | 410.8762 | 2.135 | 0.011094 | 0 | 0 | 0 | 0
7948 | 413.0224 | 3760 | 157 | 6 | 6 | 119.0476 | 0 | 0 | 285.7143 | 8.2604 | 413.0224 | 410.8651 | 2.1573 | 410.8762 | 2.135 | 0.011094 | 0 | 0 | 0 | 0
7949 | 413.0224 | 3778 | 158 | 6 | 7 | 119.0476 | 0 | 0 | 285.7143 | 8.2604 | 413.0224 | 410.8651 | 2.1573 | 410.8762 | 2.135 | 0.011094 | 0 | 0 | 0 | 0
7950 | 413.0224 | 3779 | 158 | 6 | 7 | 119.0476 | 0 | 0 | 285.7143 | 8.2604 | 413.0224 | 410.8651 | 2.1573 | 410.8762 | 2.135 | 0.011094 | 0 | 0 | 0 | 0
7951 | 413.0224 | 3780 | 158 | 6 | 7 | 119.0476 | 0 | 0 | 285.7143 | 8.2604 | 413.0224 | 410.8651 | 2.1573 | 410.8762 | 2.135 | 0.011094 | 0 | 0 | 0 | 0
7952 | 413.0224 | 3781 | 158 | 6 | 7 | 119.0476 | 0 | 0 | 285.7143 | 8.2604 | 413.0224 | 410.8651 | 2.1573 | 410.8762 | 2.135 | 0.011094 | 0 | 0 | 0 | 0
7953 | 413.0224 | 3782 | 158 | 6 | 7 | 119.0476 | 0 | 0 | 285.7143 | 8.2604 | 413.0224 | 410.8651 | 2.1573 | 410.8762 | 2.135 | 0.011094 | 0 | 0 | 0 | 0
7954 | 413.0224 | 3783 | 158 | 6 | 7 | 119.0476 | 0 | 0 | 285.7143 | 8.2604 | 413.0224 | 410.8651 | 2.1573 | 410.8762 | 2.135 | 0.011094 | 0 | 0 | 0 | 0
7955 | 413.0224 | 3784 | 158 | 6 | 7 | 119.0476 | 0 | 0 | 285.7143 | 8.2604 | 413.0224 | 410.8651 | 2.1573 | 410.8762 | 2.135 | 0.011094 | 0 | 0 | 0 | 0
7956 | 413.0224 | 3802 | 159 | 6 | 8 | 119.0476 | 0 | 0 | 285.7143 | 8.2604 | 413.0224 | 410.8651 | 2.1573 | 410.8762 | 2.135 | 0.011094 | 0 | 0 | 0 | 0
7957 | 413.0224 | 3803 | 159 | 6 | 8 | 119.0476 | 0 | 0 | 285.7143 | 8.2604 | 413.0224 | 410.8651 | 2.1573 | 410.8762 | 2.135 | 0.011094 | 0 | 0 | 0 | 0
7958 | 413.0224 | 3804 | 159 | 6 | 8 | 119.0476 | 0 | 0 | 285.7143 | 8.2604 | 413.0224 | 410.8651 | 2.1573 | 410.8762 | 2.135 | 0.011094 | 0 | 0 | 0 | 0
7959 | 413.0224 | 3805 | 159 | 6 | 8 | 119.0476 | 0 | 0 | 285.7143 | 8.2604 | 413.0224 | 410.8651 | 2.1573 | 410.8762 | 2.135 | 0.011094 | 0 | 0 | 0 | 0
7960 | 413.0224 | 3806 | 159 | 6 | 8 | 119.0476 | 0 | 0 | 285.7143 | 8.2604 | 413.0224 | 410.8651 | 2.1573 | 410.8762 | 2.135 | 0.011094 | 0 | 0 | 0 | 0
7961 | 413.0224 | 3807 | 159 | 6 | 8 | 119.0476 | 0 | 0 | 285.7143 | 8.2604 | 413.0224 | 410.8651 | 2.1573 | 410.8762 | 2.135 | 0.011094 | 0 | 0 | 0 | 0
7962 | 413.0224 | 3808 | 159 | 6 | 8 | 119.0476 | 0 | 0 | 285.7143 | 8.2604 | 413.0224 | 410.8651 | 2.1573 | 410.8762 | 2.135 | 0.011094 | 0 | 0 | 0 | 0
7963 | 413.0224 | 3826 | 160 | 6 | 9 | 119.0476 | 0 | 0 | 285.7143 | 8.2604 | 413.0224 | 410.8651 | 2.1573 | 410.8762 | 2.135 | 0.011094 | 0 | 0 | 0 | 0
7964 | 413.0224 | 3827 | 160 | 6 | 9 | 119.0476 | 0 | 0 | 285.7143 | 8.2604 | 413.0224 | 410.8651 | 2.1573 | 410.8762 | 2.135 | 0.011094 | 0 | 0 | 0 | 0
7965 | 413.0224 | 3828 | 160 | 6 | 9 | 119.0476 | 0 | 0 | 285.7143 | 8.2604 | 413.0224 | 410.8651 | 2.1573 | 410.8762 | 2.135 | 0.011094 | 0 | 0 | 0 | 0
7966 | 413.0224 | 3829 | 160 | 6 | 9 | 119.0476 | 0 | 0 | 285.7143 | 8.2604 | 413.0224 | 410.8651 | 2.1573 | 410.8762 | 2.135 | 0.011094 | 0 | 0 | 0 | 0
7967 | 413.0224 | 3830 | 160 | 6 | 9 | 119.0476 | 0 | 0 | 285.7143 | 8.2604 | 413.0224 | 410.8651 | 2.1573 | 410.8762 | 2.135 | 0.011094 | 0 | 0 | 0 | 0
7968 | 413.0224 | 3831 | 160 | 6 | 9 | 119.0476 | 0 | 0 | 285.7143 | 8.2604 | 413.0224 | 410.8651 | 2.1573 | 410.8762 | 2.135 | 0.011094 | 0 | 0 | 0 | 0
7969 | 413.0224 | 3832 | 160 | 6 | 9 | 119.0476 | 0 | 0 | 285.7143 | 8.2604 | 413.0224 | 410.8651 | 2.1573 | 410.8762 | 2.135 | 0.011094 | 0 | 0 | 0 | 0
7970 | 413.0224 | 3850 | 161 | 6 | 10 | 119.0476 | 0 | 0 | 285.7143 | 8.2604 | 413.0224 | 410.8651 | 2.1573 | 410.8762 | 2.135 | 0.011094 | 0 | 0 | 0 | 0
7971 | 413.0224 | 3851 | 161 | 6 | 10 | 119.0476 | 0 | 0 | 285.7143 | 8.2604 | 413.0224 | 410.8651 | 2.1573 | 410.8762 | 2.135 | 0.011094 | 0 | 0 | 0 | 0
7972 | 413.0224 | 3852 | 161 | 6 | 10 | 119.0476 | 0 | 0 | 285.7143 | 8.2604 | 413.0224 | 410.8651 | 2.1573 | 410.8762 | 2.135 | 0.011094 | 0 | 0 | 0 | 0
7973 | 413.0224 | 3853 | 161 | 6 | 10 | 119.0476 | 0 | 0 | 285.7143 | 8.2604 | 413.0224 | 410.8651 | 2.1573 | 410.8762 | 2.135 | 0.011094 | 0 | 0 | 0 | 0
7974 | 413.0224 | 3854 | 161 | 6 | 10 | 119.0476 | 0 | 0 | 285.7143 | 8.2604 | 413.0224 | 410.8651 | 2.1573 | 410.8762 | 2.135 | 0.011094 | 0 | 0 | 0 | 0
7975 | 413.0224 | 3855 | 161 | 6 | 10 | 119.0476 | 0 | 0 | 285.7143 | 8.2604 | 413.0224 | 410.8651 | 2.1573 | 410.8762 | 2.135 | 0.011094 | 0 | 0 | 0 | 0
7976 | 413.0224 | 3856 | 161 | 6 | 10 | 119.0476 | 0 | 0 | 285.7143 | 8.2604 | 413.0224 | 410.8651 | 2.1573 | 410.8762 | 2.135 | 0.011094 | 0 | 0 | 0 | 0
7977 | 413.0224 | 3874 | 162 | 6 | 11 | 119.0476 | 0 | 0 | 285.7143 | 8.2604 | 413.0224 | 410.8651 | 2.1573 | 410.8762 | 2.135 | 0.011094 | 0 | 0 | 0 | 0
7978 | 413.0224 | 3875 | 162 | 6 | 11 | 119.0476 | 0 | 0 | 285.7143 | 8.2604 | 413.0224 | 410.8651 | 2.1573 | 410.8762 | 2.135 | 0.011094 | 0 | 0 | 0 | 0
7979 | 413.0224 | 3876 | 162 | 6 | 11 | 119.0476 | 0 | 0 | 285.7143 | 8.2604 | 413.0224 | 410.8651 | 2.1573 | 410.8762 | 2.135 | 0.011094 | 0 | 0 | 0 | 0
7980 | 413.0224 | 3877 | 162 | 6 | 11 | 119.0476 | 0 | 0 | 285.7143 | 8.2604 | 413.0224 | 410.8651 | 2.1573 | 410.8762 | 2.135 | 0.011094 | 0 | 0 | 0 | 0
7981 | 413.0224 | 3878 | 162 | 6 | 11 | 119.0476 | 0 | 0 | 285.7143 | 8.2604 | 413.0224 | 410.8651 | 2.1573 | 410.8762 | 2.135 | 0.011094 | 0 | 0 | 0 | 0
7982 | 413.0224 | 3879 | 162 | 6 | 11 | 119.0476 | 0 | 0 | 285.7143 | 8.2604 | 413.0224 | 410.8651 | 2.1573 | 410.8762 | 2.135 | 0.011094 | 0 | 0 | 0 | 0
7983 | 413.0224 | 3880 | 162 | 6 | 11 | 119.0476 | 0 | 0 | 285.7143 | 8.2604 | 413.0224 | 410.8651 | 2.1573 | 410.8762 | 2.135 | 0.011094 | 0 | 0 | 0 | 0
7984 | 413.0224 | 3898 | 163 | 6 | 12 | 119.0476 | 0 | 0 | 285.7143 | 8.2604 | 413.0224 | 410.8651 | 2.1573 | 410.8762 | 2.135 | 0.011094 | 0 | 0 | 0 | 0
7985 | 413.0224 | 3899 | 163 | 6 | 12 | 119.0476 | 0 | 0 | 285.7143 | 8.2604 | 413.0224 | 410.8651 | 2.1573 | 410.8762 | 2.135 | 0.011094 | 0 | 0 | 0 | 0
7986 | 413.0224 | 3900 | 163 | 6 | 12 | 119.0476 | 0 | 0 | 285.7143 | 8.2604 | 413.0224 | 410.8651 | 2.1573 | 410.8762 | 2.135 | 0.011094 | 0 | 0 | 0 | 0
7987 | 413.0224 | 3901 | 163 | 6 | 12 | 119.0476 | 0 | 0 | 285.7143 | 8.2604 | 413.0224 | 410.8651 | 2.1573 | 410.8762 | 2.135 | 0.011094 | 0 | 0 | 0 | 0
7988 | 413.0224 | 3902 | 163 | 6 | 12 | 119.0476 | 0 | 0 | 285.7143 | 8.2604 | 413.0224 | 410.8651 | 2.1573 | 410.8762 | 2.135 | 0.011094 | 0 | 0 | 0 | 0
7989 | 413.0224 | 3903 | 163 | 6 | 12 | 119.0476 | 0 | 0 | 285.7143 | 8.2604 | 413.0224 | 410.8651 | 2.1573 | 410.8762 | 2.135 | 0.011094 | 0 | 0 | 0 | 0
7990 | 413.0224 | 3904 | 163 | 6 | 12 | 119.0476 | 0 | 0 | 285.7143 | 8.2604 | 413.0224 | 410.8651 | 2.1573 | 410.8762 | 2.135 | 0.011094 | 0 | 0 | 0 | 0
7991 | 413.0224 | 3922 | 164 | 6 | 13 | 119.0476 | 0 | 0 | 285.7143 | 8.2604 | 413.0224 | 410.8651 | 2.1573 | 410.8762 | 2.135 | 0.011094 | 0 | 0 | 0 | 0
7992 | 413.0224 | 3923 | 164 | 6 | 13 | 119.0476 | 0 | 0 | 285.7143 | 8.2604 | 413.0224 | 410.8651 | 2.1573 | 410.8762 | 2.135 | 0.011094 | 0 | 0 | 0 | 0
7993 | 413.0224 | 3924 | 164 | 6 | 13 | 119.0476 | 0 | 0 | 285.7143 | 8.2604 | 413.0224 | 410.8651 | 2.1573 | 410.8762 | 2.135 | 0.011094 | 0 | 0 | 0 | 0
7994 | 413.0224 | 3925 | 164 | 6 | 13 | 119.0476 | 0 | 0 | 285.7143 | 8.2604 | 413.0224 | 410.8651 | 2.1573 | 410.8762 | 2.135 | 0.011094 | 0 | 0 | 0 | 0
7995 | 413.0224 | 3926 | 164 | 6 | 13 | 119.0476 | 0 | 0 | 285.7143 | 8.2604 | 413.0224 | 410.8651 | 2.1573 | 410.8762 | 2.135 | 0.011094 | 0 | 0 | 0 | 0
7996 | 413.0224 | 3927 | 164 | 6 | 13 | 119.0476 | 0 | 0 | 285.7143 | 8.2604 | 413.0224 | 410.8651 | 2.1573 | 410.8762 | 2.135 | 0.011094 | 0 | 0 | 0 | 0
7997 | 413.0224 | 3928 | 164 | 6 | 13 | 119.0476 | 0 | 0 | 285.7143 | 8.2604 | 413.0224 | 410.8651 | 2.1573 | 410.8762 | 2.135 | 0.011094 | 0 | 0 | 0 | 0
7998 | 413.0224 | 3946 | 165 | 6 | 14 | 119.0476 | 0 | 0 | 285.7143 | 8.2604 | 413.0224 | 410.8651 | 2.1573 | 410.8762 | 2.135 | 0.011094 | 0 | 0 | 0 | 0
7999 | 413.0224 | 3947 | 165 | 6 | 14 | 119.0476 | 0 | 0 | 285.7143 | 8.2604 | 413.0224 | 410.8651 | 2.1573 | 410.8762 | 2.135 | 0.011094 | 0 | 0 | 0 | 0
8000 | 413.0224 | 3948 | 165 | 6 | 14 | 119.0476 | 0 | 0 | 285.7143 | 8.2604 | 413.0224 | 410.8651 | 2.1573 | 410.8762 | 2.135 | 0.011094 | 0 | 0 | 0 | 0
8001 | 413.0224 | 3949 | 165 | 6 | 14 | 119.0476 | 0 | 0 | 285.7143 | 8.2604 | 413.0224 | 410.8651 | 2.1573 | 410.8762 | 2.135 | 0.011094 | 0 | 0 | 0 | 0
8002 | 413.0224 | 3950 | 165 | 6 | 14 | 119.0476 | 0 | 0 | 285.7143 | 8.2604 | 413.0224 | 410.8651 | 2.1573 | 410.8762 | 2.135 | 0.011094 | 0 | 0 | 0 | 0
8003 | 413.0224 | 3951 | 165 | 6 | 14 | 119.0476 | 0 | 0 | 285.7143 | 8.2604 | 413.0224 | 410.8651 | 2.1573 | 410.8762 | 2.135 | 0.011094 | 0 | 0 | 0 | 0
8004 | 413.0224 | 3952 | 165 | 6 | 14 | 119.0476 | 0 | 0 | 285.7143 | 8.2604 | 413.0224 | 410.8651 | 2.1573 | 410.8762 | 2.135 | 0.011094 | 0 | 0 | 0 | 0
8005 | 413.0224 | 3970 | 166 | 6 | 15 | 119.0476 | 0 | 0 | 285.7143 | 8.2604 | 413.0224 | 410.8651 | 2.1573 | 410.8762 | 2.135 | 0.011094 | 0 | 0 | 0 | 0
8006 | 413.0224 | 3971 | 166 | 6 | 15 | 119.0476 | 0 | 0 | 285.7143 | 8.2604 | 413.0224 | 410.8651 | 2.1573 | 410.8762 | 2.135 | 0.011094 | 0 | 0 | 0 | 0
8007 | 413.0224 | 3972 | 166 | 6 | 15 | 119.0476 | 0 | 0 | 285.7143 | 8.2604 | 413.0224 | 410.8651 | 2.1573 | 410.8762 | 2.135 | 0.011094 | 0 | 0 | 0 | 0
8008 | 413.0224 | 3973 | 166 | 6 | 15 | 119.0476 | 0 | 0 | 285.7143 | 8.2604 | 413.0224 | 410.8651 | 2.1573 | 410.8762 | 2.135 | 0.011094 | 0 | 0 | 0 | 0
8009 | 413.0224 | 3974 | 166 | 6 | 15 | 119.0476 | 0 | 0 | 285.7143 | 8.2604 | 413.0224 | 410.8651 | 2.1573 | 410.8762 | 2.135 | 0.011094 | 0 | 0 | 0 | 0
8010 | 413.0224 | 3975 | 166 | 6 | 15 | 119.0476 | 0 | 0 | 285.7143 | 8.2604 | 413.0224 | 410.8651 | 2.1573 | 410.8762 | 2.135 | 0.011094 | 0 | 0 | 0 | 0
8011 | 413.0224 | 3976 | 166 | 6 | 15 | 119.0476 | 0 | 0 | 285.7143 | 8.2604 | 413.0224 | 410.8651 | 2.1573 | 410.8762 | 2.135 | 0.011094 | 0 | 0 | 0 | 0
8012 | 413.0224 | 3994 | 167 | 6 | 16 | 119.0476 | 0 | 0 | 285.7143 | 8.2604 | 413.0224 | 410.8651 | 2.1573 | 410.8762 | 2.135 | 0.011094 | 0 | 0 | 0 | 0
8013 | 413.0224 | 3995 | 167 | 6 | 16 | 119.0476 | 0 | 0 | 285.7143 | 8.2604 | 413.0224 | 410.8651 | 2.1573 | 410.8762 | 2.135 | 0.011094 | 0 | 0 | 0 | 0
8014 | 413.0224 | 3996 | 167 | 6 | 16 | 119.0476 | 0 | 0 | 285.7143 | 8.2604 | 413.0224 | 410.8651 | 2.1573 | 410.8762 | 2.135 | 0.011094 | 0 | 0 | 0 | 0
8015 | 413.0224 | 3997 | 167 | 6 | 16 | 119.0476 | 0 | 0 | 285.7143 | 8.2604 | 413.0224 | 410.8651 | 2.1573 | 410.8762 | 2.135 | 0.011094 | 0 | 0 | 0 | 0
8016 | 413.0224 | 3998 | 167 | 6 | 16 | 119.0476 | 0 | 0 | 285.7143 | 8.2604 | 413.0224 | 410.8651 | 2.1573 | 410.8762 | 2.135 | 0.011094 | 0 | 0 | 0 | 0
8017 | 413.0224 | 3999 | 167 | 6 | 16 | 119.0476 | 0 | 0 | 285.7143 | 8.2604 | 413.0224 | 410.8651 | 2.1573 | 410.8762 | 2.135 | 0.011094 | 0 | 0 | 0 | 0
8018 | 413.0224 | 4000 | 167 | 6 | 16 | 119.0476 | 0 | 0 | 285.7143 | 8.2604 | 413.0224 | 410.8651 | 2.1573 | 410.8762 | 2.135 | 0.011094 | 0 | 0 | 0 | 0
8019 | 413.0224 | 4018 | 168 | 6 | 17 | 119.0476 | 0 | 0 | 285.7143 | 8.2604 | 413.0224 | 410.8651 | 2.1573 | 410.8762 | 2.135 | 0.011094 | 0 | 0 | 0 | 0
8020 | 413.0224 | 4019 | 168 | 6 | 17 | 119.0476 | 0 | 0 | 285.7143 | 8.2604 | 413.0224 | 410.8651 | 2.1573 | 410.8762 | 2.135 | 0.011094 | 0 | 0 | 0 | 0
8021 | 413.0224 | 4020 | 168 | 6 | 17 | 119.0476 | 0 | 0 | 285.7143 | 8.2604 | 413.0224 | 410.8651 | 2.1573 | 410.8762 | 2.135 | 0.011094 | 0 | 0 | 0 | 0
8022 | 413.0224 | 4021 | 168 | 6 | 17 | 119.0476 | 0 | 0 | 285.7143 | 8.2604 | 413.0224 | 410.8651 | 2.1573 | 410.8762 | 2.135 | 0.011094 | 0 | 0 | 0 | 0
8023 | 413.0224 | 4022 | 168 | 6 | 17 | 119.0476 | 0 | 0 | 285.7143 | 8.2604 | 413.0224 | 410.8651 | 2.1573 | 410.8762 | 2.135 | 0.011094 | 0 | 0 | 0 | 0
8024 | 413.0224 | 4023 | 168 | 6 | 17 | 119.0476 | 0 | 0 | 285.7143 | 8.2604 | 413.0224 | 410.8651 | 2.1573 | 410.8762 | 2.135 | 0.011094 | 0 | 0 | 0 | 0
8025 | 413.0224 | 4024 | 168 | 6 | 17 | 119.0476 | 0 | 0 | 285.7143 | 8.2604 | 413.0224 | 410.8651 | 2.1573 | 410.8762 | 2.135 | 0.011094 | 0 | 0 | 0 | 0
8026 | 413.0224 | 4042 | 169 | 6 | 18 | 119.0476 | 0 | 0 | 285.7143 | 8.2604 | 413.0224 | 410.8651 | 2.1573 | 410.8762 | 2.135 | 0.011094 | 0 | 0 | 0 | 0
8027 | 413.0224 | 4043 | 169 | 6 | 18 | 119.0476 | 0 | 0 | 285.7143 | 8.2604 | 413.0224 | 410.8651 | 2.1573 | 410.8762 | 2.135 | 0.011094 | 0 | 0 | 0 | 0
8028 | 413.0224 | 4044 | 169 | 6 | 18 | 119.0476 | 0 | 0 | 285.7143 | 8.2604 | 413.0224 | 410.8651 | 2.1573 | 410.8762 | 2.135 | 0.011094 | 0 | 0 | 0 | 0
8029 | 413.0224 | 4045 | 169 | 6 | 18 | 119.0476 | 0 | 0 | 285.7143 | 8.2604 | 413.0224 | 410.8651 | 2.1573 | 410.8762 | 2.135 | 0.011094 | 0 | 0 | 0 | 0
8030 | 413.0224 | 4046 | 169 | 6 | 18 | 119.0476 | 0 | 0 | 285.7143 | 8.2604 | 413.0224 | 410.8651 | 2.1573 | 410.8762 | 2.135 | 0.011094 | 0 | 0 | 0 | 0
8031 | 413.0224 | 4047 | 169 | 6 | 18 | 119.0476 | 0 | 0 | 285.7143 | 8.2604 | 413.0224 | 410.8651 | 2.1573 | 410.8762 | 2.135 | 0.011094 | 0 | 0 | 0 | 0
8032 | 413.0224 | 4048 | 169 | 6 | 18 | 119.0476 | 0 | 0 | 285.7143 | 8.2604 | 413.0224 | 410.8651 | 2.1573 | 410.8762 | 2.135 | 0.011094 | 0 | 0 | 0 | 0
8033 | 413.0224 | 4066 | 170 | 6 | 19 | 119.0476 | 0 | 0 | 285.7143 | 8.2604 | 413.0224 | 410.8651 | 2.1573 | 410.8762 | 2.135 | 0.011094 | 0 | 0 | 0 | 0
8034 | 413.0224 | 4067 | 170 | 6 | 19 | 119.0476 | 0 | 0 | 285.7143 | 8.2604 | 413.0224 | 410.8651 | 2.1573 | 410.8762 | 2.135 | 0.011094 | 0 | 0 | 0 | 0
8035 | 413.0224 | 4068 | 170 | 6 | 19 | 119.0476 | 0 | 0 | 285.7143 | 8.2604 | 413.0224 | 410.8651 | 2.1573 | 410.8762 | 2.135 | 0.011094 | 0 | 0 | 0 | 0
8036 | 413.0224 | 4069 | 170 | 6 | 19 | 119.0476 | 0 | 0 | 285.7143 | 8.2604 | 413.0224 | 410.8651 | 2.1573 | 410.8762 | 2.135 | 0.011094 | 0 | 0 | 0 | 0
8037 | 413.0224 | 4070 | 170 | 6 | 19 | 119.0476 | 0 | 0 | 285.7143 | 8.2604 | 413.0224 | 410.8651 | 2.1573 | 410.8762 | 2.135 | 0.011094 | 0 | 0 | 0 | 0
8038 | 413.0224 | 4071 | 170 | 6 | 19 | 119.0476 | 0 | 0 | 285.7143 | 8.2604 | 413.0224 | 410.8651 | 2.1573 | 410.8762 | 2.135 | 0.011094 | 0 | 0 | 0 | 0
8039 | 413.0224 | 4072 | 170 | 6 | 19 | 119.0476 | 0 | 0 | 285.7143 | 8.2604 | 413.0224 | 410.8651 | 2.1573 | 410.8762 | 2.135 | 0.011094 | 0 | 0 | 0 | 0
8040 | 413.0224 | 4090 | 171 | 6 | 20 | 119.0476 | 0 | 0 | 285.7143 | 8.2604 | 413.0224 | 410.8651 | 2.1573 | 410.8762 | 2.135 | 0.011094 | 0 | 0 | 0 | 0
8041 | 413.0224 | 4091 | 171 | 6 | 20 | 119.0476 | 0 | 0 | 285.7143 | 8.2604 | 413.0224 | 410.8651 | 2.1573 | 410.8762 | 2.135 | 0.011094 | 0 | 0 | 0 | 0
8042 | 413.0224 | 4092 | 171 | 6 | 20 | 119.0476 | 0 | 0 | 285.7143 | 8.2604 | 413.0224 | 410.8651 | 2.1573 | 410.8762 | 2.135 | 0.011094 | 0 | 0 | 0 | 0
8043 | 413.0224 | 4093 | 171 | 6 | 20 | 119.0476 | 0 | 0 | 285.7143 | 8.2604 | 413.0224 | 410.8651 | 2.1573 | 410.8762 | 2.135 | 0.011094 | 0 | 0 | 0 | 0
8044 | 413.0224 | 4094 | 171 | 6 | 20 | 119.0476 | 0 | 0 | 285.7143 | 8.2604 | 413.0224 | 410.8651 | 2.1573 | 410.8762 | 2.135 | 0.011094 | 0 | 0 | 0 | 0
8045 | 413.0224 | 4095 | 171 | 6 | 20 | 119.0476 | 0 | 0 | 285.7143 | 8.2604 | 413.0224 | 410.8651 | 2.1573 | 410.8762 | 2.135 | 0.011094 | 0 | 0 | 0 | 0
8046 | 413.0224 | 4096 | 171 | 6 | 20 | 119.0476 | 0 | 0 | 285.7143 | 8.2604 | 413.0224 | 410.8651 | 2.1573 | 410.8762 | 2.135 | 0.011094 | 0 | 0 | 0 | 0
8047 | 413.0224 | 4114 | 172 | 6 | 21 | 119.0476 | 0 | 0 | 285.7143 | 8.2604 | 413.0224 | 410.8651 | 2.1573 | 410.8762 | 2.135 | 0.011094 | 0 | 0 | 0 | 0
8048 | 413.0224 | 4115 | 172 | 6 | 21 | 119.0476 | 0 | 0 | 285.7143 | 8.2604 | 413.0224 | 410.8651 | 2.1573 | 410.8762 | 2.135 | 0.011094 | 0 | 0 | 0 | 0
8049 | 413.0224 | 4116 | 172 | 6 | 21 | 119.0476 | 0 | 0 | 285.7143 | 8.2604 | 413.0224 | 410.8651 | 2.1573 | 410.8762 | 2.135 | 0.011094 | 0 | 0 | 0 | 0
8050 | 413.0224 | 4117 | 172 | 6 | 21 | 119.0476 | 0 | 0 | 285.7143 | 8.2604 | 413.0224 | 410.8651 | 2.1573 | 410.8762 | 2.135 | 0.011094 | 0 | 0 | 0 | 0
8051 | 413.0224 | 4118 | 172 | 6 | 21 | 119.0476 | 0 | 0 | 285.7143 | 8.2604 | 413.0224 | 410.8651 | 2.1573 | 410.8762 | 2.135 | 0.011094 | 0 | 0 | 0 | 0
8052 | 413.0224 | 4119 | 172 | 6 | 21 | 119.0476 | 0 | 0 | 285.7143 | 8.2604 | 413.0224 | 410.8651 | 2.1573 | 410.8762 | 2.135 | 0.011094 | 0 | 0 | 0 | 0
8053 | 413.0224 | 4120 | 172 | 6 | 21 | 119.0476 | 0 | 0 | 285.7143 | 8.2604 | 413.0224 | 410.8651 | 2.1573 | 410.8762 | 2.135 | 0.011094 | 0 | 0 | 0 | 0
8054 | 413.0224 | 4138 | 173 | 6 | 22 | 119.0476 | 0 | 0 | 285.7143 | 8.2604 | 413.0224 | 410.8651 | 2.1573 | 410.8762 | 2.135 | 0.011094 | 0 | 0 | 0 | 0
8055 | 413.0224 | 4139 | 173 | 6 | 22 | 119.0476 | 0 | 0 | 285.7143 | 8.2604 | 413.0224 | 410.8651 | 2.1573 | 410.8762 | 2.135 | 0.011094 | 0 | 0 | 0 | 0
8056 | 413.0224 | 4140 | 173 | 6 | 22 | 119.0476 | 0 | 0 | 285.7143 | 8.2604 | 413.0224 | 410.8651 | 2.1573 | 410.8762 | 2.135 | 0.011094 | 0 | 0 | 0 | 0
8057 | 413.0224 | 4141 | 173 | 6 | 22 | 119.0476 | 0 | 0 | 285.7143 | 8.2604 | 413.0224 | 410.8651 | 2.1573 | 410.8762 | 2.135 | 0.011094 | 0 | 0 | 0 | 0
8058 | 413.0224 | 4142 | 173 | 6 | 22 | 119.0476 | 0 | 0 | 285.7143 | 8.2604 | 413.0224 | 410.8651 | 2.1573 | 410.8762 | 2.135 | 0.011094 | 0 | 0 | 0 | 0
8059 | 413.0224 | 4143 | 173 | 6 | 22 | 119.0476 | 0 | 0 | 285.7143 | 8.2604 | 413.0224 | 410.8651 | 2.1573 | 410.8762 | 2.135 | 0.011094 | 0 | 0 | 0 | 0
8060 | 413.0224 | 4144 | 173 | 6 | 22 | 119.0476 | 0 | 0 | 285.7143 | 8.2604 | 413.0224 | 410.8651 | 2.1573 | 410.8762 | 2.135 | 0.011094 | 0 | 0 | 0 | 0
8061 | 413.0224 | 4162 | 174 | 6 | 23 | 119.0476 | 0 | 0 | 285.7143 | 8.2604 | 413.0224 | 410.8651 | 2.1573 | 410.8762 | 2.135 | 0.011094 | 0 | 0 | 0 | 0
8062 | 413.0224 | 4163 | 174 | 6 | 23 | 119.0476 | 0 | 0 | 285.7143 | 8.2604 | 413.0224 | 410.8651 | 2.1573 | 410.8762 | 2.135 | 0.011094 | 0 | 0 | 0 | 0
8063 | 413.0224 | 4164 | 174 | 6 | 23 | 119.0476 | 0 | 0 | 285.7143 | 8.2604 | 413.0224 | 410.8651 | 2.1573 | 410.8762 | 2.135 | 0.011094 | 0 | 0 | 0 | 0
8064 | 413.0224 | 4165 | 174 | 6 | 23 | 119.0476 | 0 | 0 | 285.7143 | 8.2604 | 413.0224 | 410.8651 | 2.1573 | 410.8762 | 2.135 | 0.011094 | 0 | 0 | 0 | 0
8065 | 413.0224 | 4166 | 174 | 6 | 23 | 119.0476 | 0 | 0 | 285.7143 | 8.2604 | 413.0224 | 410.8651 | 2.1573 | 410.8762 | 2.135 | 0.011094 | 0 | 0 | 0 | 0
8066 | 413.0224 | 4167 | 174 | 6 | 23 | 119.0476 | 0 | 0 | 285.7143 | 8.2604 | 413.0224 | 410.8651 | 2.1573 | 410.8762 | 2.135 | 0.011094 | 0 | 0 | 0 | 0
8067 | 413.0224 | 4168 | 174 | 6 | 23 | 119.0476 | 0 | 0 | 285.7143 | 8.2604 | 413.0224 | 410.8651 | 2.1573 | 410.8762 | 2.135 | 0.011094 | 0 | 0 | 0 | 0
8068 | 413.0224 | 4186 | 175 | 6 | 24 | 119.0476 | 0 | 0 | 285.7143 | 8.2604 | 413.0224 | 410.8651 | 2.1573 | 410.8762 | 2.135 | 0.011094 | 0 | 0 | 0 | 0
8069 | 413.0224 | 4187 | 175 | 6 | 24 | 119.0476 | 0 | 0 | 285.7143 | 8.2604 | 413.0224 | 410.8651 | 2.1573 | 410.8762 | 2.135 | 0.011094 | 0 | 0 | 0 | 0
8070 | 413.0224 | 4188 | 175 | 6 | 24 | 119.0476 | 0 | 0 | 285.7143 | 8.2604 | 413.0224 | 410.8651 | 2.1573 | 410.8762 | 2.135 | 0.011094 | 0 | 0 | 0 | 0
8071 | 413.0224 | 4189 | 175 | 6 | 24 | 119.0476 | 0 | 0 | 285.7143 | 8.2604 | 413.0224 | 410.8651 | 2.1573 | 410.8762 | 2.135 | 0.011094 | 0 | 0 | 0 | 0
8072 | 413.0224 | 4190 | 175 | 6 | 24 | 119.0476 | 0 | 0 | 285.7143 | 8.2604 | 413.0224 | 410.8651 | 2.1573 | 410.8762 | 2.135 | 0.011094 | 0 | 0 | 0 | 0
8073 | 413.0224 | 4191 | 175 | 6 | 24 | 119.0476 | 0 | 0 | 285.7143 | 8.2604 | 413.0224 | 410.8651 | 2.1573 | 410.8762 | 2.135 | 0.011094 | 0 | 0 | 0 | 0
8074 | 413.0224 | 4192 | 175 | 6 | 24 | 119.0476 | 0 | 0 | 285.7143 | 8.2604 | 413.0224 | 410.8651 | 2.1573 | 410.8762 | 2.135 | 0.011094 | 0 | 0 | 0 | 0
8075 | 413.0224 | 4210 | 176 | 6 | 25 | 119.0476 | 0 | 0 | 285.7143 | 8.2604 | 413.0224 | 410.8651 | 2.1573 | 410.8762 | 2.135 | 0.011094 | 0 | 0 | 0 | 0
8076 | 413.0224 | 4211 | 176 | 6 | 25 | 119.0476 | 0 | 0 | 285.7143 | 8.2604 | 413.0224 | 410.8651 | 2.1573 | 410.8762 | 2.135 | 0.011094 | 0 | 0 | 0 | 0
8077 | 413.0224 | 4212 | 176 | 6 | 25 | 119.0476 | 0 | 0 | 285.7143 | 8.2604 | 413.0224 | 410.8651 | 2.1573 | 410.8762 | 2.135 | 0.011094 | 0 | 0 | 0 | 0
8078 | 413.0224 | 4213 | 176 | 6 | 25 | 119.0476 | 0 | 0 | 285.7143 | 8.2604 | 413.0224 | 410.8651 | 2.1573 | 410.8762 | 2.135 | 0.011094 | 0 | 0 | 0 | 0
8079 | 413.0224 | 4214 | 176 | 6 | 25 | 119.0476 | 0 | 0 | 285.7143 | 8.2604 | 413.0224 | 410.8651 | 2.1573 | 410.8762 | 2.135 | 0.011094 | 0 | 0 | 0 | 0
8080 | 413.0224 | 4215 | 176 | 6 | 25 | 119.0476 | 0 | 0 | 285.7143 | 8.2604 | 413.0224 | 410.8651 | 2.1573 | 410.8762 | 2.135 | 0.011094 | 0 | 0 | 0 | 0
8081 | 413.0224 | 4216 | 176 | 6 | 25 | 119.0476 | 0 | 0 | 285.7143 | 8.2604 | 413.0224 | 410.8651 | 2.1573 | 410.8762 | 2.135 | 0.011094 | 0 | 0 | 0 | 0
8082 | 413.0224 | 4234 | 177 | 6 | 26 | 119.0476 | 0 | 0 | 285.7143 | 8.2604 | 413.0224 | 410.8651 | 2.1573 | 410.8762 | 2.135 | 0.011094 | 0 | 0 | 0 | 0
8083 | 413.0224 | 4235 | 177 | 6 | 26 | 119.0476 | 0 | 0 | 285.7143 | 8.2604 | 413.0224 | 410.8651 | 2.1573 | 410.8762 | 2.135 | 0.011094 | 0 | 0 | 0 | 0
8084 | 413.0224 | 4236 | 177 | 6 | 26 | 119.0476 | 0 | 0 | 285.7143 | 8.2604 | 413.0224 | 410.8651 | 2.1573 | 410.8762 | 2.135 | 0.011094 | 0 | 0 | 0 | 0
8085 | 413.0224 | 4237 | 177 | 6 | 26 | 119.0476 | 0 | 0 | 285.7143 | 8.2604 | 413.0224 | 410.8651 | 2.1573 | 410.8762 | 2.135 | 0.011094 | 0 | 0 | 0 | 0
8086 | 413.0224 | 4238 | 177 | 6 | 26 | 119.0476 | 0 | 0 | 285.7143 | 8.2604 | 413.0224 | 410.8651 | 2.1573 | 410.8762 | 2.135 | 0.011094 | 0 | 0 | 0 | 0
8087 | 413.0224 | 4239 | 177 | 6 | 26 | 119.0476 | 0 | 0 | 285.7143 | 8.2604 | 413.0224 | 410.8651 | 2.1573 | 410.8762 | 2.135 | 0.011094 | 0 | 0 | 0 | 0
8088 | 413.0224 | 4240 | 177 | 6 | 26 | 119.0476 | 0 | 0 | 285.7143 | 8.2604 | 413.0224 | 410.8651 | 2.1573 | 410.8762 | 2.135 | 0.011094 | 0 | 0 | 0 | 0
8089 | 413.0224 | 4258 | 178 | 6 | 27 | 119.0476 | 0 | 0 | 285.7143 | 8.2604 | 413.0224 | 410.8651 | 2.1573 | 410.8762 | 2.135 | 0.011094 | 0 | 0 | 0 | 0
8090 | 413.0224 | 4259 | 178 | 6 | 27 | 119.0476 | 0 | 0 | 285.7143 | 8.2604 | 413.0224 | 410.8651 | 2.1573 | 410.8762 | 2.135 | 0.011094 | 0 | 0 | 0 | 0
8091 | 413.0224 | 4260 | 178 | 6 | 27 | 119.0476 | 0 | 0 | 285.7143 | 8.2604 | 413.0224 | 410.8651 | 2.1573 | 410.8762 | 2.135 | 0.011094 | 0 | 0 | 0 | 0
8092 | 413.0224 | 4261 | 178 | 6 | 27 | 119.0476 | 0 | 0 | 285.7143 | 8.2604 | 413.0224 | 410.8651 | 2.1573 | 410.8762 | 2.135 | 0.011094 | 0 | 0 | 0 | 0
8093 | 413.0224 | 4262 | 178 | 6 | 27 | 119.0476 | 0 | 0 | 285.7143 | 8.2604 | 413.0224 | 410.8651 | 2.1573 | 410.8762 | 2.135 | 0.011094 | 0 | 0 | 0 | 0
8094 | 413.0224 | 4263 | 178 | 6 | 27 | 119.0476 | 0 | 0 | 285.7143 | 8.2604 | 413.0224 | 410.8651 | 2.1573 | 410.8762 | 2.135 | 0.011094 | 0 | 0 | 0 | 0
8095 | 413.0224 | 4264 | 178 | 6 | 27 | 119.0476 | 0 | 0 | 285.7143 | 8.2604 | 413.0224 | 410.8651 | 2.1573 | 410.8762 | 2.135 | 0.011094 | 0 | 0 | 0 | 0
8096 | 413.0224 | 4282 | 179 | 6 | 28 | 119.0476 | 0 | 0 | 285.7143 | 8.2604 | 413.0224 | 410.8651 | 2.1573 | 410.8762 | 2.135 | 0.011094 | 0 | 0 | 0 | 0
8097 | 413.0224 | 4283 | 179 | 6 | 28 | 119.0476 | 0 | 0 | 285.7143 | 8.2604 | 413.0224 | 410.8651 | 2.1573 | 410.8762 | 2.135 | 0.011094 | 0 | 0 | 0 | 0
8098 | 413.0224 | 4284 | 179 | 6 | 28 | 119.0476 | 0 | 0 | 285.7143 | 8.2604 | 413.0224 | 410.8651 | 2.1573 | 410.8762 | 2.135 | 0.011094 | 0 | 0 | 0 | 0
8099 | 413.0224 | 4285 | 179 | 6 | 28 | 119.0476 | 0 | 0 | 285.7143 | 8.2604 | 413.0224 | 410.8651 | 2.1573 | 410.8762 | 2.135 | 0.011094 | 0 | 0 | 0 | 0
8100 | 413.0224 | 4286 | 179 | 6 | 28 | 119.0476 | 0 | 0 | 285.7143 | 8.2604 | 413.0224 | 410.8651 | 2.1573 | 410.8762 | 2.135 | 0.011094 | 0 | 0 | 0 | 0
8101 | 413.0224 | 4287 | 179 | 6 | 28 | 119.0476 | 0 | 0 | 285.7143 | 8.2604 | 413.0224 | 410.8651 | 2.1573 | 410.8762 | 2.135 | 0.011094 | 0 | 0 | 0 | 0
8102 | 413.0224 | 4288 | 179 | 6 | 28 | 119.0476 | 0 | 0 | 285.7143 | 8.2604 | 413.0224 | 410.8651 | 2.1573 | 410.8762 | 2.135 | 0.011094 | 0 | 0 | 0 | 0
8103 | 413.0224 | 4306 | 180 | 6 | 29 | 119.0476 | 0 | 0 | 285.7143 | 8.2604 | 413.0224 | 410.8651 | 2.1573 | 410.8762 | 2.135 | 0.011094 | 0 | 0 | 0 | 0
8104 | 413.0224 | 4307 | 180 | 6 | 29 | 119.0476 | 0 | 0 | 285.7143 | 8.2604 | 413.0224 | 410.8651 | 2.1573 | 410.8762 | 2.135 | 0.011094 | 0 | 0 | 0 | 0
8105 | 413.0224 | 4308 | 180 | 6 | 29 | 119.0476 | 0 | 0 | 285.7143 | 8.2604 | 413.0224 | 410.8651 | 2.1573 | 410.8762 | 2.135 | 0.011094 | 0 | 0 | 0 | 0
8106 | 413.0224 | 4309 | 180 | 6 | 29 | 119.0476 | 0 | 0 | 285.7143 | 8.2604 | 413.0224 | 410.8651 | 2.1573 | 410.8762 | 2.135 | 0.011094 | 0 | 0 | 0 | 0
8107 | 413.0224 | 4310 | 180 | 6 | 29 | 119.0476 | 0 | 0 | 285.7143 | 8.2604 | 413.0224 | 410.8651 | 2.1573 | 410.8762 | 2.135 | 0.011094 | 0 | 0 | 0 | 0
8108 | 413.0224 | 4311 | 180 | 6 | 29 | 119.0476 | 0 | 0 | 285.7143 | 8.2604 | 413.0224 | 410.8651 | 2.1573 | 410.8762 | 2.135 | 0.011094 | 0 | 0 | 0 | 0
8109 | 413.0224 | 4312 | 180 | 6 | 29 | 119.0476 | 0 | 0 | 285.7143 | 8.2604 | 413.0224 | 410.8651 | 2.1573 | 410.8762 | 2.135 | 0.011094 | 0 | 0 | 0 | 0
8110 | 413.0224 | 4330 | 181 | 6 | 30 | 119.0476 | 0 | 0 | 285.7143 | 8.2604 | 413.0224 | 410.8651 | 2.1573 | 410.8762 | 2.135 | 0.011094 | 0 | 0 | 0 | 0
8111 | 413.0224 | 4331 | 181 | 6 | 30 | 119.0476 | 0 | 0 | 285.7143 | 8.2604 | 413.0224 | 410.8651 | 2.1573 | 410.8762 | 2.135 | 0.011094 | 0 | 0 | 0 | 0
8112 | 413.0224 | 4332 | 181 | 6 | 30 | 119.0476 | 0 | 0 | 285.7143 | 8.2604 | 413.0224 | 410.8651 | 2.1573 | 410.8762 | 2.135 | 0.011094 | 0 | 0 | 0 | 0
8113 | 413.0224 | 4333 | 181 | 6 | 30 | 119.0476 | 0 | 0 | 285.7143 | 8.2604 | 413.0224 | 410.8651 | 2.1573 | 410.8762 | 2.135 | 0.011094 | 0 | 0 | 0 | 0
8114 | 413.0224 | 4334 | 181 | 6 | 30 | 119.0476 | 0 | 0 | 285.7143 | 8.2604 | 413.0224 | 410.8651 | 2.1573 | 410.8762 | 2.135 | 0.011094 | 0 | 0 | 0 | 0
8115 | 413.0224 | 4335 | 181 | 6 | 30 | 119.0476 | 0 | 0 | 285.7143 | 8.2604 | 413.0224 | 410.8651 | 2.1573 | 410.8762 | 2.135 | 0.011094 | 0 | 0 | 0 | 0
8116 | 413.0224 | 4336 | 181 | 6 | 30 | 119.0476 | 0 | 0 | 285.7143 | 8.2604 | 413.0224 | 410.8651 | 2.1573 | 410.8762 | 2.135 | 0.011094 | 0 | 0 | 0 | 0
8117 | 121.4772 | 3624 | 152 | 6 | 1 | 119.0476 | 0 | 0 | 0 | 2.4295 | 121.4772 | 120.8427 | 0.6345 | 120.8459 | 0.62795 | 0.003263 | 0 | 0 | 0 | 0
8118 | 121.4772 | 3625 | 152 | 6 | 1 | 119.0476 | 0 | 0 | 0 | 2.4295 | 121.4772 | 120.8427 | 0.6345 | 120.8459 | 0.62795 | 0.003263 | 0 | 0 | 0 | 0
8119 | 121.4772 | 3626 | 152 | 6 | 1 | 119.0476 | 0 | 0 | 0 | 2.4295 | 121.4772 | 120.8427 | 0.6345 | 120.8459 | 0.62795 | 0.003263 | 0 | 0 | 0 | 0
8120 | 121.4772 | 3627 | 152 | 6 | 1 | 119.0476 | 0 | 0 | 0 | 2.4295 | 121.4772 | 120.8427 | 0.6345 | 120.8459 | 0.62795 | 0.003263 | 0 | 0 | 0 | 0
8121 | 121.4772 | 3628 | 152 | 6 | 1 | 119.0476 | 0 | 0 | 0 | 2.4295 | 121.4772 | 120.8427 | 0.6345 | 120.8459 | 0.62795 | 0.003263 | 0 | 0 | 0 | 0
8122 | 121.4772 | 3641 | 152 | 6 | 1 | 119.0476 | 0 | 0 | 0 | 2.4295 | 121.4772 | 120.8427 | 0.6345 | 120.8459 | 0.62795 | 0.003263 | 0 | 0 | 0 | 0
8123 | 121.4772 | 3647 | 152 | 6 | 2 | 119.0476 | 0 | 0 | 0 | 2.4295 | 121.4772 | 120.8427 | 0.6345 | 120.8459 | 0.62795 | 0.003263 | 0 | 0 | 0 | 0
8124 | 121.4772 | 3648 | 153 | 6 | 2 | 119.0476 | 0 | 0 | 0 | 2.4295 | 121.4772 | 120.8427 | 0.6345 | 120.8459 | 0.62795 | 0.003263 | 0 | 0 | 0 | 0
8125 | 121.4772 | 3649 | 153 | 6 | 2 | 119.0476 | 0 | 0 | 0 | 2.4295 | 121.4772 | 120.8427 | 0.6345 | 120.8459 | 0.62795 | 0.003263 | 0 | 0 | 0 | 0
8126 | 121.4772 | 3650 | 153 | 6 | 2 | 119.0476 | 0 | 0 | 0 | 2.4295 | 121.4772 | 120.8427 | 0.6345 | 120.8459 | 0.62795 | 0.003263 | 0 | 0 | 0 | 0
8127 | 121.4772 | 3651 | 153 | 6 | 2 | 119.0476 | 0 | 0 | 0 | 2.4295 | 121.4772 | 120.8427 | 0.6345 | 120.8459 | 0.62795 | 0.003263 | 0 | 0 | 0 | 0
8128 | 121.4772 | 3652 | 153 | 6 | 2 | 119.0476 | 0 | 0 | 0 | 2.4295 | 121.4772 | 120.8427 | 0.6345 | 120.8459 | 0.62795 | 0.003263 | 0 | 0 | 0 | 0
8129 | 121.4772 | 3665 | 153 | 6 | 2 | 119.0476 | 0 | 0 | 0 | 2.4295 | 121.4772 | 120.8427 | 0.6345 | 120.8459 | 0.62795 | 0.003263 | 0 | 0 | 0 | 0
8130 | 121.4772 | 3671 | 153 | 6 | 3 | 119.0476 | 0 | 0 | 0 | 2.4295 | 121.4772 | 120.8427 | 0.6345 | 120.8459 | 0.62795 | 0.003263 | 0 | 0 | 0 | 0
8131 | 121.4772 | 3672 | 154 | 6 | 3 | 119.0476 | 0 | 0 | 0 | 2.4295 | 121.4772 | 120.8427 | 0.6345 | 120.8459 | 0.62795 | 0.003263 | 0 | 0 | 0 | 0
8132 | 121.4772 | 3673 | 154 | 6 | 3 | 119.0476 | 0 | 0 | 0 | 2.4295 | 121.4772 | 120.8427 | 0.6345 | 120.8459 | 0.62795 | 0.003263 | 0 | 0 | 0 | 0
8133 | 121.4772 | 3674 | 154 | 6 | 3 | 119.0476 | 0 | 0 | 0 | 2.4295 | 121.4772 | 120.8427 | 0.6345 | 120.8459 | 0.62795 | 0.003263 | 0 | 0 | 0 | 0
8134 | 121.4772 | 3675 | 154 | 6 | 3 | 119.0476 | 0 | 0 | 0 | 2.4295 | 121.4772 | 120.8427 | 0.6345 | 120.8459 | 0.62795 | 0.003263 | 0 | 0 | 0 | 0
8135 | 121.4772 | 3676 | 154 | 6 | 3 | 119.0476 | 0 | 0 | 0 | 2.4295 | 121.4772 | 120.8427 | 0.6345 | 120.8459 | 0.62795 | 0.003263 | 0 | 0 | 0 | 0
8136 | 121.4772 | 3689 | 154 | 6 | 3 | 119.0476 | 0 | 0 | 0 | 2.4295 | 121.4772 | 120.8427 | 0.6345 | 120.8459 | 0.62795 | 0.003263 | 0 | 0 | 0 | 0
8137 | 121.4772 | 3695 | 154 | 6 | 4 | 119.0476 | 0 | 0 | 0 | 2.4295 | 121.4772 | 120.8427 | 0.6345 | 120.8459 | 0.62795 | 0.003263 | 0 | 0 | 0 | 0
8138 | 121.4772 | 3696 | 155 | 6 | 4 | 119.0476 | 0 | 0 | 0 | 2.4295 | 121.4772 | 120.8427 | 0.6345 | 120.8459 | 0.62795 | 0.003263 | 0 | 0 | 0 | 0
8139 | 121.4772 | 3697 | 155 | 6 | 4 | 119.0476 | 0 | 0 | 0 | 2.4295 | 121.4772 | 120.8427 | 0.6345 | 120.8459 | 0.62795 | 0.003263 | 0 | 0 | 0 | 0
8140 | 121.4772 | 3698 | 155 | 6 | 4 | 119.0476 | 0 | 0 | 0 | 2.4295 | 121.4772 | 120.8427 | 0.6345 | 120.8459 | 0.62795 | 0.003263 | 0 | 0 | 0 | 0
8141 | 121.4772 | 3699 | 155 | 6 | 4 | 119.0476 | 0 | 0 | 0 | 2.4295 | 121.4772 | 120.8427 | 0.6345 | 120.8459 | 0.62795 | 0.003263 | 0 | 0 | 0 | 0
8142 | 121.4772 | 3700 | 155 | 6 | 4 | 119.0476 | 0 | 0 | 0 | 2.4295 | 121.4772 | 120.8427 | 0.6345 | 120.8459 | 0.62795 | 0.003263 | 0 | 0 | 0 | 0
8143 | 121.4772 | 3713 | 155 | 6 | 4 | 119.0476 | 0 | 0 | 0 | 2.4295 | 121.4772 | 120.8427 | 0.6345 | 120.8459 | 0.62795 | 0.003263 | 0 | 0 | 0 | 0
8144 | 121.4772 | 3719 | 155 | 6 | 5 | 119.0476 | 0 | 0 | 0 | 2.4295 | 121.4772 | 120.8427 | 0.6345 | 120.8459 | 0.62795 | 0.003263 | 0 | 0 | 0 | 0
8145 | 121.4772 | 3720 | 156 | 6 | 5 | 119.0476 | 0 | 0 | 0 | 2.4295 | 121.4772 | 120.8427 | 0.6345 | 120.8459 | 0.62795 | 0.003263 | 0 | 0 | 0 | 0
8146 | 121.4772 | 3721 | 156 | 6 | 5 | 119.0476 | 0 | 0 | 0 | 2.4295 | 121.4772 | 120.8427 | 0.6345 | 120.8459 | 0.62795 | 0.003263 | 0 | 0 | 0 | 0
8147 | 121.4772 | 3722 | 156 | 6 | 5 | 119.0476 | 0 | 0 | 0 | 2.4295 | 121.4772 | 120.8427 | 0.6345 | 120.8459 | 0.62795 | 0.003263 | 0 | 0 | 0 | 0
8148 | 121.4772 | 3723 | 156 | 6 | 5 | 119.0476 | 0 | 0 | 0 | 2.4295 | 121.4772 | 120.8427 | 0.6345 | 120.8459 | 0.62795 | 0.003263 | 0 | 0 | 0 | 0
8149 | 121.4772 | 3724 | 156 | 6 | 5 | 119.0476 | 0 | 0 | 0 | 2.4295 | 121.4772 | 120.8427 | 0.6345 | 120.8459 | 0.62795 | 0.003263 | 0 | 0 | 0 | 0
8150 | 121.4772 | 3737 | 156 | 6 | 5 | 119.0476 | 0 | 0 | 0 | 2.4295 | 121.4772 | 120.8427 | 0.6345 | 120.8459 | 0.62795 | 0.003263 | 0 | 0 | 0 | 0
8151 | 121.4772 | 3743 | 156 | 6 | 6 | 119.0476 | 0 | 0 | 0 | 2.4295 | 121.4772 | 120.8427 | 0.6345 | 120.8459 | 0.62795 | 0.003263 | 0 | 0 | 0 | 0
8152 | 121.4772 | 3744 | 157 | 6 | 6 | 119.0476 | 0 | 0 | 0 | 2.4295 | 121.4772 | 120.8427 | 0.6345 | 120.8459 | 0.62795 | 0.003263 | 0 | 0 | 0 | 0
8153 | 121.4772 | 3745 | 157 | 6 | 6 | 119.0476 | 0 | 0 | 0 | 2.4295 | 121.4772 | 120.8427 | 0.6345 | 120.8459 | 0.62795 | 0.003263 | 0 | 0 | 0 | 0
8154 | 121.4772 | 3746 | 157 | 6 | 6 | 119.0476 | 0 | 0 | 0 | 2.4295 | 121.4772 | 120.8427 | 0.6345 | 120.8459 | 0.62795 | 0.003263 | 0 | 0 | 0 | 0
8155 | 121.4772 | 3747 | 157 | 6 | 6 | 119.0476 | 0 | 0 | 0 | 2.4295 | 121.4772 | 120.8427 | 0.6345 | 120.8459 | 0.62795 | 0.003263 | 0 | 0 | 0 | 0
8156 | 121.4772 | 3748 | 157 | 6 | 6 | 119.0476 | 0 | 0 | 0 | 2.4295 | 121.4772 | 120.8427 | 0.6345 | 120.8459 | 0.62795 | 0.003263 | 0 | 0 | 0 | 0
8157 | 121.4772 | 3761 | 157 | 6 | 6 | 119.0476 | 0 | 0 | 0 | 2.4295 | 121.4772 | 120.8427 | 0.6345 | 120.8459 | 0.62795 | 0.003263 | 0 | 0 | 0 | 0
8158 | 121.4772 | 3767 | 157 | 6 | 7 | 119.0476 | 0 | 0 | 0 | 2.4295 | 121.4772 | 120.8427 | 0.6345 | 120.8459 | 0.62795 | 0.003263 | 0 | 0 | 0 | 0
8159 | 121.4772 | 3768 | 158 | 6 | 7 | 119.0476 | 0 | 0 | 0 | 2.4295 | 121.4772 | 120.8427 | 0.6345 | 120.8459 | 0.62795 | 0.003263 | 0 | 0 | 0 | 0
8160 | 121.4772 | 3769 | 158 | 6 | 7 | 119.0476 | 0 | 0 | 0 | 2.4295 | 121.4772 | 120.8427 | 0.6345 | 120.8459 | 0.62795 | 0.003263 | 0 | 0 | 0 | 0
8161 | 121.4772 | 3770 | 158 | 6 | 7 | 119.0476 | 0 | 0 | 0 | 2.4295 | 121.4772 | 120.8427 | 0.6345 | 120.8459 | 0.62795 | 0.003263 | 0 | 0 | 0 | 0
8162 | 121.4772 | 3771 | 158 | 6 | 7 | 119.0476 | 0 | 0 | 0 | 2.4295 | 121.4772 | 120.8427 | 0.6345 | 120.8459 | 0.62795 | 0.003263 | 0 | 0 | 0 | 0
8163 | 121.4772 | 3772 | 158 | 6 | 7 | 119.0476 | 0 | 0 | 0 | 2.4295 | 121.4772 | 120.8427 | 0.6345 | 120.8459 | 0.62795 | 0.003263 | 0 | 0 | 0 | 0
8164 | 121.4772 | 3785 | 158 | 6 | 7 | 119.0476 | 0 | 0 | 0 | 2.4295 | 121.4772 | 120.8427 | 0.6345 | 120.8459 | 0.62795 | 0.003263 | 0 | 0 | 0 | 0
8165 | 121.4772 | 3791 | 158 | 6 | 8 | 119.0476 | 0 | 0 | 0 | 2.4295 | 121.4772 | 120.8427 | 0.6345 | 120.8459 | 0.62795 | 0.003263 | 0 | 0 | 0 | 0
8166 | 121.4772 | 3792 | 159 | 6 | 8 | 119.0476 | 0 | 0 | 0 | 2.4295 | 121.4772 | 120.8427 | 0.6345 | 120.8459 | 0.62795 | 0.003263 | 0 | 0 | 0 | 0
8167 | 121.4772 | 3793 | 159 | 6 | 8 | 119.0476 | 0 | 0 | 0 | 2.4295 | 121.4772 | 120.8427 | 0.6345 | 120.8459 | 0.62795 | 0.003263 | 0 | 0 | 0 | 0
8168 | 121.4772 | 3794 | 159 | 6 | 8 | 119.0476 | 0 | 0 | 0 | 2.4295 | 121.4772 | 120.8427 | 0.6345 | 120.8459 | 0.62795 | 0.003263 | 0 | 0 | 0 | 0
8169 | 121.4772 | 3795 | 159 | 6 | 8 | 119.0476 | 0 | 0 | 0 | 2.4295 | 121.4772 | 120.8427 | 0.6345 | 120.8459 | 0.62795 | 0.003263 | 0 | 0 | 0 | 0
8170 | 121.4772 | 3796 | 159 | 6 | 8 | 119.0476 | 0 | 0 | 0 | 2.4295 | 121.4772 | 120.8427 | 0.6345 | 120.8459 | 0.62795 | 0.003263 | 0 | 0 | 0 | 0
8171 | 121.4772 | 3809 | 159 | 6 | 8 | 119.0476 | 0 | 0 | 0 | 2.4295 | 121.4772 | 120.8427 | 0.6345 | 120.8459 | 0.62795 | 0.003263 | 0 | 0 | 0 | 0
8172 | 121.4772 | 3815 | 159 | 6 | 9 | 119.0476 | 0 | 0 | 0 | 2.4295 | 121.4772 | 120.8427 | 0.6345 | 120.8459 | 0.62795 | 0.003263 | 0 | 0 | 0 | 0
8173 | 121.4772 | 3816 | 160 | 6 | 9 | 119.0476 | 0 | 0 | 0 | 2.4295 | 121.4772 | 120.8427 | 0.6345 | 120.8459 | 0.62795 | 0.003263 | 0 | 0 | 0 | 0
8174 | 121.4772 | 3817 | 160 | 6 | 9 | 119.0476 | 0 | 0 | 0 | 2.4295 | 121.4772 | 120.8427 | 0.6345 | 120.8459 | 0.62795 | 0.003263 | 0 | 0 | 0 | 0
8175 | 121.4772 | 3818 | 160 | 6 | 9 | 119.0476 | 0 | 0 | 0 | 2.4295 | 121.4772 | 120.8427 | 0.6345 | 120.8459 | 0.62795 | 0.003263 | 0 | 0 | 0 | 0
8176 | 121.4772 | 3819 | 160 | 6 | 9 | 119.0476 | 0 | 0 | 0 | 2.4295 | 121.4772 | 120.8427 | 0.6345 | 120.8459 | 0.62795 | 0.003263 | 0 | 0 | 0 | 0
8177 | 121.4772 | 3820 | 160 | 6 | 9 | 119.0476 | 0 | 0 | 0 | 2.4295 | 121.4772 | 120.8427 | 0.6345 | 120.8459 | 0.62795 | 0.003263 | 0 | 0 | 0 | 0
8178 | 121.4772 | 3833 | 160 | 6 | 9 | 119.0476 | 0 | 0 | 0 | 2.4295 | 121.4772 | 120.8427 | 0.6345 | 120.8459 | 0.62795 | 0.003263 | 0 | 0 | 0 | 0
8179 | 121.4772 | 3839 | 160 | 6 | 10 | 119.0476 | 0 | 0 | 0 | 2.4295 | 121.4772 | 120.8427 | 0.6345 | 120.8459 | 0.62795 | 0.003263 | 0 | 0 | 0 | 0
8180 | 121.4772 | 3840 | 161 | 6 | 10 | 119.0476 | 0 | 0 | 0 | 2.4295 | 121.4772 | 120.8427 | 0.6345 | 120.8459 | 0.62795 | 0.003263 | 0 | 0 | 0 | 0
8181 | 121.4772 | 3841 | 161 | 6 | 10 | 119.0476 | 0 | 0 | 0 | 2.4295 | 121.4772 | 120.8427 | 0.6345 | 120.8459 | 0.62795 | 0.003263 | 0 | 0 | 0 | 0
8182 | 121.4772 | 3842 | 161 | 6 | 10 | 119.0476 | 0 | 0 | 0 | 2.4295 | 121.4772 | 120.8427 | 0.6345 | 120.8459 | 0.62795 | 0.003263 | 0 | 0 | 0 | 0
8183 | 121.4772 | 3843 | 161 | 6 | 10 | 119.0476 | 0 | 0 | 0 | 2.4295 | 121.4772 | 120.8427 | 0.6345 | 120.8459 | 0.62795 | 0.003263 | 0 | 0 | 0 | 0
8184 | 121.4772 | 3844 | 161 | 6 | 10 | 119.0476 | 0 | 0 | 0 | 2.4295 | 121.4772 | 120.8427 | 0.6345 | 120.8459 | 0.62795 | 0.003263 | 0 | 0 | 0 | 0
8185 | 121.4772 | 3857 | 161 | 6 | 10 | 119.0476 | 0 | 0 | 0 | 2.4295 | 121.4772 | 120.8427 | 0.6345 | 120.8459 | 0.62795 | 0.003263 | 0 | 0 | 0 | 0
8186 | 121.4772 | 3863 | 161 | 6 | 11 | 119.0476 | 0 | 0 | 0 | 2.4295 | 121.4772 | 120.8427 | 0.6345 | 120.8459 | 0.62795 | 0.003263 | 0 | 0 | 0 | 0
8187 | 121.4772 | 3864 | 162 | 6 | 11 | 119.0476 | 0 | 0 | 0 | 2.4295 | 121.4772 | 120.8427 | 0.6345 | 120.8459 | 0.62795 | 0.003263 | 0 | 0 | 0 | 0
8188 | 121.4772 | 3865 | 162 | 6 | 11 | 119.0476 | 0 | 0 | 0 | 2.4295 | 121.4772 | 120.8427 | 0.6345 | 120.8459 | 0.62795 | 0.003263 | 0 | 0 | 0 | 0
8189 | 121.4772 | 3866 | 162 | 6 | 11 | 119.0476 | 0 | 0 | 0 | 2.4295 | 121.4772 | 120.8427 | 0.6345 | 120.8459 | 0.62795 | 0.003263 | 0 | 0 | 0 | 0
8190 | 121.4772 | 3867 | 162 | 6 | 11 | 119.0476 | 0 | 0 | 0 | 2.4295 | 121.4772 | 120.8427 | 0.6345 | 120.8459 | 0.62795 | 0.003263 | 0 | 0 | 0 | 0
8191 | 121.4772 | 3868 | 162 | 6 | 11 | 119.0476 | 0 | 0 | 0 | 2.4295 | 121.4772 | 120.8427 | 0.6345 | 120.8459 | 0.62795 | 0.003263 | 0 | 0 | 0 | 0
8192 | 121.4772 | 3881 | 162 | 6 | 11 | 119.0476 | 0 | 0 | 0 | 2.4295 | 121.4772 | 120.8427 | 0.6345 | 120.8459 | 0.62795 | 0.003263 | 0 | 0 | 0 | 0
8193 | 121.4772 | 3887 | 162 | 6 | 12 | 119.0476 | 0 | 0 | 0 | 2.4295 | 121.4772 | 120.8427 | 0.6345 | 120.8459 | 0.62795 | 0.003263 | 0 | 0 | 0 | 0
8194 | 121.4772 | 3888 | 163 | 6 | 12 | 119.0476 | 0 | 0 | 0 | 2.4295 | 121.4772 | 120.8427 | 0.6345 | 120.8459 | 0.62795 | 0.003263 | 0 | 0 | 0 | 0
8195 | 121.4772 | 3889 | 163 | 6 | 12 | 119.0476 | 0 | 0 | 0 | 2.4295 | 121.4772 | 120.8427 | 0.6345 | 120.8459 | 0.62795 | 0.003263 | 0 | 0 | 0 | 0
8196 | 121.4772 | 3890 | 163 | 6 | 12 | 119.0476 | 0 | 0 | 0 | 2.4295 | 121.4772 | 120.8427 | 0.6345 | 120.8459 | 0.62795 | 0.003263 | 0 | 0 | 0 | 0
8197 | 121.4772 | 3891 | 163 | 6 | 12 | 119.0476 | 0 | 0 | 0 | 2.4295 | 121.4772 | 120.8427 | 0.6345 | 120.8459 | 0.62795 | 0.003263 | 0 | 0 | 0 | 0
8198 | 121.4772 | 3892 | 163 | 6 | 12 | 119.0476 | 0 | 0 | 0 | 2.4295 | 121.4772 | 120.8427 | 0.6345 | 120.8459 | 0.62795 | 0.003263 | 0 | 0 | 0 | 0
8199 | 121.4772 | 3905 | 163 | 6 | 12 | 119.0476 | 0 | 0 | 0 | 2.4295 | 121.4772 | 120.8427 | 0.6345 | 120.8459 | 0.62795 | 0.003263 | 0 | 0 | 0 | 0
8200 | 121.4772 | 3911 | 163 | 6 | 13 | 119.0476 | 0 | 0 | 0 | 2.4295 | 121.4772 | 120.8427 | 0.6345 | 120.8459 | 0.62795 | 0.003263 | 0 | 0 | 0 | 0
8201 | 121.4772 | 3912 | 164 | 6 | 13 | 119.0476 | 0 | 0 | 0 | 2.4295 | 121.4772 | 120.8427 | 0.6345 | 120.8459 | 0.62795 | 0.003263 | 0 | 0 | 0 | 0
8202 | 121.4772 | 3913 | 164 | 6 | 13 | 119.0476 | 0 | 0 | 0 | 2.4295 | 121.4772 | 120.8427 | 0.6345 | 120.8459 | 0.62795 | 0.003263 | 0 | 0 | 0 | 0
8203 | 121.4772 | 3914 | 164 | 6 | 13 | 119.0476 | 0 | 0 | 0 | 2.4295 | 121.4772 | 120.8427 | 0.6345 | 120.8459 | 0.62795 | 0.003263 | 0 | 0 | 0 | 0
8204 | 121.4772 | 3915 | 164 | 6 | 13 | 119.0476 | 0 | 0 | 0 | 2.4295 | 121.4772 | 120.8427 | 0.6345 | 120.8459 | 0.62795 | 0.003263 | 0 | 0 | 0 | 0
8205 | 121.4772 | 3916 | 164 | 6 | 13 | 119.0476 | 0 | 0 | 0 | 2.4295 | 121.4772 | 120.8427 | 0.6345 | 120.8459 | 0.62795 | 0.003263 | 0 | 0 | 0 | 0
8206 | 121.4772 | 3929 | 164 | 6 | 13 | 119.0476 | 0 | 0 | 0 | 2.4295 | 121.4772 | 120.8427 | 0.6345 | 120.8459 | 0.62795 | 0.003263 | 0 | 0 | 0 | 0
8207 | 121.4772 | 3935 | 164 | 6 | 14 | 119.0476 | 0 | 0 | 0 | 2.4295 | 121.4772 | 120.8427 | 0.6345 | 120.8459 | 0.62795 | 0.003263 | 0 | 0 | 0 | 0
8208 | 121.4772 | 3936 | 165 | 6 | 14 | 119.0476 | 0 | 0 | 0 | 2.4295 | 121.4772 | 120.8427 | 0.6345 | 120.8459 | 0.62795 | 0.003263 | 0 | 0 | 0 | 0
8209 | 121.4772 | 3937 | 165 | 6 | 14 | 119.0476 | 0 | 0 | 0 | 2.4295 | 121.4772 | 120.8427 | 0.6345 | 120.8459 | 0.62795 | 0.003263 | 0 | 0 | 0 | 0
8210 | 121.4772 | 3938 | 165 | 6 | 14 | 119.0476 | 0 | 0 | 0 | 2.4295 | 121.4772 | 120.8427 | 0.6345 | 120.8459 | 0.62795 | 0.003263 | 0 | 0 | 0 | 0
8211 | 121.4772 | 3939 | 165 | 6 | 14 | 119.0476 | 0 | 0 | 0 | 2.4295 | 121.4772 | 120.8427 | 0.6345 | 120.8459 | 0.62795 | 0.003263 | 0 | 0 | 0 | 0
8212 | 121.4772 | 3940 | 165 | 6 | 14 | 119.0476 | 0 | 0 | 0 | 2.4295 | 121.4772 | 120.8427 | 0.6345 | 120.8459 | 0.62795 | 0.003263 | 0 | 0 | 0 | 0
8213 | 121.4772 | 3953 | 165 | 6 | 14 | 119.0476 | 0 | 0 | 0 | 2.4295 | 121.4772 | 120.8427 | 0.6345 | 120.8459 | 0.62795 | 0.003263 | 0 | 0 | 0 | 0
8214 | 121.4772 | 3959 | 165 | 6 | 15 | 119.0476 | 0 | 0 | 0 | 2.4295 | 121.4772 | 120.8427 | 0.6345 | 120.8459 | 0.62795 | 0.003263 | 0 | 0 | 0 | 0
8215 | 121.4772 | 3960 | 166 | 6 | 15 | 119.0476 | 0 | 0 | 0 | 2.4295 | 121.4772 | 120.8427 | 0.6345 | 120.8459 | 0.62795 | 0.003263 | 0 | 0 | 0 | 0
8216 | 121.4772 | 3961 | 166 | 6 | 15 | 119.0476 | 0 | 0 | 0 | 2.4295 | 121.4772 | 120.8427 | 0.6345 | 120.8459 | 0.62795 | 0.003263 | 0 | 0 | 0 | 0
8217 | 121.4772 | 3962 | 166 | 6 | 15 | 119.0476 | 0 | 0 | 0 | 2.4295 | 121.4772 | 120.8427 | 0.6345 | 120.8459 | 0.62795 | 0.003263 | 0 | 0 | 0 | 0
8218 | 121.4772 | 3963 | 166 | 6 | 15 | 119.0476 | 0 | 0 | 0 | 2.4295 | 121.4772 | 120.8427 | 0.6345 | 120.8459 | 0.62795 | 0.003263 | 0 | 0 | 0 | 0
8219 | 121.4772 | 3964 | 166 | 6 | 15 | 119.0476 | 0 | 0 | 0 | 2.4295 | 121.4772 | 120.8427 | 0.6345 | 120.8459 | 0.62795 | 0.003263 | 0 | 0 | 0 | 0
8220 | 121.4772 | 3977 | 166 | 6 | 15 | 119.0476 | 0 | 0 | 0 | 2.4295 | 121.4772 | 120.8427 | 0.6345 | 120.8459 | 0.62795 | 0.003263 | 0 | 0 | 0 | 0
8221 | 121.4772 | 3983 | 166 | 6 | 16 | 119.0476 | 0 | 0 | 0 | 2.4295 | 121.4772 | 120.8427 | 0.6345 | 120.8459 | 0.62795 | 0.003263 | 0 | 0 | 0 | 0
8222 | 121.4772 | 3984 | 167 | 6 | 16 | 119.0476 | 0 | 0 | 0 | 2.4295 | 121.4772 | 120.8427 | 0.6345 | 120.8459 | 0.62795 | 0.003263 | 0 | 0 | 0 | 0
8223 | 121.4772 | 3985 | 167 | 6 | 16 | 119.0476 | 0 | 0 | 0 | 2.4295 | 121.4772 | 120.8427 | 0.6345 | 120.8459 | 0.62795 | 0.003263 | 0 | 0 | 0 | 0
8224 | 121.4772 | 3986 | 167 | 6 | 16 | 119.0476 | 0 | 0 | 0 | 2.4295 | 121.4772 | 120.8427 | 0.6345 | 120.8459 | 0.62795 | 0.003263 | 0 | 0 | 0 | 0
8225 | 121.4772 | 3987 | 167 | 6 | 16 | 119.0476 | 0 | 0 | 0 | 2.4295 | 121.4772 | 120.8427 | 0.6345 | 120.8459 | 0.62795 | 0.003263 | 0 | 0 | 0 | 0
8226 | 121.4772 | 3988 | 167 | 6 | 16 | 119.0476 | 0 | 0 | 0 | 2.4295 | 121.4772 | 120.8427 | 0.6345 | 120.8459 | 0.62795 | 0.003263 | 0 | 0 | 0 | 0
8227 | 121.4772 | 4001 | 167 | 6 | 16 | 119.0476 | 0 | 0 | 0 | 2.4295 | 121.4772 | 120.8427 | 0.6345 | 120.8459 | 0.62795 | 0.003263 | 0 | 0 | 0 | 0
8228 | 121.4772 | 4007 | 167 | 6 | 17 | 119.0476 | 0 | 0 | 0 | 2.4295 | 121.4772 | 120.8427 | 0.6345 | 120.8459 | 0.62795 | 0.003263 | 0 | 0 | 0 | 0
8229 | 121.4772 | 4008 | 168 | 6 | 17 | 119.0476 | 0 | 0 | 0 | 2.4295 | 121.4772 | 120.8427 | 0.6345 | 120.8459 | 0.62795 | 0.003263 | 0 | 0 | 0 | 0
8230 | 121.4772 | 4009 | 168 | 6 | 17 | 119.0476 | 0 | 0 | 0 | 2.4295 | 121.4772 | 120.8427 | 0.6345 | 120.8459 | 0.62795 | 0.003263 | 0 | 0 | 0 | 0
8231 | 121.4772 | 4010 | 168 | 6 | 17 | 119.0476 | 0 | 0 | 0 | 2.4295 | 121.4772 | 120.8427 | 0.6345 | 120.8459 | 0.62795 | 0.003263 | 0 | 0 | 0 | 0
8232 | 121.4772 | 4011 | 168 | 6 | 17 | 119.0476 | 0 | 0 | 0 | 2.4295 | 121.4772 | 120.8427 | 0.6345 | 120.8459 | 0.62795 | 0.003263 | 0 | 0 | 0 | 0
8233 | 121.4772 | 4012 | 168 | 6 | 17 | 119.0476 | 0 | 0 | 0 | 2.4295 | 121.4772 | 120.8427 | 0.6345 | 120.8459 | 0.62795 | 0.003263 | 0 | 0 | 0 | 0
8234 | 121.4772 | 4025 | 168 | 6 | 17 | 119.0476 | 0 | 0 | 0 | 2.4295 | 121.4772 | 120.8427 | 0.6345 | 120.8459 | 0.62795 | 0.003263 | 0 | 0 | 0 | 0
8235 | 121.4772 | 4031 | 168 | 6 | 18 | 119.0476 | 0 | 0 | 0 | 2.4295 | 121.4772 | 120.8427 | 0.6345 | 120.8459 | 0.62795 | 0.003263 | 0 | 0 | 0 | 0
8236 | 121.4772 | 4032 | 169 | 6 | 18 | 119.0476 | 0 | 0 | 0 | 2.4295 | 121.4772 | 120.8427 | 0.6345 | 120.8459 | 0.62795 | 0.003263 | 0 | 0 | 0 | 0
8237 | 121.4772 | 4033 | 169 | 6 | 18 | 119.0476 | 0 | 0 | 0 | 2.4295 | 121.4772 | 120.8427 | 0.6345 | 120.8459 | 0.62795 | 0.003263 | 0 | 0 | 0 | 0
8238 | 121.4772 | 4034 | 169 | 6 | 18 | 119.0476 | 0 | 0 | 0 | 2.4295 | 121.4772 | 120.8427 | 0.6345 | 120.8459 | 0.62795 | 0.003263 | 0 | 0 | 0 | 0
8239 | 121.4772 | 4035 | 169 | 6 | 18 | 119.0476 | 0 | 0 | 0 | 2.4295 | 121.4772 | 120.8427 | 0.6345 | 120.8459 | 0.62795 | 0.003263 | 0 | 0 | 0 | 0
8240 | 121.4772 | 4036 | 169 | 6 | 18 | 119.0476 | 0 | 0 | 0 | 2.4295 | 121.4772 | 120.8427 | 0.6345 | 120.8459 | 0.62795 | 0.003263 | 0 | 0 | 0 | 0
8241 | 121.4772 | 4049 | 169 | 6 | 18 | 119.0476 | 0 | 0 | 0 | 2.4295 | 121.4772 | 120.8427 | 0.6345 | 120.8459 | 0.62795 | 0.003263 | 0 | 0 | 0 | 0
8242 | 121.4772 | 4055 | 169 | 6 | 19 | 119.0476 | 0 | 0 | 0 | 2.4295 | 121.4772 | 120.8427 | 0.6345 | 120.8459 | 0.62795 | 0.003263 | 0 | 0 | 0 | 0
8243 | 121.4772 | 4056 | 170 | 6 | 19 | 119.0476 | 0 | 0 | 0 | 2.4295 | 121.4772 | 120.8427 | 0.6345 | 120.8459 | 0.62795 | 0.003263 | 0 | 0 | 0 | 0
8244 | 121.4772 | 4057 | 170 | 6 | 19 | 119.0476 | 0 | 0 | 0 | 2.4295 | 121.4772 | 120.8427 | 0.6345 | 120.8459 | 0.62795 | 0.003263 | 0 | 0 | 0 | 0
8245 | 121.4772 | 4058 | 170 | 6 | 19 | 119.0476 | 0 | 0 | 0 | 2.4295 | 121.4772 | 120.8427 | 0.6345 | 120.8459 | 0.62795 | 0.003263 | 0 | 0 | 0 | 0
8246 | 121.4772 | 4059 | 170 | 6 | 19 | 119.0476 | 0 | 0 | 0 | 2.4295 | 121.4772 | 120.8427 | 0.6345 | 120.8459 | 0.62795 | 0.003263 | 0 | 0 | 0 | 0
8247 | 121.4772 | 4060 | 170 | 6 | 19 | 119.0476 | 0 | 0 | 0 | 2.4295 | 121.4772 | 120.8427 | 0.6345 | 120.8459 | 0.62795 | 0.003263 | 0 | 0 | 0 | 0
8248 | 121.4772 | 4073 | 170 | 6 | 19 | 119.0476 | 0 | 0 | 0 | 2.4295 | 121.4772 | 120.8427 | 0.6345 | 120.8459 | 0.62795 | 0.003263 | 0 | 0 | 0 | 0
8249 | 121.4772 | 4079 | 170 | 6 | 20 | 119.0476 | 0 | 0 | 0 | 2.4295 | 121.4772 | 120.8427 | 0.6345 | 120.8459 | 0.62795 | 0.003263 | 0 | 0 | 0 | 0
8250 | 121.4772 | 4080 | 171 | 6 | 20 | 119.0476 | 0 | 0 | 0 | 2.4295 | 121.4772 | 120.8427 | 0.6345 | 120.8459 | 0.62795 | 0.003263 | 0 | 0 | 0 | 0
8251 | 121.4772 | 4081 | 171 | 6 | 20 | 119.0476 | 0 | 0 | 0 | 2.4295 | 121.4772 | 120.8427 | 0.6345 | 120.8459 | 0.62795 | 0.003263 | 0 | 0 | 0 | 0
8252 | 121.4772 | 4082 | 171 | 6 | 20 | 119.0476 | 0 | 0 | 0 | 2.4295 | 121.4772 | 120.8427 | 0.6345 | 120.8459 | 0.62795 | 0.003263 | 0 | 0 | 0 | 0
8253 | 121.4772 | 4083 | 171 | 6 | 20 | 119.0476 | 0 | 0 | 0 | 2.4295 | 121.4772 | 120.8427 | 0.6345 | 120.8459 | 0.62795 | 0.003263 | 0 | 0 | 0 | 0
8254 | 121.4772 | 4084 | 171 | 6 | 20 | 119.0476 | 0 | 0 | 0 | 2.4295 | 121.4772 | 120.8427 | 0.6345 | 120.8459 | 0.62795 | 0.003263 | 0 | 0 | 0 | 0
8255 | 121.4772 | 4097 | 171 | 6 | 20 | 119.0476 | 0 | 0 | 0 | 2.4295 | 121.4772 | 120.8427 | 0.6345 | 120.8459 | 0.62795 | 0.003263 | 0 | 0 | 0 | 0
8256 | 121.4772 | 4103 | 171 | 6 | 21 | 119.0476 | 0 | 0 | 0 | 2.4295 | 121.4772 | 120.8427 | 0.6345 | 120.8459 | 0.62795 | 0.003263 | 0 | 0 | 0 | 0
8257 | 121.4772 | 4104 | 172 | 6 | 21 | 119.0476 | 0 | 0 | 0 | 2.4295 | 121.4772 | 120.8427 | 0.6345 | 120.8459 | 0.62795 | 0.003263 | 0 | 0 | 0 | 0
8258 | 121.4772 | 4105 | 172 | 6 | 21 | 119.0476 | 0 | 0 | 0 | 2.4295 | 121.4772 | 120.8427 | 0.6345 | 120.8459 | 0.62795 | 0.003263 | 0 | 0 | 0 | 0
8259 | 121.4772 | 4106 | 172 | 6 | 21 | 119.0476 | 0 | 0 | 0 | 2.4295 | 121.4772 | 120.8427 | 0.6345 | 120.8459 | 0.62795 | 0.003263 | 0 | 0 | 0 | 0
8260 | 121.4772 | 4107 | 172 | 6 | 21 | 119.0476 | 0 | 0 | 0 | 2.4295 | 121.4772 | 120.8427 | 0.6345 | 120.8459 | 0.62795 | 0.003263 | 0 | 0 | 0 | 0
8261 | 121.4772 | 4108 | 172 | 6 | 21 | 119.0476 | 0 | 0 | 0 | 2.4295 | 121.4772 | 120.8427 | 0.6345 | 120.8459 | 0.62795 | 0.003263 | 0 | 0 | 0 | 0
8262 | 121.4772 | 4121 | 172 | 6 | 21 | 119.0476 | 0 | 0 | 0 | 2.4295 | 121.4772 | 120.8427 | 0.6345 | 120.8459 | 0.62795 | 0.003263 | 0 | 0 | 0 | 0
8263 | 121.4772 | 4127 | 172 | 6 | 22 | 119.0476 | 0 | 0 | 0 | 2.4295 | 121.4772 | 120.8427 | 0.6345 | 120.8459 | 0.62795 | 0.003263 | 0 | 0 | 0 | 0
8264 | 121.4772 | 4128 | 173 | 6 | 22 | 119.0476 | 0 | 0 | 0 | 2.4295 | 121.4772 | 120.8427 | 0.6345 | 120.8459 | 0.62795 | 0.003263 | 0 | 0 | 0 | 0
8265 | 121.4772 | 4129 | 173 | 6 | 22 | 119.0476 | 0 | 0 | 0 | 2.4295 | 121.4772 | 120.8427 | 0.6345 | 120.8459 | 0.62795 | 0.003263 | 0 | 0 | 0 | 0
8266 | 121.4772 | 4130 | 173 | 6 | 22 | 119.0476 | 0 | 0 | 0 | 2.4295 | 121.4772 | 120.8427 | 0.6345 | 120.8459 | 0.62795 | 0.003263 | 0 | 0 | 0 | 0
8267 | 121.4772 | 4131 | 173 | 6 | 22 | 119.0476 | 0 | 0 | 0 | 2.4295 | 121.4772 | 120.8427 | 0.6345 | 120.8459 | 0.62795 | 0.003263 | 0 | 0 | 0 | 0
8268 | 121.4772 | 4132 | 173 | 6 | 22 | 119.0476 | 0 | 0 | 0 | 2.4295 | 121.4772 | 120.8427 | 0.6345 | 120.8459 | 0.62795 | 0.003263 | 0 | 0 | 0 | 0
8269 | 121.4772 | 4145 | 173 | 6 | 22 | 119.0476 | 0 | 0 | 0 | 2.4295 | 121.4772 | 120.8427 | 0.6345 | 120.8459 | 0.62795 | 0.003263 | 0 | 0 | 0 | 0
8270 | 121.4772 | 4151 | 173 | 6 | 23 | 119.0476 | 0 | 0 | 0 | 2.4295 | 121.4772 | 120.8427 | 0.6345 | 120.8459 | 0.62795 | 0.003263 | 0 | 0 | 0 | 0
8271 | 121.4772 | 4152 | 174 | 6 | 23 | 119.0476 | 0 | 0 | 0 | 2.4295 | 121.4772 | 120.8427 | 0.6345 | 120.8459 | 0.62795 | 0.003263 | 0 | 0 | 0 | 0
8272 | 121.4772 | 4153 | 174 | 6 | 23 | 119.0476 | 0 | 0 | 0 | 2.4295 | 121.4772 | 120.8427 | 0.6345 | 120.8459 | 0.62795 | 0.003263 | 0 | 0 | 0 | 0
8273 | 121.4772 | 4154 | 174 | 6 | 23 | 119.0476 | 0 | 0 | 0 | 2.4295 | 121.4772 | 120.8427 | 0.6345 | 120.8459 | 0.62795 | 0.003263 | 0 | 0 | 0 | 0
8274 | 121.4772 | 4155 | 174 | 6 | 23 | 119.0476 | 0 | 0 | 0 | 2.4295 | 121.4772 | 120.8427 | 0.6345 | 120.8459 | 0.62795 | 0.003263 | 0 | 0 | 0 | 0
8275 | 121.4772 | 4156 | 174 | 6 | 23 | 119.0476 | 0 | 0 | 0 | 2.4295 | 121.4772 | 120.8427 | 0.6345 | 120.8459 | 0.62795 | 0.003263 | 0 | 0 | 0 | 0
8276 | 121.4772 | 4169 | 174 | 6 | 23 | 119.0476 | 0 | 0 | 0 | 2.4295 | 121.4772 | 120.8427 | 0.6345 | 120.8459 | 0.62795 | 0.003263 | 0 | 0 | 0 | 0
8277 | 121.4772 | 4175 | 174 | 6 | 24 | 119.0476 | 0 | 0 | 0 | 2.4295 | 121.4772 | 120.8427 | 0.6345 | 120.8459 | 0.62795 | 0.003263 | 0 | 0 | 0 | 0
8278 | 121.4772 | 4176 | 175 | 6 | 24 | 119.0476 | 0 | 0 | 0 | 2.4295 | 121.4772 | 120.8427 | 0.6345 | 120.8459 | 0.62795 | 0.003263 | 0 | 0 | 0 | 0
8279 | 121.4772 | 4177 | 175 | 6 | 24 | 119.0476 | 0 | 0 | 0 | 2.4295 | 121.4772 | 120.8427 | 0.6345 | 120.8459 | 0.62795 | 0.003263 | 0 | 0 | 0 | 0
8280 | 121.4772 | 4178 | 175 | 6 | 24 | 119.0476 | 0 | 0 | 0 | 2.4295 | 121.4772 | 120.8427 | 0.6345 | 120.8459 | 0.62795 | 0.003263 | 0 | 0 | 0 | 0
8281 | 121.4772 | 4179 | 175 | 6 | 24 | 119.0476 | 0 | 0 | 0 | 2.4295 | 121.4772 | 120.8427 | 0.6345 | 120.8459 | 0.62795 | 0.003263 | 0 | 0 | 0 | 0
8282 | 121.4772 | 4180 | 175 | 6 | 24 | 119.0476 | 0 | 0 | 0 | 2.4295 | 121.4772 | 120.8427 | 0.6345 | 120.8459 | 0.62795 | 0.003263 | 0 | 0 | 0 | 0
8283 | 121.4772 | 4193 | 175 | 6 | 24 | 119.0476 | 0 | 0 | 0 | 2.4295 | 121.4772 | 120.8427 | 0.6345 | 120.8459 | 0.62795 | 0.003263 | 0 | 0 | 0 | 0
8284 | 121.4772 | 4199 | 175 | 6 | 25 | 119.0476 | 0 | 0 | 0 | 2.4295 | 121.4772 | 120.8427 | 0.6345 | 120.8459 | 0.62795 | 0.003263 | 0 | 0 | 0 | 0
8285 | 121.4772 | 4200 | 176 | 6 | 25 | 119.0476 | 0 | 0 | 0 | 2.4295 | 121.4772 | 120.8427 | 0.6345 | 120.8459 | 0.62795 | 0.003263 | 0 | 0 | 0 | 0
8286 | 121.4772 | 4201 | 176 | 6 | 25 | 119.0476 | 0 | 0 | 0 | 2.4295 | 121.4772 | 120.8427 | 0.6345 | 120.8459 | 0.62795 | 0.003263 | 0 | 0 | 0 | 0
8287 | 121.4772 | 4202 | 176 | 6 | 25 | 119.0476 | 0 | 0 | 0 | 2.4295 | 121.4772 | 120.8427 | 0.6345 | 120.8459 | 0.62795 | 0.003263 | 0 | 0 | 0 | 0
8288 | 121.4772 | 4203 | 176 | 6 | 25 | 119.0476 | 0 | 0 | 0 | 2.4295 | 121.4772 | 120.8427 | 0.6345 | 120.8459 | 0.62795 | 0.003263 | 0 | 0 | 0 | 0
8289 | 121.4772 | 4204 | 176 | 6 | 25 | 119.0476 | 0 | 0 | 0 | 2.4295 | 121.4772 | 120.8427 | 0.6345 | 120.8459 | 0.62795 | 0.003263 | 0 | 0 | 0 | 0
8290 | 121.4772 | 4217 | 176 | 6 | 25 | 119.0476 | 0 | 0 | 0 | 2.4295 | 121.4772 | 120.8427 | 0.6345 | 120.8459 | 0.62795 | 0.003263 | 0 | 0 | 0 | 0
8291 | 121.4772 | 4223 | 176 | 6 | 26 | 119.0476 | 0 | 0 | 0 | 2.4295 | 121.4772 | 120.8427 | 0.6345 | 120.8459 | 0.62795 | 0.003263 | 0 | 0 | 0 | 0
8292 | 121.4772 | 4224 | 177 | 6 | 26 | 119.0476 | 0 | 0 | 0 | 2.4295 | 121.4772 | 120.8427 | 0.6345 | 120.8459 | 0.62795 | 0.003263 | 0 | 0 | 0 | 0
8293 | 121.4772 | 4225 | 177 | 6 | 26 | 119.0476 | 0 | 0 | 0 | 2.4295 | 121.4772 | 120.8427 | 0.6345 | 120.8459 | 0.62795 | 0.003263 | 0 | 0 | 0 | 0
8294 | 121.4772 | 4226 | 177 | 6 | 26 | 119.0476 | 0 | 0 | 0 | 2.4295 | 121.4772 | 120.8427 | 0.6345 | 120.8459 | 0.62795 | 0.003263 | 0 | 0 | 0 | 0
8295 | 121.4772 | 4227 | 177 | 6 | 26 | 119.0476 | 0 | 0 | 0 | 2.4295 | 121.4772 | 120.8427 | 0.6345 | 120.8459 | 0.62795 | 0.003263 | 0 | 0 | 0 | 0
8296 | 121.4772 | 4228 | 177 | 6 | 26 | 119.0476 | 0 | 0 | 0 | 2.4295 | 121.4772 | 120.8427 | 0.6345 | 120.8459 | 0.62795 | 0.003263 | 0 | 0 | 0 | 0
8297 | 121.4772 | 4241 | 177 | 6 | 26 | 119.0476 | 0 | 0 | 0 | 2.4295 | 121.4772 | 120.8427 | 0.6345 | 120.8459 | 0.62795 | 0.003263 | 0 | 0 | 0 | 0
8298 | 121.4772 | 4247 | 177 | 6 | 27 | 119.0476 | 0 | 0 | 0 | 2.4295 | 121.4772 | 120.8427 | 0.6345 | 120.8459 | 0.62795 | 0.003263 | 0 | 0 | 0 | 0
8299 | 121.4772 | 4248 | 178 | 6 | 27 | 119.0476 | 0 | 0 | 0 | 2.4295 | 121.4772 | 120.8427 | 0.6345 | 120.8459 | 0.62795 | 0.003263 | 0 | 0 | 0 | 0
8300 | 121.4772 | 4249 | 178 | 6 | 27 | 119.0476 | 0 | 0 | 0 | 2.4295 | 121.4772 | 120.8427 | 0.6345 | 120.8459 | 0.62795 | 0.003263 | 0 | 0 | 0 | 0
8301 | 121.4772 | 4250 | 178 | 6 | 27 | 119.0476 | 0 | 0 | 0 | 2.4295 | 121.4772 | 120.8427 | 0.6345 | 120.8459 | 0.62795 | 0.003263 | 0 | 0 | 0 | 0
8302 | 121.4772 | 4251 | 178 | 6 | 27 | 119.0476 | 0 | 0 | 0 | 2.4295 | 121.4772 | 120.8427 | 0.6345 | 120.8459 | 0.62795 | 0.003263 | 0 | 0 | 0 | 0
8303 | 121.4772 | 4252 | 178 | 6 | 27 | 119.0476 | 0 | 0 | 0 | 2.4295 | 121.4772 | 120.8427 | 0.6345 | 120.8459 | 0.62795 | 0.003263 | 0 | 0 | 0 | 0
8304 | 121.4772 | 4265 | 178 | 6 | 27 | 119.0476 | 0 | 0 | 0 | 2.4295 | 121.4772 | 120.8427 | 0.6345 | 120.8459 | 0.62795 | 0.003263 | 0 | 0 | 0 | 0
8305 | 121.4772 | 4271 | 178 | 6 | 28 | 119.0476 | 0 | 0 | 0 | 2.4295 | 121.4772 | 120.8427 | 0.6345 | 120.8459 | 0.62795 | 0.003263 | 0 | 0 | 0 | 0
8306 | 121.4772 | 4272 | 179 | 6 | 28 | 119.0476 | 0 | 0 | 0 | 2.4295 | 121.4772 | 120.8427 | 0.6345 | 120.8459 | 0.62795 | 0.003263 | 0 | 0 | 0 | 0
8307 | 121.4772 | 4273 | 179 | 6 | 28 | 119.0476 | 0 | 0 | 0 | 2.4295 | 121.4772 | 120.8427 | 0.6345 | 120.8459 | 0.62795 | 0.003263 | 0 | 0 | 0 | 0
8308 | 121.4772 | 4274 | 179 | 6 | 28 | 119.0476 | 0 | 0 | 0 | 2.4295 | 121.4772 | 120.8427 | 0.6345 | 120.8459 | 0.62795 | 0.003263 | 0 | 0 | 0 | 0
8309 | 121.4772 | 4275 | 179 | 6 | 28 | 119.0476 | 0 | 0 | 0 | 2.4295 | 121.4772 | 120.8427 | 0.6345 | 120.8459 | 0.62795 | 0.003263 | 0 | 0 | 0 | 0
8310 | 121.4772 | 4276 | 179 | 6 | 28 | 119.0476 | 0 | 0 | 0 | 2.4295 | 121.4772 | 120.8427 | 0.6345 | 120.8459 | 0.62795 | 0.003263 | 0 | 0 | 0 | 0
8311 | 121.4772 | 4289 | 179 | 6 | 28 | 119.0476 | 0 | 0 | 0 | 2.4295 | 121.4772 | 120.8427 | 0.6345 | 120.8459 | 0.62795 | 0.003263 | 0 | 0 | 0 | 0
8312 | 121.4772 | 4295 | 179 | 6 | 29 | 119.0476 | 0 | 0 | 0 | 2.4295 | 121.4772 | 120.8427 | 0.6345 | 120.8459 | 0.62795 | 0.003263 | 0 | 0 | 0 | 0
8313 | 121.4772 | 4296 | 180 | 6 | 29 | 119.0476 | 0 | 0 | 0 | 2.4295 | 121.4772 | 120.8427 | 0.6345 | 120.8459 | 0.62795 | 0.003263 | 0 | 0 | 0 | 0
8314 | 121.4772 | 4297 | 180 | 6 | 29 | 119.0476 | 0 | 0 | 0 | 2.4295 | 121.4772 | 120.8427 | 0.6345 | 120.8459 | 0.62795 | 0.003263 | 0 | 0 | 0 | 0
8315 | 121.4772 | 4298 | 180 | 6 | 29 | 119.0476 | 0 | 0 | 0 | 2.4295 | 121.4772 | 120.8427 | 0.6345 | 120.8459 | 0.62795 | 0.003263 | 0 | 0 | 0 | 0
8316 | 121.4772 | 4299 | 180 | 6 | 29 | 119.0476 | 0 | 0 | 0 | 2.4295 | 121.4772 | 120.8427 | 0.6345 | 120.8459 | 0.62795 | 0.003263 | 0 | 0 | 0 | 0
8317 | 121.4772 | 4300 | 180 | 6 | 29 | 119.0476 | 0 | 0 | 0 | 2.4295 | 121.4772 | 120.8427 | 0.6345 | 120.8459 | 0.62795 | 0.003263 | 0 | 0 | 0 | 0
8318 | 121.4772 | 4313 | 180 | 6 | 29 | 119.0476 | 0 | 0 | 0 | 2.4295 | 121.4772 | 120.8427 | 0.6345 | 120.8459 | 0.62795 | 0.003263 | 0 | 0 | 0 | 0
8319 | 121.4772 | 4319 | 180 | 6 | 30 | 119.0476 | 0 | 0 | 0 | 2.4295 | 121.4772 | 120.8427 | 0.6345 | 120.8459 | 0.62795 | 0.003263 | 0 | 0 | 0 | 0
8320 | 121.4772 | 4320 | 181 | 6 | 30 | 119.0476 | 0 | 0 | 0 | 2.4295 | 121.4772 | 120.8427 | 0.6345 | 120.8459 | 0.62795 | 0.003263 | 0 | 0 | 0 | 0
8321 | 121.4772 | 4321 | 181 | 6 | 30 | 119.0476 | 0 | 0 | 0 | 2.4295 | 121.4772 | 120.8427 | 0.6345 | 120.8459 | 0.62795 | 0.003263 | 0 | 0 | 0 | 0
8322 | 121.4772 | 4322 | 181 | 6 | 30 | 119.0476 | 0 | 0 | 0 | 2.4295 | 121.4772 | 120.8427 | 0.6345 | 120.8459 | 0.62795 | 0.003263 | 0 | 0 | 0 | 0
8323 | 121.4772 | 4323 | 181 | 6 | 30 | 119.0476 | 0 | 0 | 0 | 2.4295 | 121.4772 | 120.8427 | 0.6345 | 120.8459 | 0.62795 | 0.003263 | 0 | 0 | 0 | 0
8324 | 121.4772 | 4324 | 181 | 6 | 30 | 119.0476 | 0 | 0 | 0 | 2.4295 | 121.4772 | 120.8427 | 0.6345 | 120.8459 | 0.62795 | 0.003263 | 0 | 0 | 0 | 0
8325 | 121.4772 | 4337 | 181 | 6 | 30 | 119.0476 | 0 | 0 | 0 | 2.4295 | 121.4772 | 120.8427 | 0.6345 | 120.8459 | 0.62795 | 0.003263 | 0 | 0 | 0 | 0
8326 | 121.4772 | 4343 | 181 | 6 | 31 | 119.0476 | 0 | 0 | 0 | 2.4295 | 121.4772 | 120.8427 | 0.6345 | 120.8459 | 0.62795 | 0.003263 | 0 | 0 | 0 | 0
8327 | 121.4772 | 4344 | 182 | 7 | 1 | 119.0476 | 0 | 0 | 0 | 2.4295 | 121.4772 | 120.8427 | 0.6345 | 120.8459 | 0.62795 | 0.003263 | 0 | 0 | 0 | 0
8328 | 121.4772 | 4345 | 182 | 7 | 1 | 119.0476 | 0 | 0 | 0 | 2.4295 | 121.4772 | 120.8427 | 0.6345 | 120.8459 | 0.62795 | 0.003263 | 0 | 0 | 0 | 0
8329 | 121.4772 | 4346 | 182 | 7 | 1 | 119.0476 | 0 | 0 | 0 | 2.4295 | 121.4772 | 120.8427 | 0.6345 | 120.8459 | 0.62795 | 0.003263 | 0 | 0 | 0 | 0
8330 | 121.4772 | 4347 | 182 | 7 | 1 | 119.0476 | 0 | 0 | 0 | 2.4295 | 121.4772 | 120.8427 | 0.6345 | 120.8459 | 0.62795 | 0.003263 | 0 | 0 | 0 | 0
8331 | 121.4772 | 4348 | 182 | 7 | 1 | 119.0476 | 0 | 0 | 0 | 2.4295 | 121.4772 | 120.8427 | 0.6345 | 120.8459 | 0.62795 | 0.003263 | 0 | 0 | 0 | 0
8332 | 121.4772 | 4361 | 182 | 7 | 1 | 119.0476 | 0 | 0 | 0 | 2.4295 | 121.4772 | 120.8427 | 0.6345 | 120.8459 | 0.62795 | 0.003263 | 0 | 0 | 0 | 0
8333 | 121.4772 | 4367 | 182 | 7 | 2 | 119.0476 | 0 | 0 | 0 | 2.4295 | 121.4772 | 120.8427 | 0.6345 | 120.8459 | 0.62795 | 0.003263 | 0 | 0 | 0 | 0
8334 | 121.4772 | 4368 | 183 | 7 | 2 | 119.0476 | 0 | 0 | 0 | 2.4295 | 121.4772 | 120.8427 | 0.6345 | 120.8459 | 0.62795 | 0.003263 | 0 | 0 | 0 | 0
8335 | 121.4772 | 4369 | 183 | 7 | 2 | 119.0476 | 0 | 0 | 0 | 2.4295 | 121.4772 | 120.8427 | 0.6345 | 120.8459 | 0.62795 | 0.003263 | 0 | 0 | 0 | 0
8336 | 121.4772 | 4370 | 183 | 7 | 2 | 119.0476 | 0 | 0 | 0 | 2.4295 | 121.4772 | 120.8427 | 0.6345 | 120.8459 | 0.62795 | 0.003263 | 0 | 0 | 0 | 0
8337 | 121.4772 | 4371 | 183 | 7 | 2 | 119.0476 | 0 | 0 | 0 | 2.4295 | 121.4772 | 120.8427 | 0.6345 | 120.8459 | 0.62795 | 0.003263 | 0 | 0 | 0 | 0
8338 | 121.4772 | 4372 | 183 | 7 | 2 | 119.0476 | 0 | 0 | 0 | 2.4295 | 121.4772 | 120.8427 | 0.6345 | 120.8459 | 0.62795 | 0.003263 | 0 | 0 | 0 | 0
8339 | 121.4772 | 4385 | 183 | 7 | 2 | 119.0476 | 0 | 0 | 0 | 2.4295 | 121.4772 | 120.8427 | 0.6345 | 120.8459 | 0.62795 | 0.003263 | 0 | 0 | 0 | 0
8340 | 121.4772 | 4391 | 183 | 7 | 3 | 119.0476 | 0 | 0 | 0 | 2.4295 | 121.4772 | 120.8427 | 0.6345 | 120.8459 | 0.62795 | 0.003263 | 0 | 0 | 0 | 0
8341 | 121.4772 | 4392 | 184 | 7 | 3 | 119.0476 | 0 | 0 | 0 | 2.4295 | 121.4772 | 120.8427 | 0.6345 | 120.8459 | 0.62795 | 0.003263 | 0 | 0 | 0 | 0
8342 | 121.4772 | 4393 | 184 | 7 | 3 | 119.0476 | 0 | 0 | 0 | 2.4295 | 121.4772 | 120.8427 | 0.6345 | 120.8459 | 0.62795 | 0.003263 | 0 | 0 | 0 | 0
8343 | 121.4772 | 4394 | 184 | 7 | 3 | 119.0476 | 0 | 0 | 0 | 2.4295 | 121.4772 | 120.8427 | 0.6345 | 120.8459 | 0.62795 | 0.003263 | 0 | 0 | 0 | 0
8344 | 121.4772 | 4395 | 184 | 7 | 3 | 119.0476 | 0 | 0 | 0 | 2.4295 | 121.4772 | 120.8427 | 0.6345 | 120.8459 | 0.62795 | 0.003263 | 0 | 0 | 0 | 0
8345 | 121.4772 | 4396 | 184 | 7 | 3 | 119.0476 | 0 | 0 | 0 | 2.4295 | 121.4772 | 120.8427 | 0.6345 | 120.8459 | 0.62795 | 0.003263 | 0 | 0 | 0 | 0
8346 | 121.4772 | 4409 | 184 | 7 | 3 | 119.0476 | 0 | 0 | 0 | 2.4295 | 121.4772 | 120.8427 | 0.6345 | 120.8459 | 0.62795 | 0.003263 | 0 | 0 | 0 | 0
8347 | 121.4772 | 4415 | 184 | 7 | 4 | 119.0476 | 0 | 0 | 0 | 2.4295 | 121.4772 | 120.8427 | 0.6345 | 120.8459 | 0.62795 | 0.003263 | 0 | 0 | 0 | 0
8348 | 121.4772 | 4416 | 185 | 7 | 4 | 119.0476 | 0 | 0 | 0 | 2.4295 | 121.4772 | 120.8427 | 0.6345 | 120.8459 | 0.62795 | 0.003263 | 0 | 0 | 0 | 0
8349 | 121.4772 | 4417 | 185 | 7 | 4 | 119.0476 | 0 | 0 | 0 | 2.4295 | 121.4772 | 120.8427 | 0.6345 | 120.8459 | 0.62795 | 0.003263 | 0 | 0 | 0 | 0
8350 | 121.4772 | 4418 | 185 | 7 | 4 | 119.0476 | 0 | 0 | 0 | 2.4295 | 121.4772 | 120.8427 | 0.6345 | 120.8459 | 0.62795 | 0.003263 | 0 | 0 | 0 | 0
8351 | 121.4772 | 4419 | 185 | 7 | 4 | 119.0476 | 0 | 0 | 0 | 2.4295 | 121.4772 | 120.8427 | 0.6345 | 120.8459 | 0.62795 | 0.003263 | 0 | 0 | 0 | 0
8352 | 121.4772 | 4420 | 185 | 7 | 4 | 119.0476 | 0 | 0 | 0 | 2.4295 | 121.4772 | 120.8427 | 0.6345 | 120.8459 | 0.62795 | 0.003263 | 0 | 0 | 0 | 0
8353 | 121.4772 | 4433 | 185 | 7 | 4 | 119.0476 | 0 | 0 | 0 | 2.4295 | 121.4772 | 120.8427 | 0.6345 | 120.8459 | 0.62795 | 0.003263 | 0 | 0 | 0 | 0
8354 | 121.4772 | 4439 | 185 | 7 | 5 | 119.0476 | 0 | 0 | 0 | 2.4295 | 121.4772 | 120.8427 | 0.6345 | 120.8459 | 0.62795 | 0.003263 | 0 | 0 | 0 | 0
8355 | 121.4772 | 4440 | 186 | 7 | 5 | 119.0476 | 0 | 0 | 0 | 2.4295 | 121.4772 | 120.8427 | 0.6345 | 120.8459 | 0.62795 | 0.003263 | 0 | 0 | 0 | 0
8356 | 121.4772 | 4441 | 186 | 7 | 5 | 119.0476 | 0 | 0 | 0 | 2.4295 | 121.4772 | 120.8427 | 0.6345 | 120.8459 | 0.62795 | 0.003263 | 0 | 0 | 0 | 0
8357 | 121.4772 | 4442 | 186 | 7 | 5 | 119.0476 | 0 | 0 | 0 | 2.4295 | 121.4772 | 120.8427 | 0.6345 | 120.8459 | 0.62795 | 0.003263 | 0 | 0 | 0 | 0
8358 | 121.4772 | 4443 | 186 | 7 | 5 | 119.0476 | 0 | 0 | 0 | 2.4295 | 121.4772 | 120.8427 | 0.6345 | 120.8459 | 0.62795 | 0.003263 | 0 | 0 | 0 | 0
8359 | 121.4772 | 4444 | 186 | 7 | 5 | 119.0476 | 0 | 0 | 0 | 2.4295 | 121.4772 | 120.8427 | 0.6345 | 120.8459 | 0.62795 | 0.003263 | 0 | 0 | 0 | 0
8360 | 121.4772 | 4457 | 186 | 7 | 5 | 119.0476 | 0 | 0 | 0 | 2.4295 | 121.4772 | 120.8427 | 0.6345 | 120.8459 | 0.62795 | 0.003263 | 0 | 0 | 0 | 0
8361 | 121.4772 | 4463 | 186 | 7 | 6 | 119.0476 | 0 | 0 | 0 | 2.4295 | 121.4772 | 120.8427 | 0.6345 | 120.8459 | 0.62795 | 0.003263 | 0 | 0 | 0 | 0
8362 | 121.4772 | 4464 | 187 | 7 | 6 | 119.0476 | 0 | 0 | 0 | 2.4295 | 121.4772 | 120.8427 | 0.6345 | 120.8459 | 0.62795 | 0.003263 | 0 | 0 | 0 | 0
8363 | 121.4772 | 4465 | 187 | 7 | 6 | 119.0476 | 0 | 0 | 0 | 2.4295 | 121.4772 | 120.8427 | 0.6345 | 120.8459 | 0.62795 | 0.003263 | 0 | 0 | 0 | 0
8364 | 121.4772 | 4466 | 187 | 7 | 6 | 119.0476 | 0 | 0 | 0 | 2.4295 | 121.4772 | 120.8427 | 0.6345 | 120.8459 | 0.62795 | 0.003263 | 0 | 0 | 0 | 0
8365 | 121.4772 | 4467 | 187 | 7 | 6 | 119.0476 | 0 | 0 | 0 | 2.4295 | 121.4772 | 120.8427 | 0.6345 | 120.8459 | 0.62795 | 0.003263 | 0 | 0 | 0 | 0
8366 | 121.4772 | 4468 | 187 | 7 | 6 | 119.0476 | 0 | 0 | 0 | 2.4295 | 121.4772 | 120.8427 | 0.6345 | 120.8459 | 0.62795 | 0.003263 | 0 | 0 | 0 | 0
8367 | 121.4772 | 4481 | 187 | 7 | 6 | 119.0476 | 0 | 0 | 0 | 2.4295 | 121.4772 | 120.8427 | 0.6345 | 120.8459 | 0.62795 | 0.003263 | 0 | 0 | 0 | 0
8368 | 121.4772 | 4487 | 187 | 7 | 7 | 119.0476 | 0 | 0 | 0 | 2.4295 | 121.4772 | 120.8427 | 0.6345 | 120.8459 | 0.62795 | 0.003263 | 0 | 0 | 0 | 0
8369 | 121.4772 | 4488 | 188 | 7 | 7 | 119.0476 | 0 | 0 | 0 | 2.4295 | 121.4772 | 120.8427 | 0.6345 | 120.8459 | 0.62795 | 0.003263 | 0 | 0 | 0 | 0
8370 | 121.4772 | 4489 | 188 | 7 | 7 | 119.0476 | 0 | 0 | 0 | 2.4295 | 121.4772 | 120.8427 | 0.6345 | 120.8459 | 0.62795 | 0.003263 | 0 | 0 | 0 | 0
8371 | 121.4772 | 4490 | 188 | 7 | 7 | 119.0476 | 0 | 0 | 0 | 2.4295 | 121.4772 | 120.8427 | 0.6345 | 120.8459 | 0.62795 | 0.003263 | 0 | 0 | 0 | 0
8372 | 121.4772 | 4491 | 188 | 7 | 7 | 119.0476 | 0 | 0 | 0 | 2.4295 | 121.4772 | 120.8427 | 0.6345 | 120.8459 | 0.62795 | 0.003263 | 0 | 0 | 0 | 0
8373 | 121.4772 | 4492 | 188 | 7 | 7 | 119.0476 | 0 | 0 | 0 | 2.4295 | 121.4772 | 120.8427 | 0.6345 | 120.8459 | 0.62795 | 0.003263 | 0 | 0 | 0 | 0
8374 | 121.4772 | 4505 | 188 | 7 | 7 | 119.0476 | 0 | 0 | 0 | 2.4295 | 121.4772 | 120.8427 | 0.6345 | 120.8459 | 0.62795 | 0.003263 | 0 | 0 | 0 | 0
8375 | 121.4772 | 4511 | 188 | 7 | 8 | 119.0476 | 0 | 0 | 0 | 2.4295 | 121.4772 | 120.8427 | 0.6345 | 120.8459 | 0.62795 | 0.003263 | 0 | 0 | 0 | 0
8376 | 121.4772 | 4512 | 189 | 7 | 8 | 119.0476 | 0 | 0 | 0 | 2.4295 | 121.4772 | 120.8427 | 0.6345 | 120.8459 | 0.62795 | 0.003263 | 0 | 0 | 0 | 0
8377 | 121.4772 | 4513 | 189 | 7 | 8 | 119.0476 | 0 | 0 | 0 | 2.4295 | 121.4772 | 120.8427 | 0.6345 | 120.8459 | 0.62795 | 0.003263 | 0 | 0 | 0 | 0
8378 | 121.4772 | 4514 | 189 | 7 | 8 | 119.0476 | 0 | 0 | 0 | 2.4295 | 121.4772 | 120.8427 | 0.6345 | 120.8459 | 0.62795 | 0.003263 | 0 | 0 | 0 | 0
8379 | 121.4772 | 4515 | 189 | 7 | 8 | 119.0476 | 0 | 0 | 0 | 2.4295 | 121.4772 | 120.8427 | 0.6345 | 120.8459 | 0.62795 | 0.003263 | 0 | 0 | 0 | 0
8380 | 121.4772 | 4516 | 189 | 7 | 8 | 119.0476 | 0 | 0 | 0 | 2.4295 | 121.4772 | 120.8427 | 0.6345 | 120.8459 | 0.62795 | 0.003263 | 0 | 0 | 0 | 0
8381 | 121.4772 | 4529 | 189 | 7 | 8 | 119.0476 | 0 | 0 | 0 | 2.4295 | 121.4772 | 120.8427 | 0.6345 | 120.8459 | 0.62795 | 0.003263 | 0 | 0 | 0 | 0
8382 | 121.4772 | 4535 | 189 | 7 | 9 | 119.0476 | 0 | 0 | 0 | 2.4295 | 121.4772 | 120.8427 | 0.6345 | 120.8459 | 0.62795 | 0.003263 | 0 | 0 | 0 | 0
8383 | 121.4772 | 4536 | 190 | 7 | 9 | 119.0476 | 0 | 0 | 0 | 2.4295 | 121.4772 | 120.8427 | 0.6345 | 120.8459 | 0.62795 | 0.003263 | 0 | 0 | 0 | 0
8384 | 121.4772 | 4537 | 190 | 7 | 9 | 119.0476 | 0 | 0 | 0 | 2.4295 | 121.4772 | 120.8427 | 0.6345 | 120.8459 | 0.62795 | 0.003263 | 0 | 0 | 0 | 0
8385 | 121.4772 | 4538 | 190 | 7 | 9 | 119.0476 | 0 | 0 | 0 | 2.4295 | 121.4772 | 120.8427 | 0.6345 | 120.8459 | 0.62795 | 0.003263 | 0 | 0 | 0 | 0
8386 | 121.4772 | 4539 | 190 | 7 | 9 | 119.0476 | 0 | 0 | 0 | 2.4295 | 121.4772 | 120.8427 | 0.6345 | 120.8459 | 0.62795 | 0.003263 | 0 | 0 | 0 | 0
8387 | 121.4772 | 4540 | 190 | 7 | 9 | 119.0476 | 0 | 0 | 0 | 2.4295 | 121.4772 | 120.8427 | 0.6345 | 120.8459 | 0.62795 | 0.003263 | 0 | 0 | 0 | 0
8388 | 121.4772 | 4553 | 190 | 7 | 9 | 119.0476 | 0 | 0 | 0 | 2.4295 | 121.4772 | 120.8427 | 0.6345 | 120.8459 | 0.62795 | 0.003263 | 0 | 0 | 0 | 0
8389 | 121.4772 | 4559 | 190 | 7 | 10 | 119.0476 | 0 | 0 | 0 | 2.4295 | 121.4772 | 120.8427 | 0.6345 | 120.8459 | 0.62795 | 0.003263 | 0 | 0 | 0 | 0
8390 | 121.4772 | 4560 | 191 | 7 | 10 | 119.0476 | 0 | 0 | 0 | 2.4295 | 121.4772 | 120.8427 | 0.6345 | 120.8459 | 0.62795 | 0.003263 | 0 | 0 | 0 | 0
8391 | 121.4772 | 4561 | 191 | 7 | 10 | 119.0476 | 0 | 0 | 0 | 2.4295 | 121.4772 | 120.8427 | 0.6345 | 120.8459 | 0.62795 | 0.003263 | 0 | 0 | 0 | 0
8392 | 121.4772 | 4562 | 191 | 7 | 10 | 119.0476 | 0 | 0 | 0 | 2.4295 | 121.4772 | 120.8427 | 0.6345 | 120.8459 | 0.62795 | 0.003263 | 0 | 0 | 0 | 0
8393 | 121.4772 | 4563 | 191 | 7 | 10 | 119.0476 | 0 | 0 | 0 | 2.4295 | 121.4772 | 120.8427 | 0.6345 | 120.8459 | 0.62795 | 0.003263 | 0 | 0 | 0 | 0
8394 | 121.4772 | 4564 | 191 | 7 | 10 | 119.0476 | 0 | 0 | 0 | 2.4295 | 121.4772 | 120.8427 | 0.6345 | 120.8459 | 0.62795 | 0.003263 | 0 | 0 | 0 | 0
8395 | 121.4772 | 4577 | 191 | 7 | 10 | 119.0476 | 0 | 0 | 0 | 2.4295 | 121.4772 | 120.8427 | 0.6345 | 120.8459 | 0.62795 | 0.003263 | 0 | 0 | 0 | 0
8396 | 121.4772 | 4583 | 191 | 7 | 11 | 119.0476 | 0 | 0 | 0 | 2.4295 | 121.4772 | 120.8427 | 0.6345 | 120.8459 | 0.62795 | 0.003263 | 0 | 0 | 0 | 0
8397 | 121.4772 | 4584 | 192 | 7 | 11 | 119.0476 | 0 | 0 | 0 | 2.4295 | 121.4772 | 120.8427 | 0.6345 | 120.8459 | 0.62795 | 0.003263 | 0 | 0 | 0 | 0
8398 | 121.4772 | 4585 | 192 | 7 | 11 | 119.0476 | 0 | 0 | 0 | 2.4295 | 121.4772 | 120.8427 | 0.6345 | 120.8459 | 0.62795 | 0.003263 | 0 | 0 | 0 | 0
8399 | 121.4772 | 4586 | 192 | 7 | 11 | 119.0476 | 0 | 0 | 0 | 2.4295 | 121.4772 | 120.8427 | 0.6345 | 120.8459 | 0.62795 | 0.003263 | 0 | 0 | 0 | 0
8400 | 121.4772 | 4587 | 192 | 7 | 11 | 119.0476 | 0 | 0 | 0 | 2.4295 | 121.4772 | 120.8427 | 0.6345 | 120.8459 | 0.62795 | 0.003263 | 0 | 0 | 0 | 0
8401 | 121.4772 | 4588 | 192 | 7 | 11 | 119.0476 | 0 | 0 | 0 | 2.4295 | 121.4772 | 120.8427 | 0.6345 | 120.8459 | 0.62795 | 0.003263 | 0 | 0 | 0 | 0
8402 | 121.4772 | 4601 | 192 | 7 | 11 | 119.0476 | 0 | 0 | 0 | 2.4295 | 121.4772 | 120.8427 | 0.6345 | 120.8459 | 0.62795 | 0.003263 | 0 | 0 | 0 | 0
8403 | 121.4772 | 4607 | 192 | 7 | 12 | 119.0476 | 0 | 0 | 0 | 2.4295 | 121.4772 | 120.8427 | 0.6345 | 120.8459 | 0.62795 | 0.003263 | 0 | 0 | 0 | 0
8404 | 121.4772 | 4608 | 193 | 7 | 12 | 119.0476 | 0 | 0 | 0 | 2.4295 | 121.4772 | 120.8427 | 0.6345 | 120.8459 | 0.62795 | 0.003263 | 0 | 0 | 0 | 0
8405 | 121.4772 | 4609 | 193 | 7 | 12 | 119.0476 | 0 | 0 | 0 | 2.4295 | 121.4772 | 120.8427 | 0.6345 | 120.8459 | 0.62795 | 0.003263 | 0 | 0 | 0 | 0
8406 | 121.4772 | 4610 | 193 | 7 | 12 | 119.0476 | 0 | 0 | 0 | 2.4295 | 121.4772 | 120.8427 | 0.6345 | 120.8459 | 0.62795 | 0.003263 | 0 | 0 | 0 | 0
8407 | 121.4772 | 4611 | 193 | 7 | 12 | 119.0476 | 0 | 0 | 0 | 2.4295 | 121.4772 | 120.8427 | 0.6345 | 120.8459 | 0.62795 | 0.003263 | 0 | 0 | 0 | 0
8408 | 121.4772 | 4612 | 193 | 7 | 12 | 119.0476 | 0 | 0 | 0 | 2.4295 | 121.4772 | 120.8427 | 0.6345 | 120.8459 | 0.62795 | 0.003263 | 0 | 0 | 0 | 0
8409 | 121.4772 | 4625 | 193 | 7 | 12 | 119.0476 | 0 | 0 | 0 | 2.4295 | 121.4772 | 120.8427 | 0.6345 | 120.8459 | 0.62795 | 0.003263 | 0 | 0 | 0 | 0
8410 | 121.4772 | 4631 | 193 | 7 | 13 | 119.0476 | 0 | 0 | 0 | 2.4295 | 121.4772 | 120.8427 | 0.6345 | 120.8459 | 0.62795 | 0.003263 | 0 | 0 | 0 | 0
8411 | 121.4772 | 4632 | 194 | 7 | 13 | 119.0476 | 0 | 0 | 0 | 2.4295 | 121.4772 | 120.8427 | 0.6345 | 120.8459 | 0.62795 | 0.003263 | 0 | 0 | 0 | 0
8412 | 121.4772 | 4633 | 194 | 7 | 13 | 119.0476 | 0 | 0 | 0 | 2.4295 | 121.4772 | 120.8427 | 0.6345 | 120.8459 | 0.62795 | 0.003263 | 0 | 0 | 0 | 0
8413 | 121.4772 | 4634 | 194 | 7 | 13 | 119.0476 | 0 | 0 | 0 | 2.4295 | 121.4772 | 120.8427 | 0.6345 | 120.8459 | 0.62795 | 0.003263 | 0 | 0 | 0 | 0
8414 | 121.4772 | 4635 | 194 | 7 | 13 | 119.0476 | 0 | 0 | 0 | 2.4295 | 121.4772 | 120.8427 | 0.6345 | 120.8459 | 0.62795 | 0.003263 | 0 | 0 | 0 | 0
8415 | 121.4772 | 4636 | 194 | 7 | 13 | 119.0476 | 0 | 0 | 0 | 2.4295 | 121.4772 | 120.8427 | 0.6345 | 120.8459 | 0.62795 | 0.003263 | 0 | 0 | 0 | 0
8416 | 121.4772 | 4649 | 194 | 7 | 13 | 119.0476 | 0 | 0 | 0 | 2.4295 | 121.4772 | 120.8427 | 0.6345 | 120.8459 | 0.62795 | 0.003263 | 0 | 0 | 0 | 0
8417 | 121.4772 | 4655 | 194 | 7 | 14 | 119.0476 | 0 | 0 | 0 | 2.4295 | 121.4772 | 120.8427 | 0.6345 | 120.8459 | 0.62795 | 0.003263 | 0 | 0 | 0 | 0
8418 | 121.4772 | 4656 | 195 | 7 | 14 | 119.0476 | 0 | 0 | 0 | 2.4295 | 121.4772 | 120.8427 | 0.6345 | 120.8459 | 0.62795 | 0.003263 | 0 | 0 | 0 | 0
8419 | 121.4772 | 4657 | 195 | 7 | 14 | 119.0476 | 0 | 0 | 0 | 2.4295 | 121.4772 | 120.8427 | 0.6345 | 120.8459 | 0.62795 | 0.003263 | 0 | 0 | 0 | 0
8420 | 121.4772 | 4658 | 195 | 7 | 14 | 119.0476 | 0 | 0 | 0 | 2.4295 | 121.4772 | 120.8427 | 0.6345 | 120.8459 | 0.62795 | 0.003263 | 0 | 0 | 0 | 0
8421 | 121.4772 | 4659 | 195 | 7 | 14 | 119.0476 | 0 | 0 | 0 | 2.4295 | 121.4772 | 120.8427 | 0.6345 | 120.8459 | 0.62795 | 0.003263 | 0 | 0 | 0 | 0
8422 | 121.4772 | 4660 | 195 | 7 | 14 | 119.0476 | 0 | 0 | 0 | 2.4295 | 121.4772 | 120.8427 | 0.6345 | 120.8459 | 0.62795 | 0.003263 | 0 | 0 | 0 | 0
8423 | 121.4772 | 4673 | 195 | 7 | 14 | 119.0476 | 0 | 0 | 0 | 2.4295 | 121.4772 | 120.8427 | 0.6345 | 120.8459 | 0.62795 | 0.003263 | 0 | 0 | 0 | 0
8424 | 121.4772 | 4679 | 195 | 7 | 15 | 119.0476 | 0 | 0 | 0 | 2.4295 | 121.4772 | 120.8427 | 0.6345 | 120.8459 | 0.62795 | 0.003263 | 0 | 0 | 0 | 0
8425 | 121.4772 | 4680 | 196 | 7 | 15 | 119.0476 | 0 | 0 | 0 | 2.4295 | 121.4772 | 120.8427 | 0.6345 | 120.8459 | 0.62795 | 0.003263 | 0 | 0 | 0 | 0
8426 | 121.4772 | 4681 | 196 | 7 | 15 | 119.0476 | 0 | 0 | 0 | 2.4295 | 121.4772 | 120.8427 | 0.6345 | 120.8459 | 0.62795 | 0.003263 | 0 | 0 | 0 | 0
8427 | 121.4772 | 4682 | 196 | 7 | 15 | 119.0476 | 0 | 0 | 0 | 2.4295 | 121.4772 | 120.8427 | 0.6345 | 120.8459 | 0.62795 | 0.003263 | 0 | 0 | 0 | 0
8428 | 121.4772 | 4683 | 196 | 7 | 15 | 119.0476 | 0 | 0 | 0 | 2.4295 | 121.4772 | 120.8427 | 0.6345 | 120.8459 | 0.62795 | 0.003263 | 0 | 0 | 0 | 0
8429 | 121.4772 | 4684 | 196 | 7 | 15 | 119.0476 | 0 | 0 | 0 | 2.4295 | 121.4772 | 120.8427 | 0.6345 | 120.8459 | 0.62795 | 0.003263 | 0 | 0 | 0 | 0
8430 | 121.4772 | 4697 | 196 | 7 | 15 | 119.0476 | 0 | 0 | 0 | 2.4295 | 121.4772 | 120.8427 | 0.6345 | 120.8459 | 0.62795 | 0.003263 | 0 | 0 | 0 | 0
8431 | 121.4772 | 4703 | 196 | 7 | 16 | 119.0476 | 0 | 0 | 0 | 2.4295 | 121.4772 | 120.8427 | 0.6345 | 120.8459 | 0.62795 | 0.003263 | 0 | 0 | 0 | 0
8432 | 121.4772 | 4704 | 197 | 7 | 16 | 119.0476 | 0 | 0 | 0 | 2.4295 | 121.4772 | 120.8427 | 0.6345 | 120.8459 | 0.62795 | 0.003263 | 0 | 0 | 0 | 0
8433 | 121.4772 | 4705 | 197 | 7 | 16 | 119.0476 | 0 | 0 | 0 | 2.4295 | 121.4772 | 120.8427 | 0.6345 | 120.8459 | 0.62795 | 0.003263 | 0 | 0 | 0 | 0
8434 | 121.4772 | 4706 | 197 | 7 | 16 | 119.0476 | 0 | 0 | 0 | 2.4295 | 121.4772 | 120.8427 | 0.6345 | 120.8459 | 0.62795 | 0.003263 | 0 | 0 | 0 | 0
8435 | 121.4772 | 4707 | 197 | 7 | 16 | 119.0476 | 0 | 0 | 0 | 2.4295 | 121.4772 | 120.8427 | 0.6345 | 120.8459 | 0.62795 | 0.003263 | 0 | 0 | 0 | 0
8436 | 121.4772 | 4708 | 197 | 7 | 16 | 119.0476 | 0 | 0 | 0 | 2.4295 | 121.4772 | 120.8427 | 0.6345 | 120.8459 | 0.62795 | 0.003263 | 0 | 0 | 0 | 0
8437 | 121.4772 | 4721 | 197 | 7 | 16 | 119.0476 | 0 | 0 | 0 | 2.4295 | 121.4772 | 120.8427 | 0.6345 | 120.8459 | 0.62795 | 0.003263 | 0 | 0 | 0 | 0
8438 | 121.4772 | 4727 | 197 | 7 | 17 | 119.0476 | 0 | 0 | 0 | 2.4295 | 121.4772 | 120.8427 | 0.6345 | 120.8459 | 0.62795 | 0.003263 | 0 | 0 | 0 | 0
8439 | 121.4772 | 4728 | 198 | 7 | 17 | 119.0476 | 0 | 0 | 0 | 2.4295 | 121.4772 | 120.8427 | 0.6345 | 120.8459 | 0.62795 | 0.003263 | 0 | 0 | 0 | 0
8440 | 121.4772 | 4729 | 198 | 7 | 17 | 119.0476 | 0 | 0 | 0 | 2.4295 | 121.4772 | 120.8427 | 0.6345 | 120.8459 | 0.62795 | 0.003263 | 0 | 0 | 0 | 0
8441 | 121.4772 | 4730 | 198 | 7 | 17 | 119.0476 | 0 | 0 | 0 | 2.4295 | 121.4772 | 120.8427 | 0.6345 | 120.8459 | 0.62795 | 0.003263 | 0 | 0 | 0 | 0
8442 | 121.4772 | 4731 | 198 | 7 | 17 | 119.0476 | 0 | 0 | 0 | 2.4295 | 121.4772 | 120.8427 | 0.6345 | 120.8459 | 0.62795 | 0.003263 | 0 | 0 | 0 | 0
8443 | 121.4772 | 4732 | 198 | 7 | 17 | 119.0476 | 0 | 0 | 0 | 2.4295 | 121.4772 | 120.8427 | 0.6345 | 120.8459 | 0.62795 | 0.003263 | 0 | 0 | 0 | 0
8444 | 121.4772 | 4745 | 198 | 7 | 17 | 119.0476 | 0 | 0 | 0 | 2.4295 | 121.4772 | 120.8427 | 0.6345 | 120.8459 | 0.62795 | 0.003263 | 0 | 0 | 0 | 0
8445 | 121.4772 | 4751 | 198 | 7 | 18 | 119.0476 | 0 | 0 | 0 | 2.4295 | 121.4772 | 120.8427 | 0.6345 | 120.8459 | 0.62795 | 0.003263 | 0 | 0 | 0 | 0
8446 | 121.4772 | 4752 | 199 | 7 | 18 | 119.0476 | 0 | 0 | 0 | 2.4295 | 121.4772 | 120.8427 | 0.6345 | 120.8459 | 0.62795 | 0.003263 | 0 | 0 | 0 | 0
8447 | 121.4772 | 4753 | 199 | 7 | 18 | 119.0476 | 0 | 0 | 0 | 2.4295 | 121.4772 | 120.8427 | 0.6345 | 120.8459 | 0.62795 | 0.003263 | 0 | 0 | 0 | 0
8448 | 121.4772 | 4754 | 199 | 7 | 18 | 119.0476 | 0 | 0 | 0 | 2.4295 | 121.4772 | 120.8427 | 0.6345 | 120.8459 | 0.62795 | 0.003263 | 0 | 0 | 0 | 0
8449 | 121.4772 | 4755 | 199 | 7 | 18 | 119.0476 | 0 | 0 | 0 | 2.4295 | 121.4772 | 120.8427 | 0.6345 | 120.8459 | 0.62795 | 0.003263 | 0 | 0 | 0 | 0
8450 | 121.4772 | 4756 | 199 | 7 | 18 | 119.0476 | 0 | 0 | 0 | 2.4295 | 121.4772 | 120.8427 | 0.6345 | 120.8459 | 0.62795 | 0.003263 | 0 | 0 | 0 | 0
8451 | 121.4772 | 4769 | 199 | 7 | 18 | 119.0476 | 0 | 0 | 0 | 2.4295 | 121.4772 | 120.8427 | 0.6345 | 120.8459 | 0.62795 | 0.003263 | 0 | 0 | 0 | 0
8452 | 121.4772 | 4775 | 199 | 7 | 19 | 119.0476 | 0 | 0 | 0 | 2.4295 | 121.4772 | 120.8427 | 0.6345 | 120.8459 | 0.62795 | 0.003263 | 0 | 0 | 0 | 0
8453 | 121.4772 | 4776 | 200 | 7 | 19 | 119.0476 | 0 | 0 | 0 | 2.4295 | 121.4772 | 120.8427 | 0.6345 | 120.8459 | 0.62795 | 0.003263 | 0 | 0 | 0 | 0
8454 | 121.4772 | 4777 | 200 | 7 | 19 | 119.0476 | 0 | 0 | 0 | 2.4295 | 121.4772 | 120.8427 | 0.6345 | 120.8459 | 0.62795 | 0.003263 | 0 | 0 | 0 | 0
8455 | 121.4772 | 4778 | 200 | 7 | 19 | 119.0476 | 0 | 0 | 0 | 2.4295 | 121.4772 | 120.8427 | 0.6345 | 120.8459 | 0.62795 | 0.003263 | 0 | 0 | 0 | 0
8456 | 121.4772 | 4779 | 200 | 7 | 19 | 119.0476 | 0 | 0 | 0 | 2.4295 | 121.4772 | 120.8427 | 0.6345 | 120.8459 | 0.62795 | 0.003263 | 0 | 0 | 0 | 0
8457 | 121.4772 | 4780 | 200 | 7 | 19 | 119.0476 | 0 | 0 | 0 | 2.4295 | 121.4772 | 120.8427 | 0.6345 | 120.8459 | 0.62795 | 0.003263 | 0 | 0 | 0 | 0
8458 | 121.4772 | 4793 | 200 | 7 | 19 | 119.0476 | 0 | 0 | 0 | 2.4295 | 121.4772 | 120.8427 | 0.6345 | 120.8459 | 0.62795 | 0.003263 | 0 | 0 | 0 | 0
8459 | 121.4772 | 4799 | 200 | 7 | 20 | 119.0476 | 0 | 0 | 0 | 2.4295 | 121.4772 | 120.8427 | 0.6345 | 120.8459 | 0.62795 | 0.003263 | 0 | 0 | 0 | 0
8460 | 121.4772 | 4800 | 201 | 7 | 20 | 119.0476 | 0 | 0 | 0 | 2.4295 | 121.4772 | 120.8427 | 0.6345 | 120.8459 | 0.62795 | 0.003263 | 0 | 0 | 0 | 0
8461 | 121.4772 | 4801 | 201 | 7 | 20 | 119.0476 | 0 | 0 | 0 | 2.4295 | 121.4772 | 120.8427 | 0.6345 | 120.8459 | 0.62795 | 0.003263 | 0 | 0 | 0 | 0
8462 | 121.4772 | 4802 | 201 | 7 | 20 | 119.0476 | 0 | 0 | 0 | 2.4295 | 121.4772 | 120.8427 | 0.6345 | 120.8459 | 0.62795 | 0.003263 | 0 | 0 | 0 | 0
8463 | 121.4772 | 4803 | 201 | 7 | 20 | 119.0476 | 0 | 0 | 0 | 2.4295 | 121.4772 | 120.8427 | 0.6345 | 120.8459 | 0.62795 | 0.003263 | 0 | 0 | 0 | 0
8464 | 121.4772 | 4804 | 201 | 7 | 20 | 119.0476 | 0 | 0 | 0 | 2.4295 | 121.4772 | 120.8427 | 0.6345 | 120.8459 | 0.62795 | 0.003263 | 0 | 0 | 0 | 0
8465 | 121.4772 | 4817 | 201 | 7 | 20 | 119.0476 | 0 | 0 | 0 | 2.4295 | 121.4772 | 120.8427 | 0.6345 | 120.8459 | 0.62795 | 0.003263 | 0 | 0 | 0 | 0
8466 | 121.4772 | 4823 | 201 | 7 | 21 | 119.0476 | 0 | 0 | 0 | 2.4295 | 121.4772 | 120.8427 | 0.6345 | 120.8459 | 0.62795 | 0.003263 | 0 | 0 | 0 | 0
8467 | 121.4772 | 4824 | 202 | 7 | 21 | 119.0476 | 0 | 0 | 0 | 2.4295 | 121.4772 | 120.8427 | 0.6345 | 120.8459 | 0.62795 | 0.003263 | 0 | 0 | 0 | 0
8468 | 121.4772 | 4825 | 202 | 7 | 21 | 119.0476 | 0 | 0 | 0 | 2.4295 | 121.4772 | 120.8427 | 0.6345 | 120.8459 | 0.62795 | 0.003263 | 0 | 0 | 0 | 0
8469 | 121.4772 | 4826 | 202 | 7 | 21 | 119.0476 | 0 | 0 | 0 | 2.4295 | 121.4772 | 120.8427 | 0.6345 | 120.8459 | 0.62795 | 0.003263 | 0 | 0 | 0 | 0
8470 | 121.4772 | 4827 | 202 | 7 | 21 | 119.0476 | 0 | 0 | 0 | 2.4295 | 121.4772 | 120.8427 | 0.6345 | 120.8459 | 0.62795 | 0.003263 | 0 | 0 | 0 | 0
8471 | 121.4772 | 4828 | 202 | 7 | 21 | 119.0476 | 0 | 0 | 0 | 2.4295 | 121.4772 | 120.8427 | 0.6345 | 120.8459 | 0.62795 | 0.003263 | 0 | 0 | 0 | 0
8472 | 121.4772 | 4841 | 202 | 7 | 21 | 119.0476 | 0 | 0 | 0 | 2.4295 | 121.4772 | 120.8427 | 0.6345 | 120.8459 | 0.62795 | 0.003263 | 0 | 0 | 0 | 0
8473 | 121.4772 | 4847 | 202 | 7 | 22 | 119.0476 | 0 | 0 | 0 | 2.4295 | 121.4772 | 120.8427 | 0.6345 | 120.8459 | 0.62795 | 0.003263 | 0 | 0 | 0 | 0
8474 | 121.4772 | 4848 | 203 | 7 | 22 | 119.0476 | 0 | 0 | 0 | 2.4295 | 121.4772 | 120.8427 | 0.6345 | 120.8459 | 0.62795 | 0.003263 | 0 | 0 | 0 | 0
8475 | 121.4772 | 4849 | 203 | 7 | 22 | 119.0476 | 0 | 0 | 0 | 2.4295 | 121.4772 | 120.8427 | 0.6345 | 120.8459 | 0.62795 | 0.003263 | 0 | 0 | 0 | 0
8476 | 121.4772 | 4850 | 203 | 7 | 22 | 119.0476 | 0 | 0 | 0 | 2.4295 | 121.4772 | 120.8427 | 0.6345 | 120.8459 | 0.62795 | 0.003263 | 0 | 0 | 0 | 0
8477 | 121.4772 | 4851 | 203 | 7 | 22 | 119.0476 | 0 | 0 | 0 | 2.4295 | 121.4772 | 120.8427 | 0.6345 | 120.8459 | 0.62795 | 0.003263 | 0 | 0 | 0 | 0
8478 | 121.4772 | 4852 | 203 | 7 | 22 | 119.0476 | 0 | 0 | 0 | 2.4295 | 121.4772 | 120.8427 | 0.6345 | 120.8459 | 0.62795 | 0.003263 | 0 | 0 | 0 | 0
8479 | 121.4772 | 4865 | 203 | 7 | 22 | 119.0476 | 0 | 0 | 0 | 2.4295 | 121.4772 | 120.8427 | 0.6345 | 120.8459 | 0.62795 | 0.003263 | 0 | 0 | 0 | 0
8480 | 121.4772 | 4871 | 203 | 7 | 23 | 119.0476 | 0 | 0 | 0 | 2.4295 | 121.4772 | 120.8427 | 0.6345 | 120.8459 | 0.62795 | 0.003263 | 0 | 0 | 0 | 0
8481 | 121.4772 | 4872 | 204 | 7 | 23 | 119.0476 | 0 | 0 | 0 | 2.4295 | 121.4772 | 120.8427 | 0.6345 | 120.8459 | 0.62795 | 0.003263 | 0 | 0 | 0 | 0
8482 | 121.4772 | 4873 | 204 | 7 | 23 | 119.0476 | 0 | 0 | 0 | 2.4295 | 121.4772 | 120.8427 | 0.6345 | 120.8459 | 0.62795 | 0.003263 | 0 | 0 | 0 | 0
8483 | 121.4772 | 4874 | 204 | 7 | 23 | 119.0476 | 0 | 0 | 0 | 2.4295 | 121.4772 | 120.8427 | 0.6345 | 120.8459 | 0.62795 | 0.003263 | 0 | 0 | 0 | 0
8484 | 121.4772 | 4875 | 204 | 7 | 23 | 119.0476 | 0 | 0 | 0 | 2.4295 | 121.4772 | 120.8427 | 0.6345 | 120.8459 | 0.62795 | 0.003263 | 0 | 0 | 0 | 0
8485 | 121.4772 | 4876 | 204 | 7 | 23 | 119.0476 | 0 | 0 | 0 | 2.4295 | 121.4772 | 120.8427 | 0.6345 | 120.8459 | 0.62795 | 0.003263 | 0 | 0 | 0 | 0
8486 | 121.4772 | 4889 | 204 | 7 | 23 | 119.0476 | 0 | 0 | 0 | 2.4295 | 121.4772 | 120.8427 | 0.6345 | 120.8459 | 0.62795 | 0.003263 | 0 | 0 | 0 | 0
8487 | 121.4772 | 4895 | 204 | 7 | 24 | 119.0476 | 0 | 0 | 0 | 2.4295 | 121.4772 | 120.8427 | 0.6345 | 120.8459 | 0.62795 | 0.003263 | 0 | 0 | 0 | 0
8488 | 121.4772 | 4896 | 205 | 7 | 24 | 119.0476 | 0 | 0 | 0 | 2.4295 | 121.4772 | 120.8427 | 0.6345 | 120.8459 | 0.62795 | 0.003263 | 0 | 0 | 0 | 0
8489 | 121.4772 | 4897 | 205 | 7 | 24 | 119.0476 | 0 | 0 | 0 | 2.4295 | 121.4772 | 120.8427 | 0.6345 | 120.8459 | 0.62795 | 0.003263 | 0 | 0 | 0 | 0
8490 | 121.4772 | 4898 | 205 | 7 | 24 | 119.0476 | 0 | 0 | 0 | 2.4295 | 121.4772 | 120.8427 | 0.6345 | 120.8459 | 0.62795 | 0.003263 | 0 | 0 | 0 | 0
8491 | 121.4772 | 4899 | 205 | 7 | 24 | 119.0476 | 0 | 0 | 0 | 2.4295 | 121.4772 | 120.8427 | 0.6345 | 120.8459 | 0.62795 | 0.003263 | 0 | 0 | 0 | 0
8492 | 121.4772 | 4900 | 205 | 7 | 24 | 119.0476 | 0 | 0 | 0 | 2.4295 | 121.4772 | 120.8427 | 0.6345 | 120.8459 | 0.62795 | 0.003263 | 0 | 0 | 0 | 0
8493 | 121.4772 | 4913 | 205 | 7 | 24 | 119.0476 | 0 | 0 | 0 | 2.4295 | 121.4772 | 120.8427 | 0.6345 | 120.8459 | 0.62795 | 0.003263 | 0 | 0 | 0 | 0
8494 | 121.4772 | 4919 | 205 | 7 | 25 | 119.0476 | 0 | 0 | 0 | 2.4295 | 121.4772 | 120.8427 | 0.6345 | 120.8459 | 0.62795 | 0.003263 | 0 | 0 | 0 | 0
8495 | 121.4772 | 4920 | 206 | 7 | 25 | 119.0476 | 0 | 0 | 0 | 2.4295 | 121.4772 | 120.8427 | 0.6345 | 120.8459 | 0.62795 | 0.003263 | 0 | 0 | 0 | 0
8496 | 121.4772 | 4921 | 206 | 7 | 25 | 119.0476 | 0 | 0 | 0 | 2.4295 | 121.4772 | 120.8427 | 0.6345 | 120.8459 | 0.62795 | 0.003263 | 0 | 0 | 0 | 0
8497 | 121.4772 | 4922 | 206 | 7 | 25 | 119.0476 | 0 | 0 | 0 | 2.4295 | 121.4772 | 120.8427 | 0.6345 | 120.8459 | 0.62795 | 0.003263 | 0 | 0 | 0 | 0
8498 | 121.4772 | 4923 | 206 | 7 | 25 | 119.0476 | 0 | 0 | 0 | 2.4295 | 121.4772 | 120.8427 | 0.6345 | 120.8459 | 0.62795 | 0.003263 | 0 | 0 | 0 | 0
8499 | 121.4772 | 4924 | 206 | 7 | 25 | 119.0476 | 0 | 0 | 0 | 2.4295 | 121.4772 | 120.8427 | 0.6345 | 120.8459 | 0.62795 | 0.003263 | 0 | 0 | 0 | 0
8500 | 121.4772 | 4937 | 206 | 7 | 25 | 119.0476 | 0 | 0 | 0 | 2.4295 | 121.4772 | 120.8427 | 0.6345 | 120.8459 | 0.62795 | 0.003263 | 0 | 0 | 0 | 0
8501 | 121.4772 | 4943 | 206 | 7 | 26 | 119.0476 | 0 | 0 | 0 | 2.4295 | 121.4772 | 120.8427 | 0.6345 | 120.8459 | 0.62795 | 0.003263 | 0 | 0 | 0 | 0
8502 | 121.4772 | 4944 | 207 | 7 | 26 | 119.0476 | 0 | 0 | 0 | 2.4295 | 121.4772 | 120.8427 | 0.6345 | 120.8459 | 0.62795 | 0.003263 | 0 | 0 | 0 | 0
8503 | 121.4772 | 4945 | 207 | 7 | 26 | 119.0476 | 0 | 0 | 0 | 2.4295 | 121.4772 | 120.8427 | 0.6345 | 120.8459 | 0.62795 | 0.003263 | 0 | 0 | 0 | 0
8504 | 121.4772 | 4946 | 207 | 7 | 26 | 119.0476 | 0 | 0 | 0 | 2.4295 | 121.4772 | 120.8427 | 0.6345 | 120.8459 | 0.62795 | 0.003263 | 0 | 0 | 0 | 0
8505 | 121.4772 | 4947 | 207 | 7 | 26 | 119.0476 | 0 | 0 | 0 | 2.4295 | 121.4772 | 120.8427 | 0.6345 | 120.8459 | 0.62795 | 0.003263 | 0 | 0 | 0 | 0
8506 | 121.4772 | 4948 | 207 | 7 | 26 | 119.0476 | 0 | 0 | 0 | 2.4295 | 121.4772 | 120.8427 | 0.6345 | 120.8459 | 0.62795 | 0.003263 | 0 | 0 | 0 | 0
8507 | 121.4772 | 4961 | 207 | 7 | 26 | 119.0476 | 0 | 0 | 0 | 2.4295 | 121.4772 | 120.8427 | 0.6345 | 120.8459 | 0.62795 | 0.003263 | 0 | 0 | 0 | 0
8508 | 121.4772 | 4967 | 207 | 7 | 27 | 119.0476 | 0 | 0 | 0 | 2.4295 | 121.4772 | 120.8427 | 0.6345 | 120.8459 | 0.62795 | 0.003263 | 0 | 0 | 0 | 0
8509 | 121.4772 | 4968 | 208 | 7 | 27 | 119.0476 | 0 | 0 | 0 | 2.4295 | 121.4772 | 120.8427 | 0.6345 | 120.8459 | 0.62795 | 0.003263 | 0 | 0 | 0 | 0
8510 | 121.4772 | 4969 | 208 | 7 | 27 | 119.0476 | 0 | 0 | 0 | 2.4295 | 121.4772 | 120.8427 | 0.6345 | 120.8459 | 0.62795 | 0.003263 | 0 | 0 | 0 | 0
8511 | 121.4772 | 4970 | 208 | 7 | 27 | 119.0476 | 0 | 0 | 0 | 2.4295 | 121.4772 | 120.8427 | 0.6345 | 120.8459 | 0.62795 | 0.003263 | 0 | 0 | 0 | 0
8512 | 121.4772 | 4971 | 208 | 7 | 27 | 119.0476 | 0 | 0 | 0 | 2.4295 | 121.4772 | 120.8427 | 0.6345 | 120.8459 | 0.62795 | 0.003263 | 0 | 0 | 0 | 0
8513 | 121.4772 | 4972 | 208 | 7 | 27 | 119.0476 | 0 | 0 | 0 | 2.4295 | 121.4772 | 120.8427 | 0.6345 | 120.8459 | 0.62795 | 0.003263 | 0 | 0 | 0 | 0
8514 | 121.4772 | 4985 | 208 | 7 | 27 | 119.0476 | 0 | 0 | 0 | 2.4295 | 121.4772 | 120.8427 | 0.6345 | 120.8459 | 0.62795 | 0.003263 | 0 | 0 | 0 | 0
8515 | 121.4772 | 4991 | 208 | 7 | 28 | 119.0476 | 0 | 0 | 0 | 2.4295 | 121.4772 | 120.8427 | 0.6345 | 120.8459 | 0.62795 | 0.003263 | 0 | 0 | 0 | 0
8516 | 121.4772 | 4992 | 209 | 7 | 28 | 119.0476 | 0 | 0 | 0 | 2.4295 | 121.4772 | 120.8427 | 0.6345 | 120.8459 | 0.62795 | 0.003263 | 0 | 0 | 0 | 0
8517 | 121.4772 | 4993 | 209 | 7 | 28 | 119.0476 | 0 | 0 | 0 | 2.4295 | 121.4772 | 120.8427 | 0.6345 | 120.8459 | 0.62795 | 0.003263 | 0 | 0 | 0 | 0
8518 | 121.4772 | 4994 | 209 | 7 | 28 | 119.0476 | 0 | 0 | 0 | 2.4295 | 121.4772 | 120.8427 | 0.6345 | 120.8459 | 0.62795 | 0.003263 | 0 | 0 | 0 | 0
8519 | 121.4772 | 4995 | 209 | 7 | 28 | 119.0476 | 0 | 0 | 0 | 2.4295 | 121.4772 | 120.8427 | 0.6345 | 120.8459 | 0.62795 | 0.003263 | 0 | 0 | 0 | 0
8520 | 121.4772 | 4996 | 209 | 7 | 28 | 119.0476 | 0 | 0 | 0 | 2.4295 | 121.4772 | 120.8427 | 0.6345 | 120.8459 | 0.62795 | 0.003263 | 0 | 0 | 0 | 0
8521 | 121.4772 | 5009 | 209 | 7 | 28 | 119.0476 | 0 | 0 | 0 | 2.4295 | 121.4772 | 120.8427 | 0.6345 | 120.8459 | 0.62795 | 0.003263 | 0 | 0 | 0 | 0
8522 | 121.4772 | 5015 | 209 | 7 | 29 | 119.0476 | 0 | 0 | 0 | 2.4295 | 121.4772 | 120.8427 | 0.6345 | 120.8459 | 0.62795 | 0.003263 | 0 | 0 | 0 | 0
8523 | 121.4772 | 5016 | 210 | 7 | 29 | 119.0476 | 0 | 0 | 0 | 2.4295 | 121.4772 | 120.8427 | 0.6345 | 120.8459 | 0.62795 | 0.003263 | 0 | 0 | 0 | 0
8524 | 121.4772 | 5017 | 210 | 7 | 29 | 119.0476 | 0 | 0 | 0 | 2.4295 | 121.4772 | 120.8427 | 0.6345 | 120.8459 | 0.62795 | 0.003263 | 0 | 0 | 0 | 0
8525 | 121.4772 | 5018 | 210 | 7 | 29 | 119.0476 | 0 | 0 | 0 | 2.4295 | 121.4772 | 120.8427 | 0.6345 | 120.8459 | 0.62795 | 0.003263 | 0 | 0 | 0 | 0
8526 | 121.4772 | 5019 | 210 | 7 | 29 | 119.0476 | 0 | 0 | 0 | 2.4295 | 121.4772 | 120.8427 | 0.6345 | 120.8459 | 0.62795 | 0.003263 | 0 | 0 | 0 | 0
8527 | 121.4772 | 5020 | 210 | 7 | 29 | 119.0476 | 0 | 0 | 0 | 2.4295 | 121.4772 | 120.8427 | 0.6345 | 120.8459 | 0.62795 | 0.003263 | 0 | 0 | 0 | 0
8528 | 121.4772 | 5033 | 210 | 7 | 29 | 119.0476 | 0 | 0 | 0 | 2.4295 | 121.4772 | 120.8427 | 0.6345 | 120.8459 | 0.62795 | 0.003263 | 0 | 0 | 0 | 0
8529 | 121.4772 | 5039 | 210 | 7 | 30 | 119.0476 | 0 | 0 | 0 | 2.4295 | 121.4772 | 120.8427 | 0.6345 | 120.8459 | 0.62795 | 0.003263 | 0 | 0 | 0 | 0
8530 | 121.4772 | 5040 | 211 | 7 | 30 | 119.0476 | 0 | 0 | 0 | 2.4295 | 121.4772 | 120.8427 | 0.6345 | 120.8459 | 0.62795 | 0.003263 | 0 | 0 | 0 | 0
8531 | 121.4772 | 5041 | 211 | 7 | 30 | 119.0476 | 0 | 0 | 0 | 2.4295 | 121.4772 | 120.8427 | 0.6345 | 120.8459 | 0.62795 | 0.003263 | 0 | 0 | 0 | 0
8532 | 121.4772 | 5042 | 211 | 7 | 30 | 119.0476 | 0 | 0 | 0 | 2.4295 | 121.4772 | 120.8427 | 0.6345 | 120.8459 | 0.62795 | 0.003263 | 0 | 0 | 0 | 0
8533 | 121.4772 | 5043 | 211 | 7 | 30 | 119.0476 | 0 | 0 | 0 | 2.4295 | 121.4772 | 120.8427 | 0.6345 | 120.8459 | 0.62795 | 0.003263 | 0 | 0 | 0 | 0
8534 | 121.4772 | 5044 | 211 | 7 | 30 | 119.0476 | 0 | 0 | 0 | 2.4295 | 121.4772 | 120.8427 | 0.6345 | 120.8459 | 0.62795 | 0.003263 | 0 | 0 | 0 | 0
8535 | 121.4772 | 5057 | 211 | 7 | 30 | 119.0476 | 0 | 0 | 0 | 2.4295 | 121.4772 | 120.8427 | 0.6345 | 120.8459 | 0.62795 | 0.003263 | 0 | 0 | 0 | 0
8536 | 121.4772 | 5063 | 211 | 7 | 31 | 119.0476 | 0 | 0 | 0 | 2.4295 | 121.4772 | 120.8427 | 0.6345 | 120.8459 | 0.62795 | 0.003263 | 0 | 0 | 0 | 0
8537 | 121.4772 | 5064 | 212 | 7 | 31 | 119.0476 | 0 | 0 | 0 | 2.4295 | 121.4772 | 120.8427 | 0.6345 | 120.8459 | 0.62795 | 0.003263 | 0 | 0 | 0 | 0
8538 | 121.4772 | 5065 | 212 | 7 | 31 | 119.0476 | 0 | 0 | 0 | 2.4295 | 121.4772 | 120.8427 | 0.6345 | 120.8459 | 0.62795 | 0.003263 | 0 | 0 | 0 | 0
8539 | 121.4772 | 5066 | 212 | 7 | 31 | 119.0476 | 0 | 0 | 0 | 2.4295 | 121.4772 | 120.8427 | 0.6345 | 120.8459 | 0.62795 | 0.003263 | 0 | 0 | 0 | 0
8540 | 121.4772 | 5067 | 212 | 7 | 31 | 119.0476 | 0 | 0 | 0 | 2.4295 | 121.4772 | 120.8427 | 0.6345 | 120.8459 | 0.62795 | 0.003263 | 0 | 0 | 0 | 0
8541 | 121.4772 | 5068 | 212 | 7 | 31 | 119.0476 | 0 | 0 | 0 | 2.4295 | 121.4772 | 120.8427 | 0.6345 | 120.8459 | 0.62795 | 0.003263 | 0 | 0 | 0 | 0
8542 | 121.4772 | 5081 | 212 | 7 | 31 | 119.0476 | 0 | 0 | 0 | 2.4295 | 121.4772 | 120.8427 | 0.6345 | 120.8459 | 0.62795 | 0.003263 | 0 | 0 | 0 | 0
8543 | 121.4772 | 5087 | 212 | 7 | 32 | 119.0476 | 0 | 0 | 0 | 2.4295 | 121.4772 | 120.8427 | 0.6345 | 120.8459 | 0.62795 | 0.003263 | 0 | 0 | 0 | 0
8544 | 121.4772 | 5088 | 213 | 8 | 1 | 119.0476 | 0 | 0 | 0 | 2.4295 | 121.4772 | 120.8427 | 0.6345 | 120.8459 | 0.62795 | 0.003263 | 0 | 0 | 0 | 0
8545 | 121.4772 | 5089 | 213 | 8 | 1 | 119.0476 | 0 | 0 | 0 | 2.4295 | 121.4772 | 120.8427 | 0.6345 | 120.8459 | 0.62795 | 0.003263 | 0 | 0 | 0 | 0
8546 | 121.4772 | 5090 | 213 | 8 | 1 | 119.0476 | 0 | 0 | 0 | 2.4295 | 121.4772 | 120.8427 | 0.6345 | 120.8459 | 0.62795 | 0.003263 | 0 | 0 | 0 | 0
8547 | 121.4772 | 5091 | 213 | 8 | 1 | 119.0476 | 0 | 0 | 0 | 2.4295 | 121.4772 | 120.8427 | 0.6345 | 120.8459 | 0.62795 | 0.003263 | 0 | 0 | 0 | 0
8548 | 121.4772 | 5092 | 213 | 8 | 1 | 119.0476 | 0 | 0 | 0 | 2.4295 | 121.4772 | 120.8427 | 0.6345 | 120.8459 | 0.62795 | 0.003263 | 0 | 0 | 0 | 0
8549 | 121.4772 | 5105 | 213 | 8 | 1 | 119.0476 | 0 | 0 | 0 | 2.4295 | 121.4772 | 120.8427 | 0.6345 | 120.8459 | 0.62795 | 0.003263 | 0 | 0 | 0 | 0
8550 | 121.4772 | 5111 | 213 | 8 | 2 | 119.0476 | 0 | 0 | 0 | 2.4295 | 121.4772 | 120.8427 | 0.6345 | 120.8459 | 0.62795 | 0.003263 | 0 | 0 | 0 | 0
8551 | 121.4772 | 5112 | 214 | 8 | 2 | 119.0476 | 0 | 0 | 0 | 2.4295 | 121.4772 | 120.8427 | 0.6345 | 120.8459 | 0.62795 | 0.003263 | 0 | 0 | 0 | 0
8552 | 121.4772 | 5113 | 214 | 8 | 2 | 119.0476 | 0 | 0 | 0 | 2.4295 | 121.4772 | 120.8427 | 0.6345 | 120.8459 | 0.62795 | 0.003263 | 0 | 0 | 0 | 0
8553 | 121.4772 | 5114 | 214 | 8 | 2 | 119.0476 | 0 | 0 | 0 | 2.4295 | 121.4772 | 120.8427 | 0.6345 | 120.8459 | 0.62795 | 0.003263 | 0 | 0 | 0 | 0
8554 | 121.4772 | 5115 | 214 | 8 | 2 | 119.0476 | 0 | 0 | 0 | 2.4295 | 121.4772 | 120.8427 | 0.6345 | 120.8459 | 0.62795 | 0.003263 | 0 | 0 | 0 | 0
8555 | 121.4772 | 5116 | 214 | 8 | 2 | 119.0476 | 0 | 0 | 0 | 2.4295 | 121.4772 | 120.8427 | 0.6345 | 120.8459 | 0.62795 | 0.003263 | 0 | 0 | 0 | 0
8556 | 121.4772 | 5129 | 214 | 8 | 2 | 119.0476 | 0 | 0 | 0 | 2.4295 | 121.4772 | 120.8427 | 0.6345 | 120.8459 | 0.62795 | 0.003263 | 0 | 0 | 0 | 0
8557 | 121.4772 | 5135 | 214 | 8 | 3 | 119.0476 | 0 | 0 | 0 | 2.4295 | 121.4772 | 120.8427 | 0.6345 | 120.8459 | 0.62795 | 0.003263 | 0 | 0 | 0 | 0
8558 | 121.4772 | 5136 | 215 | 8 | 3 | 119.0476 | 0 | 0 | 0 | 2.4295 | 121.4772 | 120.8427 | 0.6345 | 120.8459 | 0.62795 | 0.003263 | 0 | 0 | 0 | 0
8559 | 121.4772 | 5137 | 215 | 8 | 3 | 119.0476 | 0 | 0 | 0 | 2.4295 | 121.4772 | 120.8427 | 0.6345 | 120.8459 | 0.62795 | 0.003263 | 0 | 0 | 0 | 0
8560 | 121.4772 | 5138 | 215 | 8 | 3 | 119.0476 | 0 | 0 | 0 | 2.4295 | 121.4772 | 120.8427 | 0.6345 | 120.8459 | 0.62795 | 0.003263 | 0 | 0 | 0 | 0
8561 | 121.4772 | 5139 | 215 | 8 | 3 | 119.0476 | 0 | 0 | 0 | 2.4295 | 121.4772 | 120.8427 | 0.6345 | 120.8459 | 0.62795 | 0.003263 | 0 | 0 | 0 | 0
8562 | 121.4772 | 5140 | 215 | 8 | 3 | 119.0476 | 0 | 0 | 0 | 2.4295 | 121.4772 | 120.8427 | 0.6345 | 120.8459 | 0.62795 | 0.003263 | 0 | 0 | 0 | 0
8563 | 121.4772 | 5153 | 215 | 8 | 3 | 119.0476 | 0 | 0 | 0 | 2.4295 | 121.4772 | 120.8427 | 0.6345 | 120.8459 | 0.62795 | 0.003263 | 0 | 0 | 0 | 0
8564 | 121.4772 | 5159 | 215 | 8 | 4 | 119.0476 | 0 | 0 | 0 | 2.4295 | 121.4772 | 120.8427 | 0.6345 | 120.8459 | 0.62795 | 0.003263 | 0 | 0 | 0 | 0
8565 | 121.4772 | 5160 | 216 | 8 | 4 | 119.0476 | 0 | 0 | 0 | 2.4295 | 121.4772 | 120.8427 | 0.6345 | 120.8459 | 0.62795 | 0.003263 | 0 | 0 | 0 | 0
8566 | 121.4772 | 5161 | 216 | 8 | 4 | 119.0476 | 0 | 0 | 0 | 2.4295 | 121.4772 | 120.8427 | 0.6345 | 120.8459 | 0.62795 | 0.003263 | 0 | 0 | 0 | 0
8567 | 121.4772 | 5162 | 216 | 8 | 4 | 119.0476 | 0 | 0 | 0 | 2.4295 | 121.4772 | 120.8427 | 0.6345 | 120.8459 | 0.62795 | 0.003263 | 0 | 0 | 0 | 0
8568 | 121.4772 | 5163 | 216 | 8 | 4 | 119.0476 | 0 | 0 | 0 | 2.4295 | 121.4772 | 120.8427 | 0.6345 | 120.8459 | 0.62795 | 0.003263 | 0 | 0 | 0 | 0
8569 | 121.4772 | 5164 | 216 | 8 | 4 | 119.0476 | 0 | 0 | 0 | 2.4295 | 121.4772 | 120.8427 | 0.6345 | 120.8459 | 0.62795 | 0.003263 | 0 | 0 | 0 | 0
8570 | 121.4772 | 5177 | 216 | 8 | 4 | 119.0476 | 0 | 0 | 0 | 2.4295 | 121.4772 | 120.8427 | 0.6345 | 120.8459 | 0.62795 | 0.003263 | 0 | 0 | 0 | 0
8571 | 121.4772 | 5183 | 216 | 8 | 5 | 119.0476 | 0 | 0 | 0 | 2.4295 | 121.4772 | 120.8427 | 0.6345 | 120.8459 | 0.62795 | 0.003263 | 0 | 0 | 0 | 0
8572 | 121.4772 | 5184 | 217 | 8 | 5 | 119.0476 | 0 | 0 | 0 | 2.4295 | 121.4772 | 120.8427 | 0.6345 | 120.8459 | 0.62795 | 0.003263 | 0 | 0 | 0 | 0
8573 | 121.4772 | 5185 | 217 | 8 | 5 | 119.0476 | 0 | 0 | 0 | 2.4295 | 121.4772 | 120.8427 | 0.6345 | 120.8459 | 0.62795 | 0.003263 | 0 | 0 | 0 | 0
8574 | 121.4772 | 5186 | 217 | 8 | 5 | 119.0476 | 0 | 0 | 0 | 2.4295 | 121.4772 | 120.8427 | 0.6345 | 120.8459 | 0.62795 | 0.003263 | 0 | 0 | 0 | 0
8575 | 121.4772 | 5187 | 217 | 8 | 5 | 119.0476 | 0 | 0 | 0 | 2.4295 | 121.4772 | 120.8427 | 0.6345 | 120.8459 | 0.62795 | 0.003263 | 0 | 0 | 0 | 0
8576 | 121.4772 | 5188 | 217 | 8 | 5 | 119.0476 | 0 | 0 | 0 | 2.4295 | 121.4772 | 120.8427 | 0.6345 | 120.8459 | 0.62795 | 0.003263 | 0 | 0 | 0 | 0
8577 | 121.4772 | 5201 | 217 | 8 | 5 | 119.0476 | 0 | 0 | 0 | 2.4295 | 121.4772 | 120.8427 | 0.6345 | 120.8459 | 0.62795 | 0.003263 | 0 | 0 | 0 | 0
8578 | 121.4772 | 5207 | 217 | 8 | 6 | 119.0476 | 0 | 0 | 0 | 2.4295 | 121.4772 | 120.8427 | 0.6345 | 120.8459 | 0.62795 | 0.003263 | 0 | 0 | 0 | 0
8579 | 121.4772 | 5208 | 218 | 8 | 6 | 119.0476 | 0 | 0 | 0 | 2.4295 | 121.4772 | 120.8427 | 0.6345 | 120.8459 | 0.62795 | 0.003263 | 0 | 0 | 0 | 0
8580 | 121.4772 | 5209 | 218 | 8 | 6 | 119.0476 | 0 | 0 | 0 | 2.4295 | 121.4772 | 120.8427 | 0.6345 | 120.8459 | 0.62795 | 0.003263 | 0 | 0 | 0 | 0
8581 | 121.4772 | 5210 | 218 | 8 | 6 | 119.0476 | 0 | 0 | 0 | 2.4295 | 121.4772 | 120.8427 | 0.6345 | 120.8459 | 0.62795 | 0.003263 | 0 | 0 | 0 | 0
8582 | 121.4772 | 5211 | 218 | 8 | 6 | 119.0476 | 0 | 0 | 0 | 2.4295 | 121.4772 | 120.8427 | 0.6345 | 120.8459 | 0.62795 | 0.003263 | 0 | 0 | 0 | 0
8583 | 121.4772 | 5212 | 218 | 8 | 6 | 119.0476 | 0 | 0 | 0 | 2.4295 | 121.4772 | 120.8427 | 0.6345 | 120.8459 | 0.62795 | 0.003263 | 0 | 0 | 0 | 0
8584 | 121.4772 | 5225 | 218 | 8 | 6 | 119.0476 | 0 | 0 | 0 | 2.4295 | 121.4772 | 120.8427 | 0.6345 | 120.8459 | 0.62795 | 0.003263 | 0 | 0 | 0 | 0
8585 | 121.4772 | 5231 | 218 | 8 | 7 | 119.0476 | 0 | 0 | 0 | 2.4295 | 121.4772 | 120.8427 | 0.6345 | 120.8459 | 0.62795 | 0.003263 | 0 | 0 | 0 | 0
8586 | 121.4772 | 5232 | 219 | 8 | 7 | 119.0476 | 0 | 0 | 0 | 2.4295 | 121.4772 | 120.8427 | 0.6345 | 120.8459 | 0.62795 | 0.003263 | 0 | 0 | 0 | 0
8587 | 121.4772 | 5233 | 219 | 8 | 7 | 119.0476 | 0 | 0 | 0 | 2.4295 | 121.4772 | 120.8427 | 0.6345 | 120.8459 | 0.62795 | 0.003263 | 0 | 0 | 0 | 0
8588 | 121.4772 | 5234 | 219 | 8 | 7 | 119.0476 | 0 | 0 | 0 | 2.4295 | 121.4772 | 120.8427 | 0.6345 | 120.8459 | 0.62795 | 0.003263 | 0 | 0 | 0 | 0
8589 | 121.4772 | 5235 | 219 | 8 | 7 | 119.0476 | 0 | 0 | 0 | 2.4295 | 121.4772 | 120.8427 | 0.6345 | 120.8459 | 0.62795 | 0.003263 | 0 | 0 | 0 | 0
8590 | 121.4772 | 5236 | 219 | 8 | 7 | 119.0476 | 0 | 0 | 0 | 2.4295 | 121.4772 | 120.8427 | 0.6345 | 120.8459 | 0.62795 | 0.003263 | 0 | 0 | 0 | 0
8591 | 121.4772 | 5249 | 219 | 8 | 7 | 119.0476 | 0 | 0 | 0 | 2.4295 | 121.4772 | 120.8427 | 0.6345 | 120.8459 | 0.62795 | 0.003263 | 0 | 0 | 0 | 0
8592 | 121.4772 | 5255 | 219 | 8 | 8 | 119.0476 | 0 | 0 | 0 | 2.4295 | 121.4772 | 120.8427 | 0.6345 | 120.8459 | 0.62795 | 0.003263 | 0 | 0 | 0 | 0
8593 | 121.4772 | 5256 | 220 | 8 | 8 | 119.0476 | 0 | 0 | 0 | 2.4295 | 121.4772 | 120.8427 | 0.6345 | 120.8459 | 0.62795 | 0.003263 | 0 | 0 | 0 | 0
8594 | 121.4772 | 5257 | 220 | 8 | 8 | 119.0476 | 0 | 0 | 0 | 2.4295 | 121.4772 | 120.8427 | 0.6345 | 120.8459 | 0.62795 | 0.003263 | 0 | 0 | 0 | 0
8595 | 121.4772 | 5258 | 220 | 8 | 8 | 119.0476 | 0 | 0 | 0 | 2.4295 | 121.4772 | 120.8427 | 0.6345 | 120.8459 | 0.62795 | 0.003263 | 0 | 0 | 0 | 0
8596 | 121.4772 | 5259 | 220 | 8 | 8 | 119.0476 | 0 | 0 | 0 | 2.4295 | 121.4772 | 120.8427 | 0.6345 | 120.8459 | 0.62795 | 0.003263 | 0 | 0 | 0 | 0
8597 | 121.4772 | 5260 | 220 | 8 | 8 | 119.0476 | 0 | 0 | 0 | 2.4295 | 121.4772 | 120.8427 | 0.6345 | 120.8459 | 0.62795 | 0.003263 | 0 | 0 | 0 | 0
8598 | 121.4772 | 5273 | 220 | 8 | 8 | 119.0476 | 0 | 0 | 0 | 2.4295 | 121.4772 | 120.8427 | 0.6345 | 120.8459 | 0.62795 | 0.003263 | 0 | 0 | 0 | 0
8599 | 121.4772 | 5279 | 220 | 8 | 9 | 119.0476 | 0 | 0 | 0 | 2.4295 | 121.4772 | 120.8427 | 0.6345 | 120.8459 | 0.62795 | 0.003263 | 0 | 0 | 0 | 0
8600 | 121.4772 | 5280 | 221 | 8 | 9 | 119.0476 | 0 | 0 | 0 | 2.4295 | 121.4772 | 120.8427 | 0.6345 | 120.8459 | 0.62795 | 0.003263 | 0 | 0 | 0 | 0
8601 | 121.4772 | 5281 | 221 | 8 | 9 | 119.0476 | 0 | 0 | 0 | 2.4295 | 121.4772 | 120.8427 | 0.6345 | 120.8459 | 0.62795 | 0.003263 | 0 | 0 | 0 | 0
8602 | 121.4772 | 5282 | 221 | 8 | 9 | 119.0476 | 0 | 0 | 0 | 2.4295 | 121.4772 | 120.8427 | 0.6345 | 120.8459 | 0.62795 | 0.003263 | 0 | 0 | 0 | 0
8603 | 121.4772 | 5283 | 221 | 8 | 9 | 119.0476 | 0 | 0 | 0 | 2.4295 | 121.4772 | 120.8427 | 0.6345 | 120.8459 | 0.62795 | 0.003263 | 0 | 0 | 0 | 0
8604 | 121.4772 | 5284 | 221 | 8 | 9 | 119.0476 | 0 | 0 | 0 | 2.4295 | 121.4772 | 120.8427 | 0.6345 | 120.8459 | 0.62795 | 0.003263 | 0 | 0 | 0 | 0
8605 | 121.4772 | 5297 | 221 | 8 | 9 | 119.0476 | 0 | 0 | 0 | 2.4295 | 121.4772 | 120.8427 | 0.6345 | 120.8459 | 0.62795 | 0.003263 | 0 | 0 | 0 | 0
8606 | 121.4772 | 5303 | 221 | 8 | 10 | 119.0476 | 0 | 0 | 0 | 2.4295 | 121.4772 | 120.8427 | 0.6345 | 120.8459 | 0.62795 | 0.003263 | 0 | 0 | 0 | 0
8607 | 121.4772 | 5304 | 222 | 8 | 10 | 119.0476 | 0 | 0 | 0 | 2.4295 | 121.4772 | 120.8427 | 0.6345 | 120.8459 | 0.62795 | 0.003263 | 0 | 0 | 0 | 0
8608 | 121.4772 | 5305 | 222 | 8 | 10 | 119.0476 | 0 | 0 | 0 | 2.4295 | 121.4772 | 120.8427 | 0.6345 | 120.8459 | 0.62795 | 0.003263 | 0 | 0 | 0 | 0
8609 | 121.4772 | 5306 | 222 | 8 | 10 | 119.0476 | 0 | 0 | 0 | 2.4295 | 121.4772 | 120.8427 | 0.6345 | 120.8459 | 0.62795 | 0.003263 | 0 | 0 | 0 | 0
8610 | 121.4772 | 5307 | 222 | 8 | 10 | 119.0476 | 0 | 0 | 0 | 2.4295 | 121.4772 | 120.8427 | 0.6345 | 120.8459 | 0.62795 | 0.003263 | 0 | 0 | 0 | 0
8611 | 121.4772 | 5308 | 222 | 8 | 10 | 119.0476 | 0 | 0 | 0 | 2.4295 | 121.4772 | 120.8427 | 0.6345 | 120.8459 | 0.62795 | 0.003263 | 0 | 0 | 0 | 0
8612 | 121.4772 | 5321 | 222 | 8 | 10 | 119.0476 | 0 | 0 | 0 | 2.4295 | 121.4772 | 120.8427 | 0.6345 | 120.8459 | 0.62795 | 0.003263 | 0 | 0 | 0 | 0
8613 | 121.4772 | 5327 | 222 | 8 | 11 | 119.0476 | 0 | 0 | 0 | 2.4295 | 121.4772 | 120.8427 | 0.6345 | 120.8459 | 0.62795 | 0.003263 | 0 | 0 | 0 | 0
8614 | 121.4772 | 5328 | 223 | 8 | 11 | 119.0476 | 0 | 0 | 0 | 2.4295 | 121.4772 | 120.8427 | 0.6345 | 120.8459 | 0.62795 | 0.003263 | 0 | 0 | 0 | 0
8615 | 121.4772 | 5329 | 223 | 8 | 11 | 119.0476 | 0 | 0 | 0 | 2.4295 | 121.4772 | 120.8427 | 0.6345 | 120.8459 | 0.62795 | 0.003263 | 0 | 0 | 0 | 0
8616 | 121.4772 | 5330 | 223 | 8 | 11 | 119.0476 | 0 | 0 | 0 | 2.4295 | 121.4772 | 120.8427 | 0.6345 | 120.8459 | 0.62795 | 0.003263 | 0 | 0 | 0 | 0
8617 | 121.4772 | 5331 | 223 | 8 | 11 | 119.0476 | 0 | 0 | 0 | 2.4295 | 121.4772 | 120.8427 | 0.6345 | 120.8459 | 0.62795 | 0.003263 | 0 | 0 | 0 | 0
8618 | 121.4772 | 5332 | 223 | 8 | 11 | 119.0476 | 0 | 0 | 0 | 2.4295 | 121.4772 | 120.8427 | 0.6345 | 120.8459 | 0.62795 | 0.003263 | 0 | 0 | 0 | 0
8619 | 121.4772 | 5345 | 223 | 8 | 11 | 119.0476 | 0 | 0 | 0 | 2.4295 | 121.4772 | 120.8427 | 0.6345 | 120.8459 | 0.62795 | 0.003263 | 0 | 0 | 0 | 0
8620 | 121.4772 | 5351 | 223 | 8 | 12 | 119.0476 | 0 | 0 | 0 | 2.4295 | 121.4772 | 120.8427 | 0.6345 | 120.8459 | 0.62795 | 0.003263 | 0 | 0 | 0 | 0
8621 | 121.4772 | 5352 | 224 | 8 | 12 | 119.0476 | 0 | 0 | 0 | 2.4295 | 121.4772 | 120.8427 | 0.6345 | 120.8459 | 0.62795 | 0.003263 | 0 | 0 | 0 | 0
8622 | 121.4772 | 5353 | 224 | 8 | 12 | 119.0476 | 0 | 0 | 0 | 2.4295 | 121.4772 | 120.8427 | 0.6345 | 120.8459 | 0.62795 | 0.003263 | 0 | 0 | 0 | 0
8623 | 121.4772 | 5354 | 224 | 8 | 12 | 119.0476 | 0 | 0 | 0 | 2.4295 | 121.4772 | 120.8427 | 0.6345 | 120.8459 | 0.62795 | 0.003263 | 0 | 0 | 0 | 0
8624 | 121.4772 | 5355 | 224 | 8 | 12 | 119.0476 | 0 | 0 | 0 | 2.4295 | 121.4772 | 120.8427 | 0.6345 | 120.8459 | 0.62795 | 0.003263 | 0 | 0 | 0 | 0
8625 | 121.4772 | 5356 | 224 | 8 | 12 | 119.0476 | 0 | 0 | 0 | 2.4295 | 121.4772 | 120.8427 | 0.6345 | 120.8459 | 0.62795 | 0.003263 | 0 | 0 | 0 | 0
8626 | 121.4772 | 5369 | 224 | 8 | 12 | 119.0476 | 0 | 0 | 0 | 2.4295 | 121.4772 | 120.8427 | 0.6345 | 120.8459 | 0.62795 | 0.003263 | 0 | 0 | 0 | 0
8627 | 121.4772 | 5375 | 224 | 8 | 13 | 119.0476 | 0 | 0 | 0 | 2.4295 | 121.4772 | 120.8427 | 0.6345 | 120.8459 | 0.62795 | 0.003263 | 0 | 0 | 0 | 0
8628 | 121.4772 | 5376 | 225 | 8 | 13 | 119.0476 | 0 | 0 | 0 | 2.4295 | 121.4772 | 120.8427 | 0.6345 | 120.8459 | 0.62795 | 0.003263 | 0 | 0 | 0 | 0
8629 | 121.4772 | 5377 | 225 | 8 | 13 | 119.0476 | 0 | 0 | 0 | 2.4295 | 121.4772 | 120.8427 | 0.6345 | 120.8459 | 0.62795 | 0.003263 | 0 | 0 | 0 | 0
8630 | 121.4772 | 5378 | 225 | 8 | 13 | 119.0476 | 0 | 0 | 0 | 2.4295 | 121.4772 | 120.8427 | 0.6345 | 120.8459 | 0.62795 | 0.003263 | 0 | 0 | 0 | 0
8631 | 121.4772 | 5379 | 225 | 8 | 13 | 119.0476 | 0 | 0 | 0 | 2.4295 | 121.4772 | 120.8427 | 0.6345 | 120.8459 | 0.62795 | 0.003263 | 0 | 0 | 0 | 0
8632 | 121.4772 | 5380 | 225 | 8 | 13 | 119.0476 | 0 | 0 | 0 | 2.4295 | 121.4772 | 120.8427 | 0.6345 | 120.8459 | 0.62795 | 0.003263 | 0 | 0 | 0 | 0
8633 | 121.4772 | 5393 | 225 | 8 | 13 | 119.0476 | 0 | 0 | 0 | 2.4295 | 121.4772 | 120.8427 | 0.6345 | 120.8459 | 0.62795 | 0.003263 | 0 | 0 | 0 | 0
8634 | 121.4772 | 5399 | 225 | 8 | 14 | 119.0476 | 0 | 0 | 0 | 2.4295 | 121.4772 | 120.8427 | 0.6345 | 120.8459 | 0.62795 | 0.003263 | 0 | 0 | 0 | 0
8635 | 121.4772 | 5400 | 226 | 8 | 14 | 119.0476 | 0 | 0 | 0 | 2.4295 | 121.4772 | 120.8427 | 0.6345 | 120.8459 | 0.62795 | 0.003263 | 0 | 0 | 0 | 0
8636 | 121.4772 | 5401 | 226 | 8 | 14 | 119.0476 | 0 | 0 | 0 | 2.4295 | 121.4772 | 120.8427 | 0.6345 | 120.8459 | 0.62795 | 0.003263 | 0 | 0 | 0 | 0
8637 | 121.4772 | 5402 | 226 | 8 | 14 | 119.0476 | 0 | 0 | 0 | 2.4295 | 121.4772 | 120.8427 | 0.6345 | 120.8459 | 0.62795 | 0.003263 | 0 | 0 | 0 | 0
8638 | 121.4772 | 5403 | 226 | 8 | 14 | 119.0476 | 0 | 0 | 0 | 2.4295 | 121.4772 | 120.8427 | 0.6345 | 120.8459 | 0.62795 | 0.003263 | 0 | 0 | 0 | 0
8639 | 121.4772 | 5404 | 226 | 8 | 14 | 119.0476 | 0 | 0 | 0 | 2.4295 | 121.4772 | 120.8427 | 0.6345 | 120.8459 | 0.62795 | 0.003263 | 0 | 0 | 0 | 0
8640 | 121.4772 | 5417 | 226 | 8 | 14 | 119.0476 | 0 | 0 | 0 | 2.4295 | 121.4772 | 120.8427 | 0.6345 | 120.8459 | 0.62795 | 0.003263 | 0 | 0 | 0 | 0
8641 | 121.4772 | 5423 | 226 | 8 | 15 | 119.0476 | 0 | 0 | 0 | 2.4295 | 121.4772 | 120.8427 | 0.6345 | 120.8459 | 0.62795 | 0.003263 | 0 | 0 | 0 | 0
8642 | 121.4772 | 5424 | 227 | 8 | 15 | 119.0476 | 0 | 0 | 0 | 2.4295 | 121.4772 | 120.8427 | 0.6345 | 120.8459 | 0.62795 | 0.003263 | 0 | 0 | 0 | 0
8643 | 121.4772 | 5425 | 227 | 8 | 15 | 119.0476 | 0 | 0 | 0 | 2.4295 | 121.4772 | 120.8427 | 0.6345 | 120.8459 | 0.62795 | 0.003263 | 0 | 0 | 0 | 0
8644 | 121.4772 | 5426 | 227 | 8 | 15 | 119.0476 | 0 | 0 | 0 | 2.4295 | 121.4772 | 120.8427 | 0.6345 | 120.8459 | 0.62795 | 0.003263 | 0 | 0 | 0 | 0
8645 | 121.4772 | 5427 | 227 | 8 | 15 | 119.0476 | 0 | 0 | 0 | 2.4295 | 121.4772 | 120.8427 | 0.6345 | 120.8459 | 0.62795 | 0.003263 | 0 | 0 | 0 | 0
8646 | 121.4772 | 5428 | 227 | 8 | 15 | 119.0476 | 0 | 0 | 0 | 2.4295 | 121.4772 | 120.8427 | 0.6345 | 120.8459 | 0.62795 | 0.003263 | 0 | 0 | 0 | 0
8647 | 121.4772 | 5441 | 227 | 8 | 15 | 119.0476 | 0 | 0 | 0 | 2.4295 | 121.4772 | 120.8427 | 0.6345 | 120.8459 | 0.62795 | 0.003263 | 0 | 0 | 0 | 0
8648 | 121.4772 | 5447 | 227 | 8 | 16 | 119.0476 | 0 | 0 | 0 | 2.4295 | 121.4772 | 120.8427 | 0.6345 | 120.8459 | 0.62795 | 0.003263 | 0 | 0 | 0 | 0
8649 | 121.4772 | 5448 | 228 | 8 | 16 | 119.0476 | 0 | 0 | 0 | 2.4295 | 121.4772 | 120.8427 | 0.6345 | 120.8459 | 0.62795 | 0.003263 | 0 | 0 | 0 | 0
8650 | 121.4772 | 5449 | 228 | 8 | 16 | 119.0476 | 0 | 0 | 0 | 2.4295 | 121.4772 | 120.8427 | 0.6345 | 120.8459 | 0.62795 | 0.003263 | 0 | 0 | 0 | 0
8651 | 121.4772 | 5450 | 228 | 8 | 16 | 119.0476 | 0 | 0 | 0 | 2.4295 | 121.4772 | 120.8427 | 0.6345 | 120.8459 | 0.62795 | 0.003263 | 0 | 0 | 0 | 0
8652 | 121.4772 | 5451 | 228 | 8 | 16 | 119.0476 | 0 | 0 | 0 | 2.4295 | 121.4772 | 120.8427 | 0.6345 | 120.8459 | 0.62795 | 0.003263 | 0 | 0 | 0 | 0
8653 | 121.4772 | 5452 | 228 | 8 | 16 | 119.0476 | 0 | 0 | 0 | 2.4295 | 121.4772 | 120.8427 | 0.6345 | 120.8459 | 0.62795 | 0.003263 | 0 | 0 | 0 | 0
8654 | 121.4772 | 5465 | 228 | 8 | 16 | 119.0476 | 0 | 0 | 0 | 2.4295 | 121.4772 | 120.8427 | 0.6345 | 120.8459 | 0.62795 | 0.003263 | 0 | 0 | 0 | 0
8655 | 121.4772 | 5471 | 228 | 8 | 17 | 119.0476 | 0 | 0 | 0 | 2.4295 | 121.4772 | 120.8427 | 0.6345 | 120.8459 | 0.62795 | 0.003263 | 0 | 0 | 0 | 0
8656 | 121.4772 | 5472 | 229 | 8 | 17 | 119.0476 | 0 | 0 | 0 | 2.4295 | 121.4772 | 120.8427 | 0.6345 | 120.8459 | 0.62795 | 0.003263 | 0 | 0 | 0 | 0
8657 | 121.4772 | 5473 | 229 | 8 | 17 | 119.0476 | 0 | 0 | 0 | 2.4295 | 121.4772 | 120.8427 | 0.6345 | 120.8459 | 0.62795 | 0.003263 | 0 | 0 | 0 | 0
8658 | 121.4772 | 5474 | 229 | 8 | 17 | 119.0476 | 0 | 0 | 0 | 2.4295 | 121.4772 | 120.8427 | 0.6345 | 120.8459 | 0.62795 | 0.003263 | 0 | 0 | 0 | 0
8659 | 121.4772 | 5475 | 229 | 8 | 17 | 119.0476 | 0 | 0 | 0 | 2.4295 | 121.4772 | 120.8427 | 0.6345 | 120.8459 | 0.62795 | 0.003263 | 0 | 0 | 0 | 0
8660 | 121.4772 | 5476 | 229 | 8 | 17 | 119.0476 | 0 | 0 | 0 | 2.4295 | 121.4772 | 120.8427 | 0.6345 | 120.8459 | 0.62795 | 0.003263 | 0 | 0 | 0 | 0
8661 | 121.4772 | 5489 | 229 | 8 | 17 | 119.0476 | 0 | 0 | 0 | 2.4295 | 121.4772 | 120.8427 | 0.6345 | 120.8459 | 0.62795 | 0.003263 | 0 | 0 | 0 | 0
8662 | 121.4772 | 5495 | 229 | 8 | 18 | 119.0476 | 0 | 0 | 0 | 2.4295 | 121.4772 | 120.8427 | 0.6345 | 120.8459 | 0.62795 | 0.003263 | 0 | 0 | 0 | 0
8663 | 121.4772 | 5496 | 230 | 8 | 18 | 119.0476 | 0 | 0 | 0 | 2.4295 | 121.4772 | 120.8427 | 0.6345 | 120.8459 | 0.62795 | 0.003263 | 0 | 0 | 0 | 0
8664 | 121.4772 | 5497 | 230 | 8 | 18 | 119.0476 | 0 | 0 | 0 | 2.4295 | 121.4772 | 120.8427 | 0.6345 | 120.8459 | 0.62795 | 0.003263 | 0 | 0 | 0 | 0
8665 | 121.4772 | 5498 | 230 | 8 | 18 | 119.0476 | 0 | 0 | 0 | 2.4295 | 121.4772 | 120.8427 | 0.6345 | 120.8459 | 0.62795 | 0.003263 | 0 | 0 | 0 | 0
8666 | 121.4772 | 5499 | 230 | 8 | 18 | 119.0476 | 0 | 0 | 0 | 2.4295 | 121.4772 | 120.8427 | 0.6345 | 120.8459 | 0.62795 | 0.003263 | 0 | 0 | 0 | 0
8667 | 121.4772 | 5500 | 230 | 8 | 18 | 119.0476 | 0 | 0 | 0 | 2.4295 | 121.4772 | 120.8427 | 0.6345 | 120.8459 | 0.62795 | 0.003263 | 0 | 0 | 0 | 0
8668 | 121.4772 | 5513 | 230 | 8 | 18 | 119.0476 | 0 | 0 | 0 | 2.4295 | 121.4772 | 120.8427 | 0.6345 | 120.8459 | 0.62795 | 0.003263 | 0 | 0 | 0 | 0
8669 | 121.4772 | 5519 | 230 | 8 | 19 | 119.0476 | 0 | 0 | 0 | 2.4295 | 121.4772 | 120.8427 | 0.6345 | 120.8459 | 0.62795 | 0.003263 | 0 | 0 | 0 | 0
8670 | 121.4772 | 5520 | 231 | 8 | 19 | 119.0476 | 0 | 0 | 0 | 2.4295 | 121.4772 | 120.8427 | 0.6345 | 120.8459 | 0.62795 | 0.003263 | 0 | 0 | 0 | 0
8671 | 121.4772 | 5521 | 231 | 8 | 19 | 119.0476 | 0 | 0 | 0 | 2.4295 | 121.4772 | 120.8427 | 0.6345 | 120.8459 | 0.62795 | 0.003263 | 0 | 0 | 0 | 0
8672 | 121.4772 | 5522 | 231 | 8 | 19 | 119.0476 | 0 | 0 | 0 | 2.4295 | 121.4772 | 120.8427 | 0.6345 | 120.8459 | 0.62795 | 0.003263 | 0 | 0 | 0 | 0
8673 | 121.4772 | 5523 | 231 | 8 | 19 | 119.0476 | 0 | 0 | 0 | 2.4295 | 121.4772 | 120.8427 | 0.6345 | 120.8459 | 0.62795 | 0.003263 | 0 | 0 | 0 | 0
8674 | 121.4772 | 5524 | 231 | 8 | 19 | 119.0476 | 0 | 0 | 0 | 2.4295 | 121.4772 | 120.8427 | 0.6345 | 120.8459 | 0.62795 | 0.003263 | 0 | 0 | 0 | 0
8675 | 121.4772 | 5537 | 231 | 8 | 19 | 119.0476 | 0 | 0 | 0 | 2.4295 | 121.4772 | 120.8427 | 0.6345 | 120.8459 | 0.62795 | 0.003263 | 0 | 0 | 0 | 0
8676 | 121.4772 | 5543 | 231 | 8 | 20 | 119.0476 | 0 | 0 | 0 | 2.4295 | 121.4772 | 120.8427 | 0.6345 | 120.8459 | 0.62795 | 0.003263 | 0 | 0 | 0 | 0
8677 | 121.4772 | 5544 | 232 | 8 | 20 | 119.0476 | 0 | 0 | 0 | 2.4295 | 121.4772 | 120.8427 | 0.6345 | 120.8459 | 0.62795 | 0.003263 | 0 | 0 | 0 | 0
8678 | 121.4772 | 5545 | 232 | 8 | 20 | 119.0476 | 0 | 0 | 0 | 2.4295 | 121.4772 | 120.8427 | 0.6345 | 120.8459 | 0.62795 | 0.003263 | 0 | 0 | 0 | 0
8679 | 121.4772 | 5546 | 232 | 8 | 20 | 119.0476 | 0 | 0 | 0 | 2.4295 | 121.4772 | 120.8427 | 0.6345 | 120.8459 | 0.62795 | 0.003263 | 0 | 0 | 0 | 0
8680 | 121.4772 | 5547 | 232 | 8 | 20 | 119.0476 | 0 | 0 | 0 | 2.4295 | 121.4772 | 120.8427 | 0.6345 | 120.8459 | 0.62795 | 0.003263 | 0 | 0 | 0 | 0
8681 | 121.4772 | 5548 | 232 | 8 | 20 | 119.0476 | 0 | 0 | 0 | 2.4295 | 121.4772 | 120.8427 | 0.6345 | 120.8459 | 0.62795 | 0.003263 | 0 | 0 | 0 | 0
8682 | 121.4772 | 5561 | 232 | 8 | 20 | 119.0476 | 0 | 0 | 0 | 2.4295 | 121.4772 | 120.8427 | 0.6345 | 120.8459 | 0.62795 | 0.003263 | 0 | 0 | 0 | 0
8683 | 121.4772 | 5567 | 232 | 8 | 21 | 119.0476 | 0 | 0 | 0 | 2.4295 | 121.4772 | 120.8427 | 0.6345 | 120.8459 | 0.62795 | 0.003263 | 0 | 0 | 0 | 0
8684 | 121.4772 | 5568 | 233 | 8 | 21 | 119.0476 | 0 | 0 | 0 | 2.4295 | 121.4772 | 120.8427 | 0.6345 | 120.8459 | 0.62795 | 0.003263 | 0 | 0 | 0 | 0
8685 | 121.4772 | 5569 | 233 | 8 | 21 | 119.0476 | 0 | 0 | 0 | 2.4295 | 121.4772 | 120.8427 | 0.6345 | 120.8459 | 0.62795 | 0.003263 | 0 | 0 | 0 | 0
8686 | 121.4772 | 5570 | 233 | 8 | 21 | 119.0476 | 0 | 0 | 0 | 2.4295 | 121.4772 | 120.8427 | 0.6345 | 120.8459 | 0.62795 | 0.003263 | 0 | 0 | 0 | 0
8687 | 121.4772 | 5571 | 233 | 8 | 21 | 119.0476 | 0 | 0 | 0 | 2.4295 | 121.4772 | 120.8427 | 0.6345 | 120.8459 | 0.62795 | 0.003263 | 0 | 0 | 0 | 0
8688 | 121.4772 | 5572 | 233 | 8 | 21 | 119.0476 | 0 | 0 | 0 | 2.4295 | 121.4772 | 120.8427 | 0.6345 | 120.8459 | 0.62795 | 0.003263 | 0 | 0 | 0 | 0
8689 | 121.4772 | 5585 | 233 | 8 | 21 | 119.0476 | 0 | 0 | 0 | 2.4295 | 121.4772 | 120.8427 | 0.6345 | 120.8459 | 0.62795 | 0.003263 | 0 | 0 | 0 | 0
8690 | 121.4772 | 5591 | 233 | 8 | 22 | 119.0476 | 0 | 0 | 0 | 2.4295 | 121.4772 | 120.8427 | 0.6345 | 120.8459 | 0.62795 | 0.003263 | 0 | 0 | 0 | 0
8691 | 121.4772 | 5592 | 234 | 8 | 22 | 119.0476 | 0 | 0 | 0 | 2.4295 | 121.4772 | 120.8427 | 0.6345 | 120.8459 | 0.62795 | 0.003263 | 0 | 0 | 0 | 0
8692 | 121.4772 | 5593 | 234 | 8 | 22 | 119.0476 | 0 | 0 | 0 | 2.4295 | 121.4772 | 120.8427 | 0.6345 | 120.8459 | 0.62795 | 0.003263 | 0 | 0 | 0 | 0
8693 | 121.4772 | 5594 | 234 | 8 | 22 | 119.0476 | 0 | 0 | 0 | 2.4295 | 121.4772 | 120.8427 | 0.6345 | 120.8459 | 0.62795 | 0.003263 | 0 | 0 | 0 | 0
8694 | 121.4772 | 5595 | 234 | 8 | 22 | 119.0476 | 0 | 0 | 0 | 2.4295 | 121.4772 | 120.8427 | 0.6345 | 120.8459 | 0.62795 | 0.003263 | 0 | 0 | 0 | 0
8695 | 121.4772 | 5596 | 234 | 8 | 22 | 119.0476 | 0 | 0 | 0 | 2.4295 | 121.4772 | 120.8427 | 0.6345 | 120.8459 | 0.62795 | 0.003263 | 0 | 0 | 0 | 0
8696 | 121.4772 | 5609 | 234 | 8 | 22 | 119.0476 | 0 | 0 | 0 | 2.4295 | 121.4772 | 120.8427 | 0.6345 | 120.8459 | 0.62795 | 0.003263 | 0 | 0 | 0 | 0
8697 | 121.4772 | 5615 | 234 | 8 | 23 | 119.0476 | 0 | 0 | 0 | 2.4295 | 121.4772 | 120.8427 | 0.6345 | 120.8459 | 0.62795 | 0.003263 | 0 | 0 | 0 | 0
8698 | 121.4772 | 5616 | 235 | 8 | 23 | 119.0476 | 0 | 0 | 0 | 2.4295 | 121.4772 | 120.8427 | 0.6345 | 120.8459 | 0.62795 | 0.003263 | 0 | 0 | 0 | 0
8699 | 121.4772 | 5617 | 235 | 8 | 23 | 119.0476 | 0 | 0 | 0 | 2.4295 | 121.4772 | 120.8427 | 0.6345 | 120.8459 | 0.62795 | 0.003263 | 0 | 0 | 0 | 0
8700 | 121.4772 | 5618 | 235 | 8 | 23 | 119.0476 | 0 | 0 | 0 | 2.4295 | 121.4772 | 120.8427 | 0.6345 | 120.8459 | 0.62795 | 0.003263 | 0 | 0 | 0 | 0
8701 | 121.4772 | 5619 | 235 | 8 | 23 | 119.0476 | 0 | 0 | 0 | 2.4295 | 121.4772 | 120.8427 | 0.6345 | 120.8459 | 0.62795 | 0.003263 | 0 | 0 | 0 | 0
8702 | 121.4772 | 5620 | 235 | 8 | 23 | 119.0476 | 0 | 0 | 0 | 2.4295 | 121.4772 | 120.8427 | 0.6345 | 120.8459 | 0.62795 | 0.003263 | 0 | 0 | 0 | 0
8703 | 121.4772 | 5633 | 235 | 8 | 23 | 119.0476 | 0 | 0 | 0 | 2.4295 | 121.4772 | 120.8427 | 0.6345 | 120.8459 | 0.62795 | 0.003263 | 0 | 0 | 0 | 0
8704 | 121.4772 | 5639 | 235 | 8 | 24 | 119.0476 | 0 | 0 | 0 | 2.4295 | 121.4772 | 120.8427 | 0.6345 | 120.8459 | 0.62795 | 0.003263 | 0 | 0 | 0 | 0
8705 | 121.4772 | 5640 | 236 | 8 | 24 | 119.0476 | 0 | 0 | 0 | 2.4295 | 121.4772 | 120.8427 | 0.6345 | 120.8459 | 0.62795 | 0.003263 | 0 | 0 | 0 | 0
8706 | 121.4772 | 5641 | 236 | 8 | 24 | 119.0476 | 0 | 0 | 0 | 2.4295 | 121.4772 | 120.8427 | 0.6345 | 120.8459 | 0.62795 | 0.003263 | 0 | 0 | 0 | 0
8707 | 121.4772 | 5642 | 236 | 8 | 24 | 119.0476 | 0 | 0 | 0 | 2.4295 | 121.4772 | 120.8427 | 0.6345 | 120.8459 | 0.62795 | 0.003263 | 0 | 0 | 0 | 0
8708 | 121.4772 | 5643 | 236 | 8 | 24 | 119.0476 | 0 | 0 | 0 | 2.4295 | 121.4772 | 120.8427 | 0.6345 | 120.8459 | 0.62795 | 0.003263 | 0 | 0 | 0 | 0
8709 | 121.4772 | 5644 | 236 | 8 | 24 | 119.0476 | 0 | 0 | 0 | 2.4295 | 121.4772 | 120.8427 | 0.6345 | 120.8459 | 0.62795 | 0.003263 | 0 | 0 | 0 | 0
8710 | 121.4772 | 5657 | 236 | 8 | 24 | 119.0476 | 0 | 0 | 0 | 2.4295 | 121.4772 | 120.8427 | 0.6345 | 120.8459 | 0.62795 | 0.003263 | 0 | 0 | 0 | 0
8711 | 121.4772 | 5663 | 236 | 8 | 25 | 119.0476 | 0 | 0 | 0 | 2.4295 | 121.4772 | 120.8427 | 0.6345 | 120.8459 | 0.62795 | 0.003263 | 0 | 0 | 0 | 0
8712 | 121.4772 | 5664 | 237 | 8 | 25 | 119.0476 | 0 | 0 | 0 | 2.4295 | 121.4772 | 120.8427 | 0.6345 | 120.8459 | 0.62795 | 0.003263 | 0 | 0 | 0 | 0
8713 | 121.4772 | 5665 | 237 | 8 | 25 | 119.0476 | 0 | 0 | 0 | 2.4295 | 121.4772 | 120.8427 | 0.6345 | 120.8459 | 0.62795 | 0.003263 | 0 | 0 | 0 | 0
8714 | 121.4772 | 5666 | 237 | 8 | 25 | 119.0476 | 0 | 0 | 0 | 2.4295 | 121.4772 | 120.8427 | 0.6345 | 120.8459 | 0.62795 | 0.003263 | 0 | 0 | 0 | 0
8715 | 121.4772 | 5667 | 237 | 8 | 25 | 119.0476 | 0 | 0 | 0 | 2.4295 | 121.4772 | 120.8427 | 0.6345 | 120.8459 | 0.62795 | 0.003263 | 0 | 0 | 0 | 0
8716 | 121.4772 | 5668 | 237 | 8 | 25 | 119.0476 | 0 | 0 | 0 | 2.4295 | 121.4772 | 120.8427 | 0.6345 | 120.8459 | 0.62795 | 0.003263 | 0 | 0 | 0 | 0
8717 | 121.4772 | 5681 | 237 | 8 | 25 | 119.0476 | 0 | 0 | 0 | 2.4295 | 121.4772 | 120.8427 | 0.6345 | 120.8459 | 0.62795 | 0.003263 | 0 | 0 | 0 | 0
8718 | 121.4772 | 5687 | 237 | 8 | 26 | 119.0476 | 0 | 0 | 0 | 2.4295 | 121.4772 | 120.8427 | 0.6345 | 120.8459 | 0.62795 | 0.003263 | 0 | 0 | 0 | 0
8719 | 121.4772 | 5688 | 238 | 8 | 26 | 119.0476 | 0 | 0 | 0 | 2.4295 | 121.4772 | 120.8427 | 0.6345 | 120.8459 | 0.62795 | 0.003263 | 0 | 0 | 0 | 0
8720 | 121.4772 | 5689 | 238 | 8 | 26 | 119.0476 | 0 | 0 | 0 | 2.4295 | 121.4772 | 120.8427 | 0.6345 | 120.8459 | 0.62795 | 0.003263 | 0 | 0 | 0 | 0
8721 | 121.4772 | 5690 | 238 | 8 | 26 | 119.0476 | 0 | 0 | 0 | 2.4295 | 121.4772 | 120.8427 | 0.6345 | 120.8459 | 0.62795 | 0.003263 | 0 | 0 | 0 | 0
8722 | 121.4772 | 5691 | 238 | 8 | 26 | 119.0476 | 0 | 0 | 0 | 2.4295 | 121.4772 | 120.8427 | 0.6345 | 120.8459 | 0.62795 | 0.003263 | 0 | 0 | 0 | 0
8723 | 121.4772 | 5692 | 238 | 8 | 26 | 119.0476 | 0 | 0 | 0 | 2.4295 | 121.4772 | 120.8427 | 0.6345 | 120.8459 | 0.62795 | 0.003263 | 0 | 0 | 0 | 0
8724 | 121.4772 | 5705 | 238 | 8 | 26 | 119.0476 | 0 | 0 | 0 | 2.4295 | 121.4772 | 120.8427 | 0.6345 | 120.8459 | 0.62795 | 0.003263 | 0 | 0 | 0 | 0
8725 | 121.4772 | 5711 | 238 | 8 | 27 | 119.0476 | 0 | 0 | 0 | 2.4295 | 121.4772 | 120.8427 | 0.6345 | 120.8459 | 0.62795 | 0.003263 | 0 | 0 | 0 | 0
8726 | 121.4772 | 5712 | 239 | 8 | 27 | 119.0476 | 0 | 0 | 0 | 2.4295 | 121.4772 | 120.8427 | 0.6345 | 120.8459 | 0.62795 | 0.003263 | 0 | 0 | 0 | 0
8727 | 121.4772 | 5713 | 239 | 8 | 27 | 119.0476 | 0 | 0 | 0 | 2.4295 | 121.4772 | 120.8427 | 0.6345 | 120.8459 | 0.62795 | 0.003263 | 0 | 0 | 0 | 0
8728 | 121.4772 | 5714 | 239 | 8 | 27 | 119.0476 | 0 | 0 | 0 | 2.4295 | 121.4772 | 120.8427 | 0.6345 | 120.8459 | 0.62795 | 0.003263 | 0 | 0 | 0 | 0
8729 | 121.4772 | 5715 | 239 | 8 | 27 | 119.0476 | 0 | 0 | 0 | 2.4295 | 121.4772 | 120.8427 | 0.6345 | 120.8459 | 0.62795 | 0.003263 | 0 | 0 | 0 | 0
8730 | 121.4772 | 5716 | 239 | 8 | 27 | 119.0476 | 0 | 0 | 0 | 2.4295 | 121.4772 | 120.8427 | 0.6345 | 120.8459 | 0.62795 | 0.003263 | 0 | 0 | 0 | 0
8731 | 121.4772 | 5729 | 239 | 8 | 27 | 119.0476 | 0 | 0 | 0 | 2.4295 | 121.4772 | 120.8427 | 0.6345 | 120.8459 | 0.62795 | 0.003263 | 0 | 0 | 0 | 0
8732 | 121.4772 | 5735 | 239 | 8 | 28 | 119.0476 | 0 | 0 | 0 | 2.4295 | 121.4772 | 120.8427 | 0.6345 | 120.8459 | 0.62795 | 0.003263 | 0 | 0 | 0 | 0
8733 | 121.4772 | 5736 | 240 | 8 | 28 | 119.0476 | 0 | 0 | 0 | 2.4295 | 121.4772 | 120.8427 | 0.6345 | 120.8459 | 0.62795 | 0.003263 | 0 | 0 | 0 | 0
8734 | 121.4772 | 5737 | 240 | 8 | 28 | 119.0476 | 0 | 0 | 0 | 2.4295 | 121.4772 | 120.8427 | 0.6345 | 120.8459 | 0.62795 | 0.003263 | 0 | 0 | 0 | 0
8735 | 121.4772 | 5738 | 240 | 8 | 28 | 119.0476 | 0 | 0 | 0 | 2.4295 | 121.4772 | 120.8427 | 0.6345 | 120.8459 | 0.62795 | 0.003263 | 0 | 0 | 0 | 0
8736 | 121.4772 | 5739 | 240 | 8 | 28 | 119.0476 | 0 | 0 | 0 | 2.4295 | 121.4772 | 120.8427 | 0.6345 | 120.8459 | 0.62795 | 0.003263 | 0 | 0 | 0 | 0
8737 | 121.4772 | 5740 | 240 | 8 | 28 | 119.0476 | 0 | 0 | 0 | 2.4295 | 121.4772 | 120.8427 | 0.6345 | 120.8459 | 0.62795 | 0.003263 | 0 | 0 | 0 | 0
8738 | 121.4772 | 5753 | 240 | 8 | 28 | 119.0476 | 0 | 0 | 0 | 2.4295 | 121.4772 | 120.8427 | 0.6345 | 120.8459 | 0.62795 | 0.003263 | 0 | 0 | 0 | 0
8739 | 121.4772 | 5759 | 240 | 8 | 29 | 119.0476 | 0 | 0 | 0 | 2.4295 | 121.4772 | 120.8427 | 0.6345 | 120.8459 | 0.62795 | 0.003263 | 0 | 0 | 0 | 0
8740 | 121.4772 | 5760 | 241 | 8 | 29 | 119.0476 | 0 | 0 | 0 | 2.4295 | 121.4772 | 120.8427 | 0.6345 | 120.8459 | 0.62795 | 0.003263 | 0 | 0 | 0 | 0
8741 | 121.4772 | 5761 | 241 | 8 | 29 | 119.0476 | 0 | 0 | 0 | 2.4295 | 121.4772 | 120.8427 | 0.6345 | 120.8459 | 0.62795 | 0.003263 | 0 | 0 | 0 | 0
8742 | 121.4772 | 5762 | 241 | 8 | 29 | 119.0476 | 0 | 0 | 0 | 2.4295 | 121.4772 | 120.8427 | 0.6345 | 120.8459 | 0.62795 | 0.003263 | 0 | 0 | 0 | 0
8743 | 121.4772 | 5763 | 241 | 8 | 29 | 119.0476 | 0 | 0 | 0 | 2.4295 | 121.4772 | 120.8427 | 0.6345 | 120.8459 | 0.62795 | 0.003263 | 0 | 0 | 0 | 0
8744 | 121.4772 | 5764 | 241 | 8 | 29 | 119.0476 | 0 | 0 | 0 | 2.4295 | 121.4772 | 120.8427 | 0.6345 | 120.8459 | 0.62795 | 0.003263 | 0 | 0 | 0 | 0
8745 | 121.4772 | 5777 | 241 | 8 | 29 | 119.0476 | 0 | 0 | 0 | 2.4295 | 121.4772 | 120.8427 | 0.6345 | 120.8459 | 0.62795 | 0.003263 | 0 | 0 | 0 | 0
8746 | 121.4772 | 5783 | 241 | 8 | 30 | 119.0476 | 0 | 0 | 0 | 2.4295 | 121.4772 | 120.8427 | 0.6345 | 120.8459 | 0.62795 | 0.003263 | 0 | 0 | 0 | 0
8747 | 121.4772 | 5784 | 242 | 8 | 30 | 119.0476 | 0 | 0 | 0 | 2.4295 | 121.4772 | 120.8427 | 0.6345 | 120.8459 | 0.62795 | 0.003263 | 0 | 0 | 0 | 0
8748 | 121.4772 | 5785 | 242 | 8 | 30 | 119.0476 | 0 | 0 | 0 | 2.4295 | 121.4772 | 120.8427 | 0.6345 | 120.8459 | 0.62795 | 0.003263 | 0 | 0 | 0 | 0
8749 | 121.4772 | 5786 | 242 | 8 | 30 | 119.0476 | 0 | 0 | 0 | 2.4295 | 121.4772 | 120.8427 | 0.6345 | 120.8459 | 0.62795 | 0.003263 | 0 | 0 | 0 | 0
8750 | 121.4772 | 5787 | 242 | 8 | 30 | 119.0476 | 0 | 0 | 0 | 2.4295 | 121.4772 | 120.8427 | 0.6345 | 120.8459 | 0.62795 | 0.003263 | 0 | 0 | 0 | 0
8751 | 121.4772 | 5788 | 242 | 8 | 30 | 119.0476 | 0 | 0 | 0 | 2.4295 | 121.4772 | 120.8427 | 0.6345 | 120.8459 | 0.62795 | 0.003263 | 0 | 0 | 0 | 0
8752 | 121.4772 | 5801 | 242 | 8 | 30 | 119.0476 | 0 | 0 | 0 | 2.4295 | 121.4772 | 120.8427 | 0.6345 | 120.8459 | 0.62795 | 0.003263 | 0 | 0 | 0 | 0
8753 | 121.4772 | 5807 | 242 | 8 | 31 | 119.0476 | 0 | 0 | 0 | 2.4295 | 121.4772 | 120.8427 | 0.6345 | 120.8459 | 0.62795 | 0.003263 | 0 | 0 | 0 | 0
8754 | 121.4772 | 5808 | 243 | 8 | 31 | 119.0476 | 0 | 0 | 0 | 2.4295 | 121.4772 | 120.8427 | 0.6345 | 120.8459 | 0.62795 | 0.003263 | 0 | 0 | 0 | 0
8755 | 121.4772 | 5809 | 243 | 8 | 31 | 119.0476 | 0 | 0 | 0 | 2.4295 | 121.4772 | 120.8427 | 0.6345 | 120.8459 | 0.62795 | 0.003263 | 0 | 0 | 0 | 0
8756 | 121.4772 | 5810 | 243 | 8 | 31 | 119.0476 | 0 | 0 | 0 | 2.4295 | 121.4772 | 120.8427 | 0.6345 | 120.8459 | 0.62795 | 0.003263 | 0 | 0 | 0 | 0
8757 | 121.4772 | 5811 | 243 | 8 | 31 | 119.0476 | 0 | 0 | 0 | 2.4295 | 121.4772 | 120.8427 | 0.6345 | 120.8459 | 0.62795 | 0.003263 | 0 | 0 | 0 | 0
8758 | 121.4772 | 5812 | 243 | 8 | 31 | 119.0476 | 0 | 0 | 0 | 2.4295 | 121.4772 | 120.8427 | 0.6345 | 120.8459 | 0.62795 | 0.003263 | 0 | 0 | 0 | 0
8759 | 121.4772 | 5825 | 243 | 8 | 31 | 119.0476 | 0 | 0 | 0 | 2.4295 | 121.4772 | 120.8427 | 0.6345 | 120.8459 | 0.62795 | 0.003263 | 0 | 0 | 0 | 0
8760 | 121.4772 | 5831 | 243 | 8 | 32 | 119.0476 | 0 | 0 | 0 | 2.4295 | 121.4772 | 120.8427 | 0.6345 | 120.8459 | 0.62795 | 0.003263 | 0 | 0 | 0 | 0

## Frec Inver Genera
D (kW) | G_Humos (kWh) | G_AT+BT | G_AP (kWh)
13520.4082 | 1895.85 | 2154.375 | 8088.3012
13520.4082 | 1895.85 | 2154.375 | 8088.3012
13520.4082 | 1895.85 | 2154.375 | 8088.3012
13520.4082 | 1895.85 | 2154.375 | 8088.3012
13520.4082 | 1895.85 | 2154.375 | 8088.3012
13520.4082 | 1895.85 | 2154.375 | 8088.3012
13520.4082 | 1895.85 | 2154.375 | 8088.3012 | 2000 | 2000
13520.4082 | 1895.85 | 2154.375 | 8088.3012
13520.4082 | 1895.85 | 2154.375 | 8088.3012
13520.4082 | 1895.85 | 2154.375 | 8088.3012
13520.4082 | 1895.85 | 2154.375 | 8088.3012
13520.4082 | 1895.85 | 2154.375 | 8088.3012
13520.4082 | 1895.85 | 2154.375 | 8088.3012
13520.4082 | 1895.85 | 2154.375 | 8088.3012
13520.4082 | 1895.85 | 2154.375 | 8088.3012
13520.4082 | 1895.85 | 2154.375 | 8088.3012
13520.4082 | 1895.85 | 2154.375 | 8088.3012
13520.4082 | 1895.85 | 2154.375 | 8088.3012
13520.4082 | 1895.85 | 2154.375 | 8088.3012
13520.4082 | 1895.85 | 2154.375 | 8088.3012
13520.4082 | 1895.85 | 2154.375 | 8088.3012
13520.4082 | 1895.85 | 2154.375 | 8088.3012
13520.4082 | 1895.85 | 2154.375 | 8088.3012
13520.4082 | 1895.85 | 2154.375 | 8088.3012
13520.4082 | 1895.85 | 2154.375 | 8088.3012
13520.4082 | 1895.85 | 2154.375 | 8088.3012
13520.4082 | 1895.85 | 2154.375 | 8088.2965
13520.4082 | 1895.85 | 2154.375 | 8047.3633
13520.4082 | 1895.85 | 2154.375 | 6563.5157
13520.4082 | 1895.85 | 2154.375 | 6563.5157
13520.4082 | 1895.85 | 2154.375 | 6563.5157
13520.4082 | 1895.85 | 2154.375 | 6563.5157
13520.4082 | 1895.85 | 2154.375 | 6563.5157
13520.4082 | 1895.85 | 2154.375 | 6563.5157
13520.4082 | 1895.85 | 2154.375 | 6563.5157
13520.4082 | 1895.85 | 2154.375 | 6563.5157
13520.4082 | 1895.85 | 2154.375 | 6563.5157
13520.4082 | 1895.85 | 2154.375 | 6563.5157
13520.4082 | 1895.85 | 2154.375 | 6563.5157
13520.4082 | 1895.85 | 2154.375 | 6563.5157
13520.4082 | 1895.85 | 2154.375 | 6563.5157
13520.4082 | 1895.85 | 2154.375 | 6563.5157
13520.4082 | 1895.85 | 2154.375 | 6563.5157
13520.4082 | 1895.85 | 2154.375 | 6563.5157
13520.4082 | 1895.85 | 2154.375 | 6563.5157
13520.4082 | 1895.85 | 2154.375 | 6563.5157
13520.4082 | 1895.85 | 2154.375 | 6563.5157
13520.4082 | 1895.85 | 2154.375 | 6563.5157
13520.4082 | 1895.85 | 2154.375 | 6563.5157
13520.4082 | 1895.85 | 2154.375 | 6563.5157
13520.4082 | 1895.85 | 2154.375 | 6563.5157
13520.4082 | 1895.85 | 2154.375 | 6563.5157
13520.4082 | 1895.85 | 2154.375 | 6563.5157
13520.4082 | 1895.85 | 2154.375 | 6563.5157
13520.4082 | 1895.85 | 2154.375 | 6563.5157
13520.4082 | 1895.85 | 2154.375 | 6563.3078
11479.5918 | 1895.85 | 2154.375 | 6460.7513
11479.5918 | 1895.85 | 2154.375 | 6460.7513
11479.5918 | 1895.85 | 2154.375 | 6460.7513
11479.5918 | 1895.85 | 2154.375 | 6460.7513
11479.5918 | 1895.85 | 2154.375 | 6460.7513
11479.5918 | 1895.85 | 2154.375 | 6460.7513
11479.5918 | 1895.85 | 2154.375 | 6460.7513
11479.5918 | 1895.85 | 2154.375 | 6460.7513
11479.5918 | 1895.85 | 2154.375 | 6460.7513
11479.5918 | 1895.85 | 2154.375 | 6460.7513
11479.5918 | 1895.85 | 2154.375 | 6460.7513
11479.5918 | 1895.85 | 2154.375 | 6460.7513
11479.5918 | 1895.85 | 2154.375 | 6460.7513
11479.5918 | 1895.85 | 2154.375 | 6460.7513
11479.5918 | 1895.85 | 2154.375 | 6460.7513
11479.5918 | 1895.85 | 2154.375 | 6460.7513
11479.5918 | 1895.85 | 2154.375 | 6460.7513
11479.5918 | 1895.85 | 2154.375 | 6460.7513
11479.5918 | 1895.85 | 2154.375 | 6460.7513
11479.5918 | 1895.85 | 2154.375 | 6460.7513
11479.5918 | 1895.85 | 2154.375 | 6460.7513
11479.5918 | 1895.85 | 2154.375 | 6460.7513
11479.5918 | 1895.85 | 2154.375 | 6460.7513
11479.5918 | 1895.85 | 2154.375 | 6460.7513
11479.5918 | 1895.85 | 2154.375 | 6460.7513
11479.5918 | 1895.85 | 2154.375 | 6460.7513
11479.5918 | 1895.85 | 2154.375 | 6460.7412
11479.5918 | 1895.85 | 2154.375 | 6371.5977
11479.5918 | 1895.85 | 2154.375 | 6202.3749
11479.5918 | 1895.85 | 2154.375 | 6049.2021
11479.5918 | 1895.85 | 2154.375 | 6049.2021
11479.5918 | 1895.85 | 2154.375 | 6049.2021
11479.5918 | 1895.85 | 2154.375 | 6049.2021
11479.5918 | 1895.85 | 2154.375 | 6049.2021
11479.5918 | 1895.85 | 2154.375 | 6049.2021
11479.5918 | 1895.85 | 2154.375 | 6049.2021
11479.5918 | 1895.85 | 2154.375 | 6049.2021
11479.5918 | 1895.85 | 2154.375 | 6049.2021
11479.5918 | 1895.85 | 2154.375 | 6049.2021
11479.5918 | 1895.85 | 2154.375 | 6049.2021
11479.5918 | 1895.85 | 2154.375 | 6049.2021
11479.5918 | 1895.85 | 2154.375 | 6049.2021
11479.5918 | 1895.85 | 2154.375 | 6049.2021
11479.5918 | 1895.85 | 2154.375 | 6049.2021
11479.5918 | 1895.85 | 2154.375 | 6049.2021
11479.5918 | 1895.85 | 2154.375 | 6049.2021
11479.5918 | 1895.85 | 2154.375 | 6049.2021
11479.5918 | 1895.85 | 2154.375 | 6049.2021
11479.5918 | 1895.85 | 2154.375 | 6049.2021
11479.5918 | 1895.85 | 2154.375 | 6049.2021
11479.5918 | 1895.85 | 2154.375 | 6049.2021
11479.5918 | 1895.85 | 2154.375 | 6049.2021
11479.5918 | 1895.85 | 2154.375 | 6049.2021
11479.5918 | 1895.85 | 2154.375 | 6049.2021
11479.5918 | 1895.85 | 2154.375 | 6049.2021
11479.5918 | 1895.85 | 2154.375 | 6049.2006
11479.5918 | 1895.85 | 2154.375 | 6036.3323
11479.5918 | 1895.85 | 2154.375 | 5862.6506
11479.5918 | 1895.85 | 2154.375 | 5862.6506
11479.5918 | 1895.85 | 2154.375 | 5862.6506
11479.5918 | 1895.85 | 2154.375 | 5862.6506
11479.5918 | 1895.85 | 2154.375 | 5862.6506
11479.5918 | 1895.85 | 2154.375 | 5862.6506
11479.5918 | 1895.85 | 2154.375 | 5862.6506
11479.5918 | 1895.85 | 2154.375 | 5862.6506
11479.5918 | 1895.85 | 2154.375 | 5862.6506
11479.5918 | 1895.85 | 2154.375 | 5862.6506
11479.5918 | 1895.85 | 2154.375 | 5862.6506
11479.5918 | 1895.85 | 2154.375 | 5862.6506
11479.5918 | 1895.85 | 2154.375 | 5862.6506
11479.5918 | 1895.85 | 2154.375 | 5862.6506
11479.5918 | 1895.85 | 2154.375 | 5862.6506
11479.5918 | 1895.85 | 2154.375 | 5862.6506
11479.5918 | 1895.85 | 2154.375 | 5862.6506
11479.5918 | 1895.85 | 2154.375 | 5862.6506
11479.5918 | 1895.85 | 2154.375 | 5862.6506
11479.5918 | 1895.85 | 2154.375 | 5862.6506
11479.5918 | 1895.85 | 2154.375 | 5862.6506
11479.5918 | 1895.85 | 2154.375 | 5862.6506
11479.5918 | 1895.85 | 2154.375 | 5862.6506
11479.5918 | 1895.85 | 2154.375 | 5862.6506
11479.5918 | 1895.85 | 2154.375 | 5862.6506
11479.5918 | 1895.85 | 2154.375 | 5862.6506
11479.5918 | 1895.85 | 2154.375 | 5862.6506
11479.5918 | 1895.85 | 2154.375 | 5862.6506
11479.5918 | 1895.85 | 2154.375 | 5862.6506
11479.5918 | 1895.85 | 2154.375 | 5862.6353
11479.5918 | 1895.85 | 2154.375 | 5828.3591
11479.5918 | 1895.85 | 2154.375 | 5828.3591
11479.5918 | 1895.85 | 2154.375 | 5828.3591
11479.5918 | 1895.85 | 2154.375 | 5828.3591
11479.5918 | 1895.85 | 2154.375 | 5828.3591
11479.5918 | 1895.85 | 2154.375 | 5828.3591
11479.5918 | 1895.85 | 2154.375 | 5828.3591
11479.5918 | 1895.85 | 2154.375 | 5828.3591
11479.5918 | 1895.85 | 2154.375 | 5828.3591
11479.5918 | 1895.85 | 2154.375 | 5828.3591
11479.5918 | 1895.85 | 2154.375 | 5828.3591
11479.5918 | 1895.85 | 2154.375 | 5828.3591
11479.5918 | 1895.85 | 2154.375 | 5828.3591
11479.5918 | 1895.85 | 2154.375 | 5828.3591
11479.5918 | 1895.85 | 2154.375 | 5828.3591
11479.5918 | 1895.85 | 2154.375 | 5828.3591
11479.5918 | 1895.85 | 2154.375 | 5828.3591
11479.5918 | 1895.85 | 2154.375 | 5828.3591
11479.5918 | 1895.85 | 2154.375 | 5828.3591
11479.5918 | 1895.85 | 2154.375 | 5828.3591
11479.5918 | 1895.85 | 2154.375 | 5828.3591
11479.5918 | 1895.85 | 2154.375 | 5828.3591
11479.5918 | 1895.85 | 2154.375 | 5828.3591
11479.5918 | 1895.85 | 2154.375 | 5828.3591
11479.5918 | 1895.85 | 2154.375 | 5828.3591
11321.6715 | 1895.85 | 2154.375 | 5828.3591
11321.6715 | 1895.85 | 2154.375 | 5828.359
11321.6715 | 1895.85 | 2154.375 | 5827.9746
11321.6715 | 1895.85 | 2154.375 | 5814.8904
11321.6715 | 1895.85 | 2154.375 | 4856.2877
11321.6715 | 1895.85 | 2154.375 | 4856.2877
11321.6715 | 1895.85 | 2154.375 | 4856.2877
11321.6715 | 1895.85 | 2154.375 | 4856.2877
11321.6715 | 1895.85 | 2154.375 | 4856.2877
11321.6715 | 1895.85 | 2154.375 | 4856.2877
11321.6715 | 1895.85 | 2154.375 | 4856.2877
11321.6715 | 1895.85 | 2154.375 | 4856.2877
11321.6715 | 1895.85 | 2154.375 | 4856.2877
11321.6715 | 1895.85 | 2154.375 | 4856.2877
11321.6715 | 1895.85 | 2154.375 | 4856.2877
11321.6715 | 1895.85 | 2154.375 | 4856.2877
11321.6715 | 1895.85 | 2154.375 | 4856.2877
11321.6715 | 1895.85 | 2154.375 | 4856.2877
11321.6715 | 1895.85 | 2154.375 | 4856.2877
11321.6715 | 1895.85 | 2154.375 | 4856.2877
11321.6715 | 1895.85 | 2154.375 | 4856.2877
11321.6715 | 1895.85 | 2154.375 | 4856.2877
11321.6715 | 1895.85 | 2154.375 | 4856.2877
11321.6715 | 1895.85 | 2154.375 | 4856.2877
11321.6715 | 1895.85 | 2154.375 | 4856.2877
11321.6715 | 1895.85 | 2154.375 | 4856.2877
11321.6715 | 1895.85 | 2154.375 | 4856.2877
11321.6715 | 1895.85 | 2154.375 | 4856.2877
11321.6715 | 1895.85 | 2154.375 | 4856.2877
11321.6715 | 1895.85 | 2154.375 | 4856.2877
11321.6715 | 1895.85 | 2154.375 | 4856.2877
11321.6715 | 1895.85 | 2154.375 | 4856.2877
11321.6715 | 1895.85 | 2154.375 | 4856.2877
11321.6715 | 1895.85 | 2154.375 | 4856.2875
11321.6715 | 1895.85 | 2154.375 | 4855.847
11321.6715 | 1895.85 | 2154.375 | 4806.4741
11321.6715 | 1895.85 | 2154.375 | 4806.4741
11321.6715 | 1895.85 | 2154.375 | 4806.4741
11321.6715 | 1895.85 | 2154.375 | 4806.4741
11321.6715 | 1895.85 | 2154.375 | 4806.4741
11321.6715 | 1895.85 | 2154.375 | 4806.4741
11321.6715 | 1895.85 | 2154.375 | 4806.4741
11321.6715 | 1895.85 | 2154.375 | 4806.4741
11321.6715 | 1895.85 | 2154.375 | 4806.4741
11321.6715 | 1895.85 | 2154.375 | 4806.4741
11321.6715 | 1895.85 | 2154.375 | 4806.4741
11321.6715 | 1895.85 | 2154.375 | 4806.4741
11321.6715 | 1895.85 | 2154.375 | 4806.4741
11321.6715 | 1895.85 | 2154.375 | 4806.4741
11321.6715 | 1895.85 | 2154.375 | 4806.4741
11321.6715 | 1895.85 | 2154.375 | 4806.4741
11321.6715 | 1895.85 | 2154.375 | 4806.4741
11321.6715 | 1895.85 | 2154.375 | 4806.4741
11321.6715 | 1895.85 | 2154.375 | 4806.4741
11321.6715 | 1895.85 | 2154.375 | 4806.4741
11321.6715 | 1895.85 | 2154.375 | 4806.4741
11321.6715 | 1895.85 | 2154.375 | 4806.4741
11321.6715 | 1895.85 | 2154.375 | 4806.4741
11321.6715 | 1895.85 | 2154.375 | 4806.4741
11321.6715 | 1895.85 | 2154.375 | 4806.4741
11321.6715 | 1895.85 | 2154.375 | 4806.4741
11321.6715 | 1895.85 | 2154.375 | 4806.4741
10714.2857 | 1895.85 | 2154.375 | 4806.3964
10714.2857 | 1895.85 | 2154.375 | 4742.9618
10714.2857 | 1895.85 | 2154.375 | 4742.9618
10714.2857 | 1895.85 | 2154.375 | 4742.9618
10714.2857 | 1895.85 | 2154.375 | 4742.9618
10714.2857 | 1895.85 | 2154.375 | 4742.9618
10714.2857 | 1895.85 | 2154.375 | 4742.9618
10714.2857 | 1895.85 | 2154.375 | 4742.9618
10714.2857 | 1895.85 | 2154.375 | 4742.9618
10714.2857 | 1895.85 | 2154.375 | 4742.9618
10714.2857 | 1895.85 | 2154.375 | 4742.9618
10714.2857 | 1895.85 | 2154.375 | 4742.9618
10714.2857 | 1895.85 | 2154.375 | 4742.9618
10714.2857 | 1895.85 | 2154.375 | 4742.9618
10714.2857 | 1895.85 | 2154.375 | 4742.9618
10714.2857 | 1895.85 | 2154.375 | 4742.9618
10714.2857 | 1895.85 | 2154.375 | 4742.9618
10714.2857 | 1895.85 | 2154.375 | 4742.9618
10714.2857 | 1895.85 | 2154.375 | 4742.9618
10714.2857 | 1895.85 | 2154.375 | 4742.9618
10714.2857 | 1895.85 | 2154.375 | 4742.9618
10714.2857 | 1895.85 | 2154.375 | 4742.9618
10714.2857 | 1895.85 | 2154.375 | 4742.9618
10714.2857 | 1895.85 | 2154.375 | 4742.9618
10714.2857 | 1895.85 | 2154.375 | 4742.9618
10714.2857 | 1895.85 | 2154.375 | 4742.9618
10714.2857 | 1895.85 | 2154.375 | 4742.9618
10714.2857 | 1895.85 | 2154.375 | 4742.9618
10714.2857 | 1895.85 | 2154.375 | 4742.9618
10714.2857 | 1895.85 | 2154.375 | 4742.9618
10714.2857 | 1895.85 | 2154.375 | 4742.9557
10714.2857 | 1895.85 | 2154.375 | 4723.8961
10714.2857 | 1895.85 | 2154.375 | 4696.5779
10714.2857 | 1895.85 | 2154.375 | 4696.5779
10714.2857 | 1895.85 | 2154.375 | 4696.5779
10714.2857 | 1895.85 | 2154.375 | 4696.5779
10714.2857 | 1895.85 | 2154.375 | 4696.5779
10714.2857 | 1895.85 | 2154.375 | 4696.5779
10714.2857 | 1895.85 | 2154.375 | 4696.5779
10714.2857 | 1895.85 | 2154.375 | 4696.5779
10714.2857 | 1895.85 | 2154.375 | 4696.5779
10714.2857 | 1895.85 | 2154.375 | 4696.5779
10714.2857 | 1895.85 | 2154.375 | 4696.5779
10714.2857 | 1895.85 | 2154.375 | 4696.5779
10714.2857 | 1895.85 | 2154.375 | 4696.5779
10714.2857 | 1895.85 | 2154.375 | 4696.5779
10714.2857 | 1895.85 | 2154.375 | 4696.5779
10714.2857 | 1895.85 | 2154.375 | 4696.5779
10714.2857 | 1895.85 | 2154.375 | 4696.5779
10714.2857 | 1895.85 | 2154.375 | 4696.5779
10714.2857 | 1895.85 | 2154.375 | 4696.5779
10714.2857 | 1895.85 | 2154.375 | 4696.5779
10714.2857 | 1895.85 | 2154.375 | 4696.5779
10714.2857 | 1895.85 | 2154.375 | 4696.5779
10714.2857 | 1895.85 | 2154.375 | 4696.5779
10714.2857 | 1895.85 | 2154.375 | 4696.5779
10714.2857 | 1895.85 | 2154.375 | 4696.5779
10714.2857 | 1895.85 | 2154.375 | 4696.5779
10714.2857 | 1895.85 | 2154.375 | 4696.5779
10714.2857 | 1895.85 | 2154.375 | 4696.5779
10714.2857 | 1895.85 | 2154.375 | 4696.5779
10714.2857 | 1895.85 | 2154.375 | 4696.5501
9718.173 | 1895.85 | 2154.375 | 4683.4937
9718.173 | 1895.85 | 2154.375 | 4609.2862
9718.173 | 1895.85 | 2154.375 | 4469.0129
9718.173 | 1895.85 | 2154.375 | 4469.0129
9718.173 | 1895.85 | 2154.375 | 4469.0129
9718.173 | 1895.85 | 2154.375 | 4469.0129
9718.173 | 1895.85 | 2154.375 | 4469.0129
9718.173 | 1895.85 | 2154.375 | 4469.0129
9718.173 | 1895.85 | 2154.375 | 4469.0129
9718.173 | 1895.85 | 2154.375 | 4469.0129
9718.173 | 1895.85 | 2154.375 | 4469.0129
9718.173 | 1895.85 | 2154.375 | 4469.0129
9718.173 | 1895.85 | 2154.375 | 4469.0129
9718.173 | 1895.85 | 2154.375 | 4469.0129
9718.173 | 1895.85 | 2154.375 | 4469.0129
9718.173 | 1895.85 | 2154.375 | 4469.0129
9718.173 | 1895.85 | 2154.375 | 4469.0129
9718.173 | 1895.85 | 2154.375 | 4469.0129
9718.173 | 1895.85 | 2154.375 | 4469.0129
9718.173 | 1895.85 | 2154.375 | 4469.0129
9718.173 | 1895.85 | 2154.375 | 4469.0129
9718.173 | 1895.85 | 2154.375 | 4469.0129
9718.173 | 1895.85 | 2154.375 | 4469.0129
9718.173 | 1895.85 | 2154.375 | 4469.0129
9718.173 | 1895.85 | 2154.375 | 4469.0129
9718.173 | 1895.85 | 2154.375 | 4469.0129
9718.173 | 1895.85 | 2154.375 | 4469.0129
9718.173 | 1895.85 | 2154.375 | 4469.0129
9718.173 | 1895.85 | 2154.375 | 4469.0128
9718.173 | 1895.85 | 2154.375 | 4468.302
9718.173 | 1895.85 | 2154.375 | 4395.6984
9718.173 | 1895.85 | 2154.375 | 4394.9123
9718.173 | 1895.85 | 2154.375 | 4394.9102
9718.173 | 1895.85 | 2154.375 | 4394.9102
9718.173 | 1895.85 | 2154.375 | 4394.9102
9718.173 | 1895.85 | 2154.375 | 4394.9102
9718.173 | 1895.85 | 2154.375 | 4394.9102
9718.173 | 1895.85 | 2154.375 | 4394.9102
9718.173 | 1895.85 | 2154.375 | 4394.9102
9718.173 | 1895.85 | 2154.375 | 4394.9102
9718.173 | 1895.85 | 2154.375 | 4394.9102
9718.173 | 1895.85 | 2154.375 | 4394.9102
9718.173 | 1895.85 | 2154.375 | 4394.9102
9718.173 | 1895.85 | 2154.375 | 4394.9102
9718.173 | 1895.85 | 2154.375 | 4394.9102
9718.173 | 1895.85 | 2154.375 | 4394.9102
9718.173 | 1895.85 | 2154.375 | 4394.9102
9718.173 | 1895.85 | 2154.375 | 4394.9102
9718.173 | 1895.85 | 2154.375 | 4394.9102
9718.173 | 1895.85 | 2154.375 | 4394.9102
9718.173 | 1895.85 | 2154.375 | 4394.9102
9718.173 | 1895.85 | 2154.375 | 4394.9102
9718.173 | 1895.85 | 2154.375 | 4394.9102
9718.173 | 1895.85 | 2154.375 | 4394.9102
9718.173 | 1895.85 | 2154.375 | 4394.9102
9718.173 | 1895.85 | 2154.375 | 4394.9102
9718.173 | 1895.85 | 2154.375 | 4394.9102
9718.173 | 1895.85 | 2154.375 | 4394.9102
9718.173 | 1895.85 | 2154.375 | 4394.9102
9718.173 | 1895.85 | 2154.375 | 4394.9102
9718.173 | 1895.85 | 2154.375 | 4340.1285
9718.173 | 1895.85 | 2154.375 | 4340.1285
9718.173 | 1895.85 | 2154.375 | 4340.1285
9718.173 | 1895.85 | 2154.375 | 4340.1285
9718.173 | 1895.85 | 2154.375 | 4340.1285
9718.173 | 1895.85 | 2154.375 | 4340.1285
9718.173 | 1895.85 | 2154.375 | 4340.1285
9718.173 | 1895.85 | 2154.375 | 4340.1285
9718.173 | 1895.85 | 2154.375 | 4340.1285
9718.173 | 1895.85 | 2154.375 | 4340.1285
9718.173 | 1895.85 | 2154.375 | 4340.1285
9718.173 | 1895.85 | 2154.375 | 4340.1285
9718.173 | 1895.85 | 2154.375 | 4340.1285
9718.173 | 1895.85 | 2154.375 | 4340.1285
9718.173 | 1895.85 | 2154.375 | 4340.1285
9718.173 | 1895.85 | 2154.375 | 4340.1285
9718.173 | 1895.85 | 2154.375 | 4340.1285
9718.173 | 1895.85 | 2154.375 | 4340.1285
9718.173 | 1895.85 | 2154.375 | 4340.1285
9718.173 | 1895.85 | 2154.375 | 4340.1285
9718.173 | 1895.85 | 2154.375 | 4340.1285
9718.173 | 1895.85 | 2154.375 | 4340.1285
9718.173 | 1895.85 | 2154.375 | 4340.1285
9718.173 | 1895.85 | 2154.375 | 4340.1285
9718.173 | 1895.85 | 2154.375 | 4340.1285
9718.173 | 1895.85 | 2154.375 | 4340.1285
9718.173 | 1895.85 | 2154.375 | 4340.1285
9718.173 | 1895.85 | 2154.375 | 4340.1285
9718.173 | 1895.85 | 2154.375 | 4340.1285
9718.173 | 1895.85 | 2154.375 | 4340.1283
9718.173 | 1895.85 | 2154.375 | 4339.4076
9718.173 | 1895.85 | 2154.375 | 3975.3272
9718.173 | 1895.85 | 2154.375 | 3975.3272
9718.173 | 1895.85 | 2154.375 | 3975.3272
9718.173 | 1895.85 | 2154.375 | 3975.3272
9718.173 | 1895.85 | 2154.375 | 3975.3272
9718.173 | 1895.85 | 2154.375 | 3975.3272
9718.173 | 1895.85 | 2154.375 | 3975.3272
9718.173 | 1895.85 | 2154.375 | 3975.3272
9718.173 | 1895.85 | 2154.375 | 3975.3272
9718.173 | 1895.85 | 2154.375 | 3975.3272
9718.173 | 1895.85 | 2154.375 | 3975.3272
9718.173 | 1895.85 | 2154.375 | 3975.3272
9718.173 | 1895.85 | 2154.375 | 3975.3272
9718.173 | 1895.85 | 2154.375 | 3975.3272
9718.173 | 1895.85 | 2154.375 | 3975.3272
9718.173 | 1895.85 | 2154.375 | 3975.3272
9718.173 | 1895.85 | 2154.375 | 3975.3272
9718.173 | 1895.85 | 2154.375 | 3975.3272
9718.173 | 1895.85 | 2154.375 | 3975.3272
9718.173 | 1895.85 | 2154.375 | 3975.3272
9718.173 | 1895.85 | 2154.375 | 3975.3272
9718.173 | 1895.85 | 2154.375 | 3975.3272
9718.173 | 1895.85 | 2154.375 | 3975.3272
9718.173 | 1895.85 | 2154.375 | 3975.3272
9718.173 | 1895.85 | 2154.375 | 3975.3272
9718.173 | 1895.85 | 2154.375 | 3975.3272
9718.173 | 1895.85 | 2154.375 | 3975.3266
9718.173 | 1895.85 | 2154.375 | 3969.7115
9718.173 | 1895.85 | 2154.375 | 3835.1276
9718.173 | 1895.85 | 2154.375 | 3835.1276
9718.173 | 1895.85 | 2154.375 | 3835.1276
9718.173 | 1895.85 | 2154.375 | 3835.1276
9718.173 | 1895.85 | 2154.375 | 3835.1276
9256.5598 | 1895.85 | 2154.375 | 3835.1276
9256.5598 | 1895.85 | 2154.375 | 3835.1276
9256.5598 | 1895.85 | 2154.375 | 3835.1276
9256.5598 | 1895.85 | 2154.375 | 3835.1276
9256.5598 | 1895.85 | 2154.375 | 3835.1276
9256.5598 | 1895.85 | 2154.375 | 3835.1276
9256.5598 | 1895.85 | 2154.375 | 3835.1276
9256.5598 | 1895.85 | 2154.375 | 3835.1276
9256.5598 | 1895.85 | 2154.375 | 3835.1276
9256.5598 | 1895.85 | 2154.375 | 3835.1276
9256.5598 | 1895.85 | 2154.375 | 3835.1276
9256.5598 | 1895.85 | 2154.375 | 3835.1276
9256.5598 | 1895.85 | 2154.375 | 3835.1276
9256.5598 | 1895.85 | 2154.375 | 3835.1276
9256.5598 | 1895.85 | 2154.375 | 3835.1276
9256.5598 | 1895.85 | 2154.375 | 3835.1276
9256.5598 | 1895.85 | 2154.375 | 3835.1276
9256.5598 | 1895.85 | 2154.375 | 3835.1276
9256.5598 | 1895.85 | 2154.375 | 3835.1276
9256.5598 | 1895.85 | 2154.375 | 3835.1276
9256.5598 | 1895.85 | 2154.375 | 3835.1276
9256.5598 | 1895.85 | 2154.375 | 3835.1117
9256.5598 | 1895.85 | 2154.375 | 3814.2039
9256.5598 | 1895.85 | 2154.375 | 3814.2039
9256.5598 | 1895.85 | 2154.375 | 3814.2039
9256.5598 | 1895.85 | 2154.375 | 3814.2039
9256.5598 | 1895.85 | 2154.375 | 3814.2039
9256.5598 | 1895.85 | 2154.375 | 3814.2039
9256.5598 | 1895.85 | 2154.375 | 3814.2039
9256.5598 | 1895.85 | 2154.375 | 3814.2039
9256.5598 | 1895.85 | 2154.375 | 3814.2039
9256.5598 | 1895.85 | 2154.375 | 3814.2039
9256.5598 | 1895.85 | 2154.375 | 3814.2039
9256.5598 | 1895.85 | 2154.375 | 3814.2039
9256.5598 | 1895.85 | 2154.375 | 3814.2039
9256.5598 | 1895.85 | 2154.375 | 3814.2039
9256.5598 | 1895.85 | 2154.375 | 3814.2039
9256.5598 | 1895.85 | 2154.375 | 3814.2039
9256.5598 | 1895.85 | 2154.375 | 3814.2039
9256.5598 | 1895.85 | 2154.375 | 3814.2039
9256.5598 | 1895.85 | 2154.375 | 3814.2039
9256.5598 | 1895.85 | 2154.375 | 3814.2039
9256.5598 | 1895.85 | 2154.375 | 3814.2039
9256.5598 | 1895.85 | 2154.375 | 3814.2039
9256.5598 | 1895.85 | 2154.375 | 3814.2039
9256.5598 | 1895.85 | 2154.375 | 3814.2039
9256.5598 | 1895.85 | 2154.375 | 3814.2039
9256.5598 | 1895.85 | 2154.375 | 3814.2039
9256.5598 | 1895.85 | 2154.375 | 3814.2039
9256.5598 | 1895.85 | 2154.375 | 3814.2039
9256.5598 | 1895.85 | 2154.375 | 3814.2039
9256.5598 | 1895.85 | 2154.375 | 3814.2038
9256.5598 | 1895.85 | 2154.375 | 3814.0052
9256.5598 | 1895.85 | 2154.375 | 3695.1605
9256.5598 | 1895.85 | 2154.375 | 3657.3488
9256.5598 | 1895.85 | 2154.375 | 3649.5366
9256.5598 | 1895.85 | 2154.375 | 3649.5153
9256.5598 | 1895.85 | 2154.375 | 3649.5152
9256.5598 | 1895.85 | 2154.375 | 3649.5152
9256.5598 | 1895.85 | 2154.375 | 3649.5152
9256.5598 | 1895.85 | 2154.375 | 3649.5152
9256.5598 | 1895.85 | 2154.375 | 3649.5152
9256.5598 | 1895.85 | 2154.375 | 3649.5152
9256.5598 | 1895.85 | 2154.375 | 3649.5152
9256.5598 | 1895.85 | 2154.375 | 3649.5152
9256.5598 | 1895.85 | 2154.375 | 3649.5152
9256.5598 | 1895.85 | 2154.375 | 3649.5152
9256.5598 | 1895.85 | 2154.375 | 3649.5152
9256.5598 | 1895.85 | 2154.375 | 3649.5152
9256.5598 | 1895.85 | 2154.375 | 3649.5152
9256.5598 | 1895.85 | 2154.375 | 3649.5152
9256.5598 | 1895.85 | 2154.375 | 3649.5152
9256.5598 | 1895.85 | 2154.375 | 3649.5152
9256.5598 | 1895.85 | 2154.375 | 3649.5152
9256.5598 | 1895.85 | 2154.375 | 3649.5152
9256.5598 | 1895.85 | 2154.375 | 3649.5152
9256.5598 | 1895.85 | 2154.375 | 3649.5152
9256.5598 | 1895.85 | 2154.375 | 3649.5152
9256.5598 | 1895.85 | 2154.375 | 3649.5152
9256.5598 | 1895.85 | 2154.375 | 3649.5152
9256.5598 | 1895.85 | 2154.375 | 3649.5152
9256.5598 | 1895.85 | 2154.375 | 3649.5152
9256.5598 | 1895.85 | 2154.375 | 3649.5152
9256.5598 | 1895.85 | 2154.375 | 3649.5152
9256.5598 | 1895.85 | 2154.375 | 3649.5152
9256.5598 | 1895.85 | 2154.375 | 3561.8663
9256.5598 | 1895.85 | 2154.375 | 3561.8663
9256.5598 | 1895.85 | 2154.375 | 3561.8663
9256.5598 | 1895.85 | 2154.375 | 3561.8663
9256.5598 | 1895.85 | 2154.375 | 3561.8663
9256.5598 | 1895.85 | 2154.375 | 3561.8663
9256.5598 | 1895.85 | 2154.375 | 3561.8663
9256.5598 | 1895.85 | 2154.375 | 3561.8663
9256.5598 | 1895.85 | 2154.375 | 3561.8663
9256.5598 | 1895.85 | 2154.375 | 3561.8663
9256.5598 | 1895.85 | 2154.375 | 3561.8663
9256.5598 | 1895.85 | 2154.375 | 3561.8663
9256.5598 | 1895.85 | 2154.375 | 3561.8663
9256.5598 | 1895.85 | 2154.375 | 3561.8663
9256.5598 | 1895.85 | 2154.375 | 3561.8663
9256.5598 | 1895.85 | 2154.375 | 3561.8663
9256.5598 | 1895.85 | 2154.375 | 3561.8663
9256.5598 | 1895.85 | 2154.375 | 3561.8663
9256.5598 | 1895.85 | 2154.375 | 3561.8663
9256.5598 | 1895.85 | 2154.375 | 3561.8663
9256.5598 | 1895.85 | 2154.375 | 3561.8663
9256.5598 | 1895.85 | 2154.375 | 3561.8663
9256.5598 | 1895.85 | 2154.375 | 3561.8663
9256.5598 | 1895.85 | 2154.375 | 3561.8663
9256.5598 | 1895.85 | 2154.375 | 3561.8663
9256.5598 | 1895.85 | 2154.375 | 3561.8663
9256.5598 | 1895.85 | 2154.375 | 3561.8658
9256.5598 | 1895.85 | 2154.375 | 3557.6913
9256.5598 | 1895.85 | 2154.375 | 3500.0317
9256.5598 | 1895.85 | 2154.375 | 3495.7282
9256.5598 | 1895.85 | 2154.375 | 3495.7282
9256.5598 | 1895.85 | 2154.375 | 3495.7282
9256.5598 | 1895.85 | 2154.375 | 3495.7282
9256.5598 | 1895.85 | 2154.375 | 3495.7282
9256.5598 | 1895.85 | 2154.375 | 3495.7282
9256.5598 | 1895.85 | 2154.375 | 3495.7282
9256.5598 | 1895.85 | 2154.375 | 3495.7282
9256.5598 | 1895.85 | 2154.375 | 3495.7282
9256.5598 | 1895.85 | 2154.375 | 3495.7282
9256.5598 | 1895.85 | 2154.375 | 3495.7282
9256.5598 | 1895.85 | 2154.375 | 3495.7282
9256.5598 | 1895.85 | 2154.375 | 3495.7282
9256.5598 | 1895.85 | 2154.375 | 3495.7282
9256.5598 | 1895.85 | 2154.375 | 3495.7282
9256.5598 | 1895.85 | 2154.375 | 3495.7282
9256.5598 | 1895.85 | 2154.375 | 3495.7282
9256.5598 | 1895.85 | 2154.375 | 3495.7282
9256.5598 | 1895.85 | 2154.375 | 3495.7282
9256.5598 | 1895.85 | 2154.375 | 3495.7282
9256.5598 | 1895.85 | 2154.375 | 3495.7282
9256.5598 | 1895.85 | 2154.375 | 3495.7282
9256.5598 | 1895.85 | 2154.375 | 3495.7282
9256.5598 | 1895.85 | 2154.375 | 3495.7282
9256.5598 | 1895.85 | 2154.375 | 3495.7282
9256.5598 | 1895.85 | 2154.375 | 3495.7282
9256.5598 | 1895.85 | 2154.375 | 3495.7282
9256.5598 | 1895.85 | 2154.375 | 3495.7282
9256.5598 | 1895.85 | 2154.375 | 3495.7282
9256.5598 | 1895.85 | 2154.375 | 3495.7278
9256.5598 | 1895.85 | 2154.375 | 3494.5489
9256.5598 | 1895.85 | 2154.375 | 3438.6334
9256.5598 | 1895.85 | 2154.375 | 3438.6334
9256.5598 | 1895.85 | 2154.375 | 3438.6334
9256.5598 | 1895.85 | 2154.375 | 3438.6334
9256.5598 | 1895.85 | 2154.375 | 3438.6334
9256.5598 | 1895.85 | 2154.375 | 3438.6334
9256.5598 | 1895.85 | 2154.375 | 3438.6334
8637.0262 | 1895.85 | 2154.375 | 3438.6334
8637.0262 | 1895.85 | 2154.375 | 3438.6334
8637.0262 | 1895.85 | 2154.375 | 3438.6334
8637.0262 | 1895.85 | 2154.375 | 3438.6334
8637.0262 | 1895.85 | 2154.375 | 3438.6334
8637.0262 | 1895.85 | 2154.375 | 3438.6334
8637.0262 | 1895.85 | 2154.375 | 3438.6334
8637.0262 | 1895.85 | 2154.375 | 3438.6334
8637.0262 | 1895.85 | 2154.375 | 3438.6334
8637.0262 | 1895.85 | 2154.375 | 3438.6334
8637.0262 | 1895.85 | 2154.375 | 3438.6334
8637.0262 | 1895.85 | 2154.375 | 3438.6334
8637.0262 | 1895.85 | 2154.375 | 3438.6334
8637.0262 | 1895.85 | 2154.375 | 3438.6334
8637.0262 | 1895.85 | 2154.375 | 3438.6334
8637.0262 | 1895.85 | 2154.375 | 3438.6334
8637.0262 | 1895.85 | 2154.375 | 3438.6334
8637.0262 | 1895.85 | 2154.375 | 3438.6334
8637.0262 | 1895.85 | 2154.375 | 3438.6334
8637.0262 | 1895.85 | 2154.375 | 3438.6334
8637.0262 | 1895.85 | 2154.375 | 3438.6334
8637.0262 | 1895.85 | 2154.375 | 3438.6334
8637.0262 | 1895.85 | 2154.375 | 3438.6304
8637.0262 | 1895.85 | 2154.375 | 3429.0214
8637.0262 | 1895.85 | 2154.375 | 3395.9891
8637.0262 | 1895.85 | 2154.375 | 3395.7049
8637.0262 | 1895.85 | 2154.375 | 3395.7041
8637.0262 | 1895.85 | 2154.375 | 3395.7041
8260.447 | 1895.85 | 2154.375 | 3395.7041
8260.447 | 1895.85 | 2154.375 | 3395.7041
8260.447 | 1895.85 | 2154.375 | 3395.7041
8260.447 | 1895.85 | 2154.375 | 3395.7041
8260.447 | 1895.85 | 2154.375 | 3395.7041
8260.447 | 1895.85 | 2154.375 | 3395.7041
8260.447 | 1895.85 | 2154.375 | 3395.7041
8260.447 | 1895.85 | 2154.375 | 3395.7041
8260.447 | 1895.85 | 2154.375 | 3395.7041
8260.447 | 1895.85 | 2154.375 | 3395.7041
8260.447 | 1895.85 | 2154.375 | 3395.7041
8260.447 | 1895.85 | 2154.375 | 3395.7041
8260.447 | 1895.85 | 2154.375 | 3395.7041
8260.447 | 1895.85 | 2154.375 | 3395.7041
8260.447 | 1895.85 | 2154.375 | 3395.7041
8260.447 | 1895.85 | 2154.375 | 3395.7041
8260.447 | 1895.85 | 2154.375 | 3395.7041
8260.447 | 1895.85 | 2154.375 | 3395.7041
8260.447 | 1895.85 | 2154.375 | 3395.7041
8260.447 | 1895.85 | 2154.375 | 3395.7041
8260.447 | 1895.85 | 2154.375 | 3395.7041
8260.447 | 1895.85 | 2154.375 | 3395.7041
8260.447 | 1895.85 | 2154.375 | 3395.7041
8260.447 | 1895.85 | 2154.375 | 3395.7041
8260.447 | 1895.85 | 2154.375 | 3395.7041
8260.447 | 1895.85 | 2154.375 | 3395.7041
8260.447 | 1895.85 | 2154.375 | 3254.4828
8260.447 | 1895.85 | 2154.375 | 3254.4828
8260.447 | 1895.85 | 2154.375 | 3254.4828
8260.447 | 1895.85 | 2154.375 | 3254.4828
8260.447 | 1895.85 | 2154.375 | 3254.4828
8053.9359 | 1895.85 | 2154.375 | 3254.4828
8053.9359 | 1895.85 | 2154.375 | 3254.4828
8053.9359 | 1895.85 | 2154.375 | 3254.4828
8053.9359 | 1895.85 | 2154.375 | 3254.4828
8053.9359 | 1895.85 | 2154.375 | 3254.4828
8053.9359 | 1895.85 | 2154.375 | 3254.4828
8053.9359 | 1895.85 | 2154.375 | 3254.4828
8053.9359 | 1895.85 | 2154.375 | 3254.4828
8053.9359 | 1895.85 | 2154.375 | 3254.4828
8053.9359 | 1895.85 | 2154.375 | 3254.4828
8053.9359 | 1895.85 | 2154.375 | 3254.4828
8053.9359 | 1895.85 | 2154.375 | 3254.4828
8053.9359 | 1895.85 | 2154.375 | 3254.4828
8053.9359 | 1895.85 | 2154.375 | 3254.4828
8053.9359 | 1895.85 | 2154.375 | 3254.4828
8053.9359 | 1895.85 | 2154.375 | 3254.4828
8053.9359 | 1895.85 | 2154.375 | 3254.4828
8053.9359 | 1895.85 | 2154.375 | 3254.4828
8053.9359 | 1895.85 | 2154.375 | 3254.4828
8053.9359 | 1895.85 | 2154.375 | 3254.4828
8053.9359 | 1895.85 | 2154.375 | 3254.4828
8053.9359 | 1895.85 | 2154.375 | 3254.4824
8053.9359 | 1895.85 | 2154.375 | 3251.3789
8053.9359 | 1895.85 | 2154.375 | 3198.0685
8053.9359 | 1895.85 | 2154.375 | 3122.8683
8053.9359 | 1895.85 | 2154.375 | 3122.8683
8053.9359 | 1895.85 | 2154.375 | 3122.8683
8053.9359 | 1895.85 | 2154.375 | 3122.8683
8053.9359 | 1895.85 | 2154.375 | 3122.8683
8053.9359 | 1895.85 | 2154.375 | 3122.8683
8053.9359 | 1895.85 | 2154.375 | 3122.8683
8053.9359 | 1895.85 | 2154.375 | 3122.8683
8053.9359 | 1895.85 | 2154.375 | 3122.8683
8053.9359 | 1895.85 | 2154.375 | 3122.8683
8053.9359 | 1895.85 | 2154.375 | 3122.8683
8053.9359 | 1895.85 | 2154.375 | 3122.8683
8053.9359 | 1895.85 | 2154.375 | 3122.8683
8053.9359 | 1895.85 | 2154.375 | 3122.8683
8053.9359 | 1895.85 | 2154.375 | 3122.8683
8053.9359 | 1895.85 | 2154.375 | 3122.8683
8053.9359 | 1895.85 | 2154.375 | 3122.8683
8053.9359 | 1895.85 | 2154.375 | 3122.8683
8053.9359 | 1895.85 | 2154.375 | 3122.8683
8053.9359 | 1895.85 | 2154.375 | 3122.8683
8053.9359 | 1895.85 | 2154.375 | 3122.8683
8053.9359 | 1895.85 | 2154.375 | 3122.8683
8053.9359 | 1895.85 | 2154.375 | 3122.8683
8053.9359 | 1895.85 | 2154.375 | 3122.8683
8053.9359 | 1895.85 | 2154.375 | 3122.8683
8053.9359 | 1895.85 | 2154.375 | 3122.8683
8053.9359 | 1895.85 | 2154.375 | 3122.8683
8053.9359 | 1895.85 | 2154.375 | 3122.8683
8053.9359 | 1895.85 | 2154.375 | 3122.8683
8053.9359 | 1895.85 | 2154.375 | 3122.866
8053.9359 | 1895.85 | 2154.375 | 3115.6476
8053.9359 | 1895.85 | 2154.375 | 3025.9615
8053.9359 | 1895.85 | 2154.375 | 3025.9615
8053.9359 | 1895.85 | 2154.375 | 3025.9615
8053.9359 | 1895.85 | 2154.375 | 3025.9615
8053.9359 | 1895.85 | 2154.375 | 3025.9615
8053.9359 | 1895.85 | 2154.375 | 3025.9615
8053.9359 | 1895.85 | 2154.375 | 3025.9615
7926.3848 | 1895.85 | 2154.375 | 3025.9615
7926.3848 | 1895.85 | 2154.375 | 3025.9615
7926.3848 | 1895.85 | 2154.375 | 3025.9615
7926.3848 | 1895.85 | 2154.375 | 3025.9615
7926.3848 | 1895.85 | 2154.375 | 3025.9615
7926.3848 | 1895.85 | 2154.375 | 3025.9615
7926.3848 | 1895.85 | 2154.375 | 3025.9615
7926.3848 | 1895.85 | 2154.375 | 3025.9615
7926.3848 | 1895.85 | 2154.375 | 3025.9615
7926.3848 | 1895.85 | 2154.375 | 3025.9615
7926.3848 | 1895.85 | 2154.375 | 3025.9615
7926.3848 | 1895.85 | 2154.375 | 3025.9615
7926.3848 | 1895.85 | 2154.375 | 3025.9615
7926.3848 | 1895.85 | 2154.375 | 3025.9615
7926.3848 | 1895.85 | 2154.375 | 3025.9615
7926.3848 | 1895.85 | 2154.375 | 3025.9615
7926.3848 | 1895.85 | 2154.375 | 3025.9615
7926.3848 | 1895.85 | 2154.375 | 3025.9615
7926.3848 | 1895.85 | 2154.375 | 3025.9615
7926.3848 | 1895.85 | 2154.375 | 3025.9612
7926.3848 | 1895.85 | 2154.375 | 3023.654
7926.3848 | 1895.85 | 2154.375 | 2990.6657
7926.3848 | 1895.85 | 2154.375 | 2990.6657
7926.3848 | 1895.85 | 2154.375 | 2990.6657
7926.3848 | 1895.85 | 2154.375 | 2990.6657
7926.3848 | 1895.85 | 2154.375 | 2990.6657
7926.3848 | 1895.85 | 2154.375 | 2990.6657
7926.3848 | 1895.85 | 2154.375 | 2990.6657
7926.3848 | 1895.85 | 2154.375 | 2990.6657
7926.3848 | 1895.85 | 2154.375 | 2990.6657
7926.3848 | 1895.85 | 2154.375 | 2990.6657
7926.3848 | 1895.85 | 2154.375 | 2990.6657
7926.3848 | 1895.85 | 2154.375 | 2990.6657
7926.3848 | 1895.85 | 2154.375 | 2990.6657
7926.3848 | 1895.85 | 2154.375 | 2990.6657
7926.3848 | 1895.85 | 2154.375 | 2990.6657
7926.3848 | 1895.85 | 2154.375 | 2990.6657
7926.3848 | 1895.85 | 2154.375 | 2990.6657
7926.3848 | 1895.85 | 2154.375 | 2990.6657
7926.3848 | 1895.85 | 2154.375 | 2990.6657
7926.3848 | 1895.85 | 2154.375 | 2990.6657
7926.3848 | 1895.85 | 2154.375 | 2990.6657
7926.3848 | 1895.85 | 2154.375 | 2990.6657
7926.3848 | 1895.85 | 2154.375 | 2990.6657
7926.3848 | 1895.85 | 2154.375 | 2990.6657
7926.3848 | 1895.85 | 2154.375 | 2990.6657
7926.3848 | 1895.85 | 2154.375 | 2990.6657
7926.3848 | 1895.85 | 2154.375 | 2990.6657
7926.3848 | 1895.85 | 2154.375 | 2990.6657
7926.3848 | 1895.85 | 2154.375 | 2990.6656
7926.3848 | 1895.85 | 2154.375 | 2990.6265
7926.3848 | 1895.85 | 2154.375 | 2885.6609
7926.3848 | 1895.85 | 2154.375 | 2885.6609
7926.3848 | 1895.85 | 2154.375 | 2885.6609
7926.3848 | 1895.85 | 2154.375 | 2885.6609
7926.3848 | 1895.85 | 2154.375 | 2885.6609
7677.3567 | 1895.85 | 2154.375 | 2885.6609
7677.3567 | 1895.85 | 2154.375 | 2885.6609
7677.3567 | 1895.85 | 2154.375 | 2885.6609
7677.3567 | 1895.85 | 2154.375 | 2885.6609
7677.3567 | 1895.85 | 2154.375 | 2885.6609
7677.3567 | 1895.85 | 2154.375 | 2885.6609
7677.3567 | 1895.85 | 2154.375 | 2885.6609
7677.3567 | 1895.85 | 2154.375 | 2885.6609
7677.3567 | 1895.85 | 2154.375 | 2885.6609
7677.3567 | 1895.85 | 2154.375 | 2885.6609
7677.3567 | 1895.85 | 2154.375 | 2885.6609
7677.3567 | 1895.85 | 2154.375 | 2885.6609
7677.3567 | 1895.85 | 2154.375 | 2885.6609
7677.3567 | 1895.85 | 2154.375 | 2885.6609
7677.3567 | 1895.85 | 2154.375 | 2885.6609
7677.3567 | 1895.85 | 2154.375 | 2885.6609
7677.3567 | 1895.85 | 2154.375 | 2885.6609
7677.3567 | 1895.85 | 2154.375 | 2885.6609
7677.3567 | 1895.85 | 2154.375 | 2885.6609
7677.3567 | 1895.85 | 2154.375 | 2885.6609
7677.3567 | 1895.85 | 2154.375 | 2885.6609
7677.3567 | 1895.85 | 2154.375 | 2885.6609
7677.3567 | 1895.85 | 2154.375 | 2885.6609
7677.3567 | 1895.85 | 2154.375 | 2885.6609
7677.3567 | 1895.85 | 2154.375 | 2885.6592
7677.3567 | 1895.85 | 2154.375 | 2880.2366
7677.3567 | 1895.85 | 2154.375 | 2868.0879
7677.3567 | 1895.85 | 2154.375 | 2856.0696
7677.3567 | 1895.85 | 2154.375 | 2856.0696
7677.3567 | 1895.85 | 2154.375 | 2856.0696
7677.3567 | 1895.85 | 2154.375 | 2856.0696
7167.1526 | 1895.85 | 2154.375 | 2856.0696
7167.1526 | 1895.85 | 2154.375 | 2856.0696
7167.1526 | 1895.85 | 2154.375 | 2856.0696
7167.1526 | 1895.85 | 2154.375 | 2856.0696
7167.1526 | 1895.85 | 2154.375 | 2856.0696
7167.1526 | 1895.85 | 2154.375 | 2856.0696
7167.1526 | 1895.85 | 2154.375 | 2856.0696
7167.1526 | 1895.85 | 2154.375 | 2856.0696
7167.1526 | 1895.85 | 2154.375 | 2856.0696
7167.1526 | 1895.85 | 2154.375 | 2856.0696
7167.1526 | 1895.85 | 2154.375 | 2856.0696
7167.1526 | 1895.85 | 2154.375 | 2856.0696
7167.1526 | 1895.85 | 2154.375 | 2856.0696
7167.1526 | 1895.85 | 2154.375 | 2856.0696
7167.1526 | 1895.85 | 2154.375 | 2856.0696
7167.1526 | 1895.85 | 2154.375 | 2856.0696
7167.1526 | 1895.85 | 2154.375 | 2856.0696
7167.1526 | 1895.85 | 2154.375 | 2856.0696
7167.1526 | 1895.85 | 2154.375 | 2856.0696
7167.1526 | 1895.85 | 2154.375 | 2856.0696
7167.1526 | 1895.85 | 2154.375 | 2856.0696
7167.1526 | 1895.85 | 2154.375 | 2856.0696
7167.1526 | 1895.85 | 2154.375 | 2856.0694
7167.1526 | 1895.85 | 2154.375 | 2854.3541
7167.1526 | 1895.85 | 2154.375 | 2746.6024
7167.1526 | 1895.85 | 2154.375 | 2734.1969
7167.1526 | 1895.85 | 2154.375 | 2734.1631
7167.1526 | 1895.85 | 2154.375 | 2734.163
7167.1526 | 1895.85 | 2154.375 | 2734.163
7167.1526 | 1895.85 | 2154.375 | 2734.163
7167.1526 | 1895.85 | 2154.375 | 2734.163
7167.1526 | 1895.85 | 2154.375 | 2734.163
7167.1526 | 1895.85 | 2154.375 | 2734.163
7167.1526 | 1895.85 | 2154.375 | 2734.163
7167.1526 | 1895.85 | 2154.375 | 2734.163
7167.1526 | 1895.85 | 2154.375 | 2734.163
7167.1526 | 1895.85 | 2154.375 | 2734.163
7167.1526 | 1895.85 | 2154.375 | 2734.163
7167.1526 | 1895.85 | 2154.375 | 2734.163
7167.1526 | 1895.85 | 2154.375 | 2734.163
7167.1526 | 1895.85 | 2154.375 | 2734.163
7167.1526 | 1895.85 | 2154.375 | 2734.163
7167.1526 | 1895.85 | 2154.375 | 2734.163
7167.1526 | 1895.85 | 2154.375 | 2734.163
7167.1526 | 1895.85 | 2154.375 | 2734.163
7167.1526 | 1895.85 | 2154.375 | 2734.163
7167.1526 | 1895.85 | 2154.375 | 2734.163
7167.1526 | 1895.85 | 2154.375 | 2734.163
7167.1526 | 1895.85 | 2154.375 | 2734.163
7167.1526 | 1895.85 | 2154.375 | 2734.163
7167.1526 | 1895.85 | 2154.375 | 2734.163
7167.1526 | 1895.85 | 2154.375 | 2734.163
7167.1526 | 1895.85 | 2154.375 | 2734.163
7167.1526 | 1895.85 | 2154.375 | 2734.163
7167.1526 | 1895.85 | 2154.375 | 2734.163
7167.1526 | 1895.85 | 2154.375 | 2731.7493
7167.1526 | 1895.85 | 2154.375 | 2729.7651
7167.1526 | 1895.85 | 2154.375 | 2729.7651
7167.1526 | 1895.85 | 2154.375 | 2729.7651
7167.1526 | 1895.85 | 2154.375 | 2729.7651
7167.1526 | 1895.85 | 2154.375 | 2729.7651
7167.1526 | 1895.85 | 2154.375 | 2729.7651
6887.7551 | 1895.85 | 2154.375 | 2729.7651
6887.7551 | 1895.85 | 2154.375 | 2729.7651
6887.7551 | 1895.85 | 2154.375 | 2729.7651
6887.7551 | 1895.85 | 2154.375 | 2729.7651
6887.7551 | 1895.85 | 2154.375 | 2729.7651
6887.7551 | 1895.85 | 2154.375 | 2729.7651
6887.7551 | 1895.85 | 2154.375 | 2729.7651
6887.7551 | 1895.85 | 2154.375 | 2729.7651
6887.7551 | 1895.85 | 2154.375 | 2729.7651
6887.7551 | 1895.85 | 2154.375 | 2729.7651
6887.7551 | 1895.85 | 2154.375 | 2729.7651
6887.7551 | 1895.85 | 2154.375 | 2729.7651
6887.7551 | 1895.85 | 2154.375 | 2729.7651
6887.7551 | 1895.85 | 2154.375 | 2729.7651
6887.7551 | 1895.85 | 2154.375 | 2729.7651
6887.7551 | 1895.85 | 2154.375 | 2729.7651
6887.7551 | 1895.85 | 2154.375 | 2729.7651
6887.7551 | 1895.85 | 2154.375 | 2729.7651
6887.7551 | 1895.85 | 2154.375 | 2729.7651
6887.7551 | 1895.85 | 2154.375 | 2729.7651
6887.7551 | 1895.85 | 2154.375 | 2729.765
6887.7551 | 1895.85 | 2154.375 | 2728.5729
6887.7551 | 1895.85 | 2154.375 | 2728.5642
6887.7551 | 1895.85 | 2154.375 | 2728.5642
6887.7551 | 1895.85 | 2154.375 | 2728.5642
6887.7551 | 1895.85 | 2154.375 | 2728.5642
6887.7551 | 1895.85 | 2154.375 | 2728.5642
6887.7551 | 1895.85 | 2154.375 | 2728.5642
6887.7551 | 1895.85 | 2154.375 | 2728.5642
6887.7551 | 1895.85 | 2154.375 | 2728.5642
6887.7551 | 1895.85 | 2154.375 | 2728.5642
6887.7551 | 1895.85 | 2154.375 | 2728.5642
6887.7551 | 1895.85 | 2154.375 | 2728.5642
6887.7551 | 1895.85 | 2154.375 | 2728.5642
6887.7551 | 1895.85 | 2154.375 | 2728.5642
6887.7551 | 1895.85 | 2154.375 | 2728.5642
6887.7551 | 1895.85 | 2154.375 | 2728.5642
6887.7551 | 1895.85 | 2154.375 | 2728.5642
6887.7551 | 1895.85 | 2154.375 | 2728.5642
6887.7551 | 1895.85 | 2154.375 | 2728.5642
6887.7551 | 1895.85 | 2154.375 | 2728.5642
6887.7551 | 1895.85 | 2154.375 | 2728.5642
6887.7551 | 1895.85 | 2154.375 | 2728.5642
6887.7551 | 1895.85 | 2154.375 | 2728.5642
6887.7551 | 1895.85 | 2154.375 | 2728.5642
6887.7551 | 1895.85 | 2154.375 | 2728.5642
6887.7551 | 1895.85 | 2154.375 | 2728.5642
6887.7551 | 1895.85 | 2154.375 | 2728.5642
6887.7551 | 1895.85 | 2154.375 | 2728.5642
6887.7551 | 1895.85 | 2154.375 | 2728.5642
6887.7551 | 1895.85 | 2154.375 | 2728.5642
6887.7551 | 1895.85 | 2154.375 | 2728.4897
6887.7551 | 1895.85 | 2154.375 | 2718.7997
6887.7551 | 1895.85 | 2154.375 | 2718.7997
6887.7551 | 1895.85 | 2154.375 | 2718.7997
6887.7551 | 1895.85 | 2154.375 | 2718.7997
6887.7551 | 1895.85 | 2154.375 | 2718.7997
6887.7551 | 1895.85 | 2154.375 | 2718.7997
6887.7551 | 1895.85 | 2154.375 | 2718.7997
6887.7551 | 1895.85 | 2154.375 | 2718.7997
6887.7551 | 1895.85 | 2154.375 | 2718.7997
6887.7551 | 1895.85 | 2154.375 | 2718.7997
6887.7551 | 1895.85 | 2154.375 | 2718.7997
6887.7551 | 1895.85 | 2154.375 | 2718.7997
6887.7551 | 1895.85 | 2154.375 | 2718.7997
6887.7551 | 1895.85 | 2154.375 | 2718.7997
6887.7551 | 1895.85 | 2154.375 | 2718.7997
6887.7551 | 1895.85 | 2154.375 | 2718.7997
6887.7551 | 1895.85 | 2154.375 | 2718.7997
6887.7551 | 1895.85 | 2154.375 | 2718.7997
6887.7551 | 1895.85 | 2154.375 | 2718.7997
6887.7551 | 1895.85 | 2154.375 | 2718.7997
6887.7551 | 1895.85 | 2154.375 | 2718.7997
6887.7551 | 1895.85 | 2154.375 | 2718.7997
6887.7551 | 1895.85 | 2154.375 | 2718.7997
6887.7551 | 1895.85 | 2154.375 | 2718.7997
6887.7551 | 1895.85 | 2154.375 | 2718.7997
6887.7551 | 1895.85 | 2154.375 | 2718.7997
6887.7551 | 1895.85 | 2154.375 | 2718.7996
6887.7551 | 1895.85 | 2154.375 | 2718.081
6887.7551 | 1895.85 | 2154.375 | 2707.4672
6887.7551 | 1895.85 | 2154.375 | 2707.4672
6887.7551 | 1895.85 | 2154.375 | 2707.4672
6887.7551 | 1895.85 | 2154.375 | 2707.4672
6887.7551 | 1895.85 | 2154.375 | 2707.4672
6887.7551 | 1895.85 | 2154.375 | 2707.4672
6887.7551 | 1895.85 | 2154.375 | 2707.4672
6887.7551 | 1895.85 | 2154.375 | 2707.4672
6887.7551 | 1895.85 | 2154.375 | 2707.4672
6887.7551 | 1895.85 | 2154.375 | 2707.4672
6887.7551 | 1895.85 | 2154.375 | 2707.4672
6887.7551 | 1895.85 | 2154.375 | 2707.4672
6887.7551 | 1895.85 | 2154.375 | 2707.4672
6887.7551 | 1895.85 | 2154.375 | 2707.4672
6887.7551 | 1895.85 | 2154.375 | 2707.4672
6887.7551 | 1895.85 | 2154.375 | 2707.4672
6887.7551 | 1895.85 | 2154.375 | 2707.4672
6887.7551 | 1895.85 | 2154.375 | 2707.4672
6887.7551 | 1895.85 | 2154.375 | 2707.4672
6887.7551 | 1895.85 | 2154.375 | 2707.4672
6887.7551 | 1895.85 | 2154.375 | 2707.4672
6887.7551 | 1895.85 | 2154.375 | 2707.4672
6887.7551 | 1895.85 | 2154.375 | 2707.4672
6887.7551 | 1895.85 | 2154.375 | 2707.4672
6887.7551 | 1895.85 | 2154.375 | 2707.4672
6887.7551 | 1895.85 | 2154.375 | 2707.4672
6887.7551 | 1895.85 | 2154.375 | 2707.4672
6887.7551 | 1895.85 | 2154.375 | 2707.4672
6887.7551 | 1895.85 | 2154.375 | 2707.4672
6887.7551 | 1895.85 | 2154.375 | 2707.4659
6887.7551 | 1895.85 | 2154.375 | 2703.3924
6887.7551 | 1895.85 | 2154.375 | 2694.4268
6887.7551 | 1895.85 | 2154.375 | 2693.0511
6887.7551 | 1895.85 | 2154.375 | 2693.0473
6887.7551 | 1895.85 | 2154.375 | 2693.0473
6887.7551 | 1895.85 | 2154.375 | 2693.0473
6887.7551 | 1895.85 | 2154.375 | 2693.0473
6887.7551 | 1895.85 | 2154.375 | 2693.0473
6887.7551 | 1895.85 | 2154.375 | 2693.0473
6887.7551 | 1895.85 | 2154.375 | 2693.0473
6887.7551 | 1895.85 | 2154.375 | 2693.0473
6887.7551 | 1895.85 | 2154.375 | 2693.0473
6887.7551 | 1895.85 | 2154.375 | 2693.0473
6887.7551 | 1895.85 | 2154.375 | 2693.0473
6778.4257 | 1895.85 | 2154.375 | 2693.0473
6778.4257 | 1895.85 | 2154.375 | 2693.0473
6778.4257 | 1895.85 | 2154.375 | 2693.0473
6778.4257 | 1895.85 | 2154.375 | 2693.0473
6778.4257 | 1895.85 | 2154.375 | 2693.0473
6778.4257 | 1895.85 | 2154.375 | 2693.0473
6778.4257 | 1895.85 | 2154.375 | 2693.0473
6778.4257 | 1895.85 | 2154.375 | 2693.0473
6778.4257 | 1895.85 | 2154.375 | 2693.0473
6778.4257 | 1895.85 | 2154.375 | 2693.0473
6778.4257 | 1895.85 | 2154.375 | 2693.0473
6778.4257 | 1895.85 | 2154.375 | 2693.0473
6778.4257 | 1895.85 | 2154.375 | 2693.0473
6778.4257 | 1895.85 | 2154.375 | 2693.0473
6778.4257 | 1895.85 | 2154.375 | 2693.0473
6778.4257 | 1895.85 | 2154.375 | 2693.0473
6778.4257 | 1895.85 | 2154.375 | 2693.0473
6778.4257 | 1895.85 | 2154.375 | 2635.8653
6778.4257 | 1895.85 | 2154.375 | 2635.8653
6778.4257 | 1895.85 | 2154.375 | 2635.8653
6778.4257 | 1895.85 | 2154.375 | 2635.8653
6778.4257 | 1895.85 | 2154.375 | 2635.8653
6778.4257 | 1895.85 | 2154.375 | 2635.8653
6778.4257 | 1895.85 | 2154.375 | 2635.8653
6778.4257 | 1895.85 | 2154.375 | 2635.8653
6778.4257 | 1895.85 | 2154.375 | 2635.8653
6778.4257 | 1895.85 | 2154.375 | 2635.8653
6778.4257 | 1895.85 | 2154.375 | 2635.8653
6778.4257 | 1895.85 | 2154.375 | 2635.8653
6778.4257 | 1895.85 | 2154.375 | 2635.8653
6778.4257 | 1895.85 | 2154.375 | 2635.8653
6632.6531 | 1895.85 | 2154.375 | 2635.8653
6632.6531 | 1895.85 | 2154.375 | 2635.8653
6632.6531 | 1895.85 | 2154.375 | 2635.8653
6632.6531 | 1895.85 | 2154.375 | 2635.8653
6632.6531 | 1895.85 | 2154.375 | 2635.8653
6632.6531 | 1895.85 | 2154.375 | 2635.8653
6632.6531 | 1895.85 | 2154.375 | 2635.8653
6632.6531 | 1895.85 | 2154.375 | 2635.8653
6632.6531 | 1895.85 | 2154.375 | 2635.8653
6632.6531 | 1895.85 | 2154.375 | 2635.8653
6632.6531 | 1895.85 | 2154.375 | 2635.8653
6632.6531 | 1895.85 | 2154.375 | 2635.8653
6632.6531 | 1895.85 | 2154.375 | 2635.8652
6632.6531 | 1895.85 | 2154.375 | 2634.9171
6632.6531 | 1895.85 | 2154.375 | 2573.6054
6632.6531 | 1895.85 | 2154.375 | 2573.6054
6632.6531 | 1895.85 | 2154.375 | 2573.6054
6632.6531 | 1895.85 | 2154.375 | 2573.6054
6632.6531 | 1895.85 | 2154.375 | 2573.6054
6632.6531 | 1895.85 | 2154.375 | 2573.6054
6632.6531 | 1895.85 | 2154.375 | 2573.6054
6632.6531 | 1895.85 | 2154.375 | 2573.6054
6632.6531 | 1895.85 | 2154.375 | 2573.6054
6632.6531 | 1895.85 | 2154.375 | 2573.6054
6632.6531 | 1895.85 | 2154.375 | 2573.6054
6632.6531 | 1895.85 | 2154.375 | 2573.6054
6632.6531 | 1895.85 | 2154.375 | 2573.6054
6632.6531 | 1895.85 | 2154.375 | 2573.6054
6632.6531 | 1895.85 | 2154.375 | 2573.6054
6632.6531 | 1895.85 | 2154.375 | 2573.6054
6632.6531 | 1895.85 | 2154.375 | 2573.6054
6523.3236 | 1895.85 | 2154.375 | 2573.6054
6523.3236 | 1895.85 | 2154.375 | 2573.6054
6523.3236 | 1895.85 | 2154.375 | 2573.6054
6523.3236 | 1895.85 | 2154.375 | 2573.6054
6523.3236 | 1895.85 | 2154.375 | 2573.6054
6523.3236 | 1895.85 | 2154.375 | 2573.6054
6523.3236 | 1895.85 | 2154.375 | 2573.6054
6523.3236 | 1895.85 | 2154.375 | 2573.6054
6523.3236 | 1895.85 | 2154.375 | 2573.6054
6523.3236 | 1895.85 | 2154.375 | 2573.6054
6523.3236 | 1895.85 | 2154.375 | 2573.6054
6523.3236 | 1895.85 | 2154.375 | 2573.6054
6523.3236 | 1895.85 | 2154.375 | 2573.6045
6523.3236 | 1895.85 | 2154.375 | 2570.5444
6523.3236 | 1895.85 | 2154.375 | 2489.1106
6523.3236 | 1895.85 | 2154.375 | 2489.1106
6523.3236 | 1895.85 | 2154.375 | 2489.1106
6523.3236 | 1895.85 | 2154.375 | 2489.1106
6523.3236 | 1895.85 | 2154.375 | 2489.1106
6523.3236 | 1895.85 | 2154.375 | 2489.1106
6523.3236 | 1895.85 | 2154.375 | 2489.1106
6523.3236 | 1895.85 | 2154.375 | 2489.1106
6523.3236 | 1895.85 | 2154.375 | 2489.1106
6523.3236 | 1895.85 | 2154.375 | 2489.1106
6523.3236 | 1895.85 | 2154.375 | 2489.1106
6523.3236 | 1895.85 | 2154.375 | 2489.1106
6523.3236 | 1895.85 | 2154.375 | 2489.1106
6523.3236 | 1895.85 | 2154.375 | 2489.1106
6523.3236 | 1895.85 | 2154.375 | 2489.1106
6523.3236 | 1895.85 | 2154.375 | 2489.1106
6523.3236 | 1895.85 | 2154.375 | 2489.1106
6523.3236 | 1895.85 | 2154.375 | 2489.1106
6523.3236 | 1895.85 | 2154.375 | 2489.1106
6523.3236 | 1895.85 | 2154.375 | 2489.1106
6523.3236 | 1895.85 | 2154.375 | 2489.1106
6523.3236 | 1895.85 | 2154.375 | 2489.1106
6523.3236 | 1895.85 | 2154.375 | 2489.1106
6523.3236 | 1895.85 | 2154.375 | 2489.1106
6523.3236 | 1895.85 | 2154.375 | 2489.1106
6523.3236 | 1895.85 | 2154.375 | 2489.1106
6523.3236 | 1895.85 | 2154.375 | 2489.1106
6523.3236 | 1895.85 | 2154.375 | 2489.0813
6523.3236 | 1895.85 | 2154.375 | 2473.0465
6523.3236 | 1895.85 | 2154.375 | 2473.0465
6523.3236 | 1895.85 | 2154.375 | 2473.0465
6523.3236 | 1895.85 | 2154.375 | 2473.0465
6523.3236 | 1895.85 | 2154.375 | 2473.0465
6523.3236 | 1895.85 | 2154.375 | 2473.0465
6523.3236 | 1895.85 | 2154.375 | 2473.0465
6523.3236 | 1895.85 | 2154.375 | 2473.0465
6523.3236 | 1895.85 | 2154.375 | 2473.0465
6523.3236 | 1895.85 | 2154.375 | 2473.0465
6523.3236 | 1895.85 | 2154.375 | 2473.0465
6523.3236 | 1895.85 | 2154.375 | 2473.0465
6523.3236 | 1895.85 | 2154.375 | 2473.0465
6523.3236 | 1895.85 | 2154.375 | 2473.0465
6523.3236 | 1895.85 | 2154.375 | 2473.0465
6523.3236 | 1895.85 | 2154.375 | 2473.0465
6523.3236 | 1895.85 | 2154.375 | 2473.0465
6523.3236 | 1895.85 | 2154.375 | 2473.0465
6413.9942 | 1895.85 | 2154.375 | 2473.0465
6413.9942 | 1895.85 | 2154.375 | 2473.0465
6413.9942 | 1895.85 | 2154.375 | 2473.0465
6413.9942 | 1895.85 | 2154.375 | 2473.0465
6413.9942 | 1895.85 | 2154.375 | 2473.0465
6413.9942 | 1895.85 | 2154.375 | 2473.0465
6413.9942 | 1895.85 | 2154.375 | 2473.0465
6413.9942 | 1895.85 | 2154.375 | 2473.0465
6413.9942 | 1895.85 | 2154.375 | 2473.0465
6413.9942 | 1895.85 | 2154.375 | 2473.0465
6413.9942 | 1895.85 | 2154.375 | 2473.0465
6413.9942 | 1895.85 | 2154.375 | 2473.0458
6413.9942 | 1895.85 | 2154.375 | 2470.747
6413.9942 | 1895.85 | 2154.375 | 2397.5052
6413.9942 | 1895.85 | 2154.375 | 2397.5052
6413.9942 | 1895.85 | 2154.375 | 2397.5052
6413.9942 | 1895.85 | 2154.375 | 2397.5052
6413.9942 | 1895.85 | 2154.375 | 2397.5052
6413.9942 | 1895.85 | 2154.375 | 2397.5052
6413.9942 | 1895.85 | 2154.375 | 2397.5052
6413.9942 | 1895.85 | 2154.375 | 2397.5052
6413.9942 | 1895.85 | 2154.375 | 2397.5052
6413.9942 | 1895.85 | 2154.375 | 2397.5052
6413.9942 | 1895.85 | 2154.375 | 2397.5052
6413.9942 | 1895.85 | 2154.375 | 2397.5052
6413.9942 | 1895.85 | 2154.375 | 2397.5052
6413.9942 | 1895.85 | 2154.375 | 2397.5052
6413.9942 | 1895.85 | 2154.375 | 2397.5052
6413.9942 | 1895.85 | 2154.375 | 2397.5052
6413.9942 | 1895.85 | 2154.375 | 2397.5052
6413.9942 | 1895.85 | 2154.375 | 2397.5052
6413.9942 | 1895.85 | 2154.375 | 2397.5052
6413.9942 | 1895.85 | 2154.375 | 2397.5052
6413.9942 | 1895.85 | 2154.375 | 2397.5052
6413.9942 | 1895.85 | 2154.375 | 2397.5052
6413.9942 | 1895.85 | 2154.375 | 2397.5052
6413.9942 | 1895.85 | 2154.375 | 2397.5052
6413.9942 | 1895.85 | 2154.375 | 2397.5052
6413.9942 | 1895.85 | 2154.375 | 2397.5052
6413.9942 | 1895.85 | 2154.375 | 2397.5052
6413.9942 | 1895.85 | 2154.375 | 2397.5052
6413.9942 | 1895.85 | 2154.375 | 2397.5052
6413.9942 | 1895.85 | 2154.375 | 2397.5046
6413.9942 | 1895.85 | 2154.375 | 2395.7777
6413.9942 | 1895.85 | 2154.375 | 2361.5406
6413.9942 | 1895.85 | 2154.375 | 2361.5406
6413.9942 | 1895.85 | 2154.375 | 2361.5406
6413.9942 | 1895.85 | 2154.375 | 2361.5406
6413.9942 | 1895.85 | 2154.375 | 2361.5406
6413.9942 | 1895.85 | 2154.375 | 2361.5406
6413.9942 | 1895.85 | 2154.375 | 2361.5406
6413.9942 | 1895.85 | 2154.375 | 2361.5406
6413.9942 | 1895.85 | 2154.375 | 2361.5406
6413.9942 | 1895.85 | 2154.375 | 2361.5406
6413.9942 | 1895.85 | 2154.375 | 2361.5406
6413.9942 | 1895.85 | 2154.375 | 2361.5406
6413.9942 | 1895.85 | 2154.375 | 2361.5406
6413.9942 | 1895.85 | 2154.375 | 2361.5406
6413.9942 | 1895.85 | 2154.375 | 2361.5406
6413.9942 | 1895.85 | 2154.375 | 2361.5406
6413.9942 | 1895.85 | 2154.375 | 2361.5406
6413.9942 | 1895.85 | 2154.375 | 2361.5406
6413.9942 | 1895.85 | 2154.375 | 2361.5406
6413.9942 | 1895.85 | 2154.375 | 2361.5406
6413.9942 | 1895.85 | 2154.375 | 2361.5406
6413.9942 | 1895.85 | 2154.375 | 2361.5406
6413.9942 | 1895.85 | 2154.375 | 2361.5406
6413.9942 | 1895.85 | 2154.375 | 2361.5406
6413.9942 | 1895.85 | 2154.375 | 2361.5406
6413.9942 | 1895.85 | 2154.375 | 2361.5406
6413.9942 | 1895.85 | 2154.375 | 2361.5406
6413.9942 | 1895.85 | 2154.375 | 2361.5406
6413.9942 | 1895.85 | 2154.375 | 2361.5406
6413.9942 | 1895.85 | 2154.375 | 2361.5402
6413.9942 | 1895.85 | 2154.375 | 2360.3213
6413.9942 | 1895.85 | 2154.375 | 2327.8571
6413.9942 | 1895.85 | 2154.375 | 2327.8571
6413.9942 | 1895.85 | 2154.375 | 2327.8571
6413.9942 | 1895.85 | 2154.375 | 2327.8571
6413.9942 | 1895.85 | 2154.375 | 2327.8571
6413.9942 | 1895.85 | 2154.375 | 2327.8571
6413.9942 | 1895.85 | 2154.375 | 2327.8571
6413.9942 | 1895.85 | 2154.375 | 2327.8571
6413.9942 | 1895.85 | 2154.375 | 2327.8571
6413.9942 | 1895.85 | 2154.375 | 2327.8571
6413.9942 | 1895.85 | 2154.375 | 2327.8571
6413.9942 | 1895.85 | 2154.375 | 2327.8571
6413.9942 | 1895.85 | 2154.375 | 2327.8571
6413.9942 | 1895.85 | 2154.375 | 2327.8571
6413.9942 | 1895.85 | 2154.375 | 2327.8571
6413.9942 | 1895.85 | 2154.375 | 2327.8571
6413.9942 | 1895.85 | 2154.375 | 2327.8571
6413.9942 | 1895.85 | 2154.375 | 2327.8571
6413.9942 | 1895.85 | 2154.375 | 2327.8571
6413.9942 | 1895.85 | 2154.375 | 2327.8571
6413.9942 | 1895.85 | 2154.375 | 2327.8571
6413.9942 | 1895.85 | 2154.375 | 2327.8571
6413.9942 | 1895.85 | 2154.375 | 2327.8571
6413.9942 | 1895.85 | 2154.375 | 2327.8571
6413.9942 | 1895.85 | 2154.375 | 2327.8571
6413.9942 | 1895.85 | 2154.375 | 2327.8571
6413.9942 | 1895.85 | 2154.375 | 2327.8571
6413.9942 | 1895.85 | 2154.375 | 2327.8571
6413.9942 | 1895.85 | 2154.375 | 2327.8571
6413.9942 | 1895.85 | 2154.375 | 2327.8571
6413.9942 | 1895.85 | 2154.375 | 2327.7658
6413.9942 | 1895.85 | 2154.375 | 2110.1909
6413.9942 | 1895.85 | 2154.375 | 2110.1909
6413.9942 | 1895.85 | 2154.375 | 2110.1909
6413.9942 | 1895.85 | 2154.375 | 2110.1909
6413.9942 | 1895.85 | 2154.375 | 2110.1909
6413.9942 | 1895.85 | 2154.375 | 2110.1909
6413.9942 | 1895.85 | 2154.375 | 2110.1909
6413.9942 | 1895.85 | 2154.375 | 2110.1909
6413.9942 | 1895.85 | 2154.375 | 2110.1909
6413.9942 | 1895.85 | 2154.375 | 2110.1909
6413.9942 | 1895.85 | 2154.375 | 2110.1909
6413.9942 | 1895.85 | 2154.375 | 2110.1909
6413.9942 | 1895.85 | 2154.375 | 2110.1909
6413.9942 | 1895.85 | 2154.375 | 2110.1909
6413.9942 | 1895.85 | 2154.375 | 2110.1909
6413.9942 | 1895.85 | 2154.375 | 2110.1909
6413.9942 | 1895.85 | 2154.375 | 2110.1909
6413.9942 | 1895.85 | 2154.375 | 2110.1909
6413.9942 | 1895.85 | 2154.375 | 2110.1909
6413.9942 | 1895.85 | 2154.375 | 2110.1909
6413.9942 | 1895.85 | 2154.375 | 2110.1909
6413.9942 | 1895.85 | 2154.375 | 2110.1909
6413.9942 | 1895.85 | 2154.375 | 2110.1909
6413.9942 | 1895.85 | 2154.375 | 2110.1909
6413.9942 | 1895.85 | 2154.375 | 2110.1909
6413.9942 | 1895.85 | 2154.375 | 2110.1909
6413.9942 | 1895.85 | 2154.375 | 2110.1667
6413.9942 | 1895.85 | 2154.375 | 2016.9172
6413.9942 | 1895.85 | 2154.375 | 2002.5214
6413.9942 | 1895.85 | 2154.375 | 2002.5214
6413.9942 | 1895.85 | 2154.375 | 2002.5214
6413.9942 | 1895.85 | 2154.375 | 2002.5214
6413.9942 | 1895.85 | 2154.375 | 2002.5214
6413.9942 | 1895.85 | 2154.375 | 2002.5214
6413.9942 | 1895.85 | 2154.375 | 2002.5214
6413.9942 | 1895.85 | 2154.375 | 2002.5214
6413.9942 | 1895.85 | 2154.375 | 2002.5214
6413.9942 | 1895.85 | 2154.375 | 2002.5214
6413.9942 | 1895.85 | 2154.375 | 2002.5214
6413.9942 | 1895.85 | 2154.375 | 2002.5214
6413.9942 | 1895.85 | 2154.375 | 2002.5214
6413.9942 | 1895.85 | 2154.375 | 2002.5214
6413.9942 | 1895.85 | 2154.375 | 2002.5214
6413.9942 | 1895.85 | 2154.375 | 2002.5214
6413.9942 | 1895.85 | 2154.375 | 2002.5214
6413.9942 | 1895.85 | 2154.375 | 2002.5214
6413.9942 | 1895.85 | 2154.375 | 2002.5214
6413.9942 | 1895.85 | 2154.375 | 2002.5214
6413.9942 | 1895.85 | 2154.375 | 2002.5214
6413.9942 | 1895.85 | 2154.375 | 2002.5214
6413.9942 | 1895.85 | 2154.375 | 2002.5214
6413.9942 | 1895.85 | 2154.375 | 2002.5214
6413.9942 | 1895.85 | 2154.375 | 2002.5214
6413.9942 | 1895.85 | 2154.375 | 2002.5214
6413.9942 | 1895.85 | 2154.375 | 2002.5214
6413.9942 | 1895.85 | 2154.375 | 2002.5214
6413.9942 | 1895.85 | 2154.375 | 2002.5213
6413.9942 | 1895.85 | 2154.375 | 2002.4469
6413.9942 | 1895.85 | 2154.375 | 1987.4505
6413.9942 | 1895.85 | 2154.375 | 1987.4505
6413.9942 | 1895.85 | 2154.375 | 1987.4505
6413.9942 | 1895.85 | 2154.375 | 1987.4505
6413.9942 | 1895.85 | 2154.375 | 1987.4505
6413.9942 | 1895.85 | 2154.375 | 1987.4505
6413.9942 | 1895.85 | 2154.375 | 1987.4505
6413.9942 | 1895.85 | 2154.375 | 1987.4505
6413.9942 | 1895.85 | 2154.375 | 1987.4505
6413.9942 | 1895.85 | 2154.375 | 1987.4505
6413.9942 | 1895.85 | 2154.375 | 1987.4505
6413.9942 | 1895.85 | 2154.375 | 1987.4505
6413.9942 | 1895.85 | 2154.375 | 1987.4505
6413.9942 | 1895.85 | 2154.375 | 1987.4505
6413.9942 | 1895.85 | 2154.375 | 1987.4505
6413.9942 | 1895.85 | 2154.375 | 1987.4505
6413.9942 | 1895.85 | 2154.375 | 1987.4505
6413.9942 | 1895.85 | 2154.375 | 1987.4505
6413.9942 | 1895.85 | 2154.375 | 1987.4505
6413.9942 | 1895.85 | 2154.375 | 1987.4505
6413.9942 | 1895.85 | 2154.375 | 1987.4505
6413.9942 | 1895.85 | 2154.375 | 1987.4505
6413.9942 | 1895.85 | 2154.375 | 1987.4505
6413.9942 | 1895.85 | 2154.375 | 1987.4505
6413.9942 | 1895.85 | 2154.375 | 1987.4505
6413.9942 | 1895.85 | 2154.375 | 1987.4505
6413.9942 | 1895.85 | 2154.375 | 1987.4323
6413.9942 | 1895.85 | 2154.375 | 1970.4391
6413.9942 | 1895.85 | 2154.375 | 1970.3121
6413.9942 | 1895.85 | 2154.375 | 1970.3118
6413.9942 | 1895.85 | 2154.375 | 1970.3118
6413.9942 | 1895.85 | 2154.375 | 1970.3118
6219.6307 | 1895.85 | 2154.375 | 1970.3118
6219.6307 | 1895.85 | 2154.375 | 1970.3118
6219.6307 | 1895.85 | 2154.375 | 1970.3118
6219.6307 | 1895.85 | 2154.375 | 1970.3118
6219.6307 | 1895.85 | 2154.375 | 1970.3118
6219.6307 | 1895.85 | 2154.375 | 1970.3118
6219.6307 | 1895.85 | 2154.375 | 1970.3118
6219.6307 | 1895.85 | 2154.375 | 1970.3118
6219.6307 | 1895.85 | 2154.375 | 1970.3118
6219.6307 | 1895.85 | 2154.375 | 1970.3118
6219.6307 | 1895.85 | 2154.375 | 1970.3118
6219.6307 | 1895.85 | 2154.375 | 1970.3118
6219.6307 | 1895.85 | 2154.375 | 1970.3118
6219.6307 | 1895.85 | 2154.375 | 1970.3118
6219.6307 | 1895.85 | 2154.375 | 1970.3118
6219.6307 | 1895.85 | 2154.375 | 1970.3118
6219.6307 | 1895.85 | 2154.375 | 1970.3118
6219.6307 | 1895.85 | 2154.375 | 1970.3118
6219.6307 | 1895.85 | 2154.375 | 1970.3118
6219.6307 | 1895.85 | 2154.375 | 1970.3118
6219.6307 | 1895.85 | 2154.375 | 1970.3118
6219.6307 | 1895.85 | 2154.375 | 1970.3118
6219.6307 | 1895.85 | 2154.375 | 1970.3118
6219.6307 | 1895.85 | 2154.375 | 1970.3118
6219.6307 | 1895.85 | 2154.375 | 1970.3118
6219.6307 | 1895.85 | 2154.375 | 1897.1255
6219.6307 | 1895.85 | 2154.375 | 1894.499
6219.6307 | 1895.85 | 2154.375 | 1894.499
6219.6307 | 1895.85 | 2154.375 | 1894.499
6219.6307 | 1895.85 | 2154.375 | 1894.499
6219.6307 | 1895.85 | 2154.375 | 1894.499
6219.6307 | 1895.85 | 2154.375 | 1894.499
6219.6307 | 1895.85 | 2154.375 | 1894.499
6219.6307 | 1895.85 | 2154.375 | 1894.499
6219.6307 | 1895.85 | 2154.375 | 1894.499
6219.6307 | 1895.85 | 2154.375 | 1894.499
6219.6307 | 1895.85 | 2154.375 | 1894.499
6219.6307 | 1895.85 | 2154.375 | 1894.499
6219.6307 | 1895.85 | 2154.375 | 1894.499
6219.6307 | 1895.85 | 2154.375 | 1894.499
6219.6307 | 1895.85 | 2154.375 | 1894.499
6219.6307 | 1895.85 | 2154.375 | 1894.499
6219.6307 | 1895.85 | 2154.375 | 1894.499
6219.6307 | 1895.85 | 2154.375 | 1894.499
6219.6307 | 1895.85 | 2154.375 | 1894.499
6219.6307 | 1895.85 | 2154.375 | 1894.499
6219.6307 | 1895.85 | 2154.375 | 1894.499
6219.6307 | 1895.85 | 2154.375 | 1894.499
6219.6307 | 1895.85 | 2154.375 | 1894.499
6219.6307 | 1895.85 | 2154.375 | 1894.499
6219.6307 | 1895.85 | 2154.375 | 1894.499
6219.6307 | 1895.85 | 2154.375 | 1894.499
6219.6307 | 1895.85 | 2154.375 | 1894.4989
6219.6307 | 1895.85 | 2154.375 | 1894.4899
6219.6307 | 1895.85 | 2154.375 | 1893.6546
6219.6307 | 1895.85 | 2154.375 | 1840.2333
6219.6307 | 1895.85 | 2154.375 | 1840.2333
6219.6307 | 1895.85 | 2154.375 | 1840.2333
6219.6307 | 1895.85 | 2154.375 | 1840.2333
6219.6307 | 1895.85 | 2154.375 | 1840.2333
6219.6307 | 1895.85 | 2154.375 | 1840.2333
6219.6307 | 1895.85 | 2154.375 | 1840.2333
6219.6307 | 1895.85 | 2154.375 | 1840.2333
6219.6307 | 1895.85 | 2154.375 | 1840.2333
6219.6307 | 1895.85 | 2154.375 | 1840.2333
6219.6307 | 1895.85 | 2154.375 | 1840.2333
6219.6307 | 1895.85 | 2154.375 | 1840.2333
6219.6307 | 1895.85 | 2154.375 | 1840.2333
6219.6307 | 1895.85 | 2154.375 | 1840.2333
6219.6307 | 1895.85 | 2154.375 | 1840.2333
6219.6307 | 1895.85 | 2154.375 | 1840.2333
6219.6307 | 1895.85 | 2154.375 | 1840.2333
6219.6307 | 1895.85 | 2154.375 | 1840.2333
6219.6307 | 1895.85 | 2154.375 | 1840.2333
6219.6307 | 1895.85 | 2154.375 | 1840.2333
6219.6307 | 1895.85 | 2154.375 | 1840.2333
6219.6307 | 1895.85 | 2154.375 | 1840.2333
6219.6307 | 1895.85 | 2154.375 | 1840.2333
6219.6307 | 1895.85 | 2154.375 | 1840.2333
6219.6307 | 1895.85 | 2154.375 | 1840.2333
6219.6307 | 1895.85 | 2154.375 | 1840.2333
6219.6307 | 1895.85 | 2154.375 | 1840.2333
6219.6307 | 1895.85 | 2154.375 | 1840.2289
6219.6307 | 1895.85 | 2154.375 | 1839.8241
6219.6307 | 1895.85 | 2154.375 | 1826.5559
6219.6307 | 1895.85 | 2154.375 | 1816.137
6219.6307 | 1895.85 | 2154.375 | 1802.2583
6219.6307 | 1895.85 | 2154.375 | 1802.1997
6219.6307 | 1895.85 | 2154.375 | 1802.1997
6219.6307 | 1895.85 | 2154.375 | 1802.1997
6219.6307 | 1895.85 | 2154.375 | 1802.1997
6219.6307 | 1895.85 | 2154.375 | 1802.1997
6219.6307 | 1895.85 | 2154.375 | 1802.1997
6219.6307 | 1895.85 | 2154.375 | 1802.1997
6219.6307 | 1895.85 | 2154.375 | 1802.1997
6219.6307 | 1895.85 | 2154.375 | 1802.1997
6219.6307 | 1895.85 | 2154.375 | 1802.1997
6219.6307 | 1895.85 | 2154.375 | 1802.1997
6219.6307 | 1895.85 | 2154.375 | 1802.1997
6219.6307 | 1895.85 | 2154.375 | 1802.1997
6219.6307 | 1895.85 | 2154.375 | 1802.1997
6219.6307 | 1895.85 | 2154.375 | 1802.1997
6219.6307 | 1895.85 | 2154.375 | 1802.1997
6219.6307 | 1895.85 | 2154.375 | 1802.1997
6219.6307 | 1895.85 | 2154.375 | 1802.1997
6219.6307 | 1895.85 | 2154.375 | 1802.1997
6219.6307 | 1895.85 | 2154.375 | 1802.1997
6219.6307 | 1895.85 | 2154.375 | 1802.1997
6219.6307 | 1895.85 | 2154.375 | 1802.1997
6219.6307 | 1895.85 | 2154.375 | 1802.1997
6219.6307 | 1895.85 | 2154.375 | 1802.1997
6219.6307 | 1895.85 | 2154.375 | 1802.1997
6219.6307 | 1895.85 | 2154.375 | 1802.1997
6219.6307 | 1895.85 | 2154.375 | 1802.1997
6219.6307 | 1895.85 | 2154.375 | 1802.1997
6219.6307 | 1895.85 | 2154.375 | 1802.1997
6219.6307 | 1895.85 | 2154.375 | 1802.1551
6219.6307 | 1895.85 | 2154.375 | 1797.5545
6219.6307 | 1895.85 | 2154.375 | 1797.5545
6219.6307 | 1895.85 | 2154.375 | 1797.5545
6219.6307 | 1895.85 | 2154.375 | 1797.5545
6219.6307 | 1895.85 | 2154.375 | 1797.5545
6219.6307 | 1895.85 | 2154.375 | 1797.5545
6219.6307 | 1895.85 | 2154.375 | 1797.5545
6219.6307 | 1895.85 | 2154.375 | 1797.5545
6219.6307 | 1895.85 | 2154.375 | 1797.5545
6219.6307 | 1895.85 | 2154.375 | 1797.5545
6219.6307 | 1895.85 | 2154.375 | 1797.5545
6219.6307 | 1895.85 | 2154.375 | 1797.5545
6219.6307 | 1895.85 | 2154.375 | 1797.5545
6219.6307 | 1895.85 | 2154.375 | 1797.5545
6219.6307 | 1895.85 | 2154.375 | 1797.5545
6219.6307 | 1895.85 | 2154.375 | 1797.5545
6219.6307 | 1895.85 | 2154.375 | 1797.5545
6219.6307 | 1895.85 | 2154.375 | 1797.5545
6219.6307 | 1895.85 | 2154.375 | 1797.5545
6219.6307 | 1895.85 | 2154.375 | 1797.5545
6219.6307 | 1895.85 | 2154.375 | 1797.5545
6219.6307 | 1895.85 | 2154.375 | 1797.5545
6219.6307 | 1895.85 | 2154.375 | 1797.5545
6219.6307 | 1895.85 | 2154.375 | 1797.5545
6219.6307 | 1895.85 | 2154.375 | 1797.5545
6219.6307 | 1895.85 | 2154.375 | 1797.5545
6219.6307 | 1895.85 | 2154.375 | 1797.5346
6219.6307 | 1895.85 | 2154.375 | 1769.3376
6219.6307 | 1895.85 | 2154.375 | 1749.5839
6219.6307 | 1895.85 | 2154.375 | 1749.5839
6219.6307 | 1895.85 | 2154.375 | 1749.5839
6219.6307 | 1895.85 | 2154.375 | 1749.5839
6219.6307 | 1895.85 | 2154.375 | 1749.5839
6219.6307 | 1895.85 | 2154.375 | 1749.5839
6219.6307 | 1895.85 | 2154.375 | 1749.5839
6219.6307 | 1895.85 | 2154.375 | 1749.5839
6219.6307 | 1895.85 | 2154.375 | 1749.5839
6219.6307 | 1895.85 | 2154.375 | 1749.5839
6219.6307 | 1895.85 | 2154.375 | 1749.5839
6219.6307 | 1895.85 | 2154.375 | 1749.5839
6219.6307 | 1895.85 | 2154.375 | 1749.5839
6219.6307 | 1895.85 | 2154.375 | 1749.5839
6219.6307 | 1895.85 | 2154.375 | 1749.5839
6219.6307 | 1895.85 | 2154.375 | 1749.5839
6219.6307 | 1895.85 | 2154.375 | 1749.5839
6219.6307 | 1895.85 | 2154.375 | 1749.5839
6219.6307 | 1895.85 | 2154.375 | 1749.5839
6219.6307 | 1895.85 | 2154.375 | 1749.5839
6219.6307 | 1895.85 | 2154.375 | 1749.5839
6219.6307 | 1895.85 | 2154.375 | 1749.5839
6219.6307 | 1895.85 | 2154.375 | 1749.5839
6219.6307 | 1895.85 | 2154.375 | 1749.5839
6219.6307 | 1895.85 | 2154.375 | 1749.5839
6219.6307 | 1895.85 | 2154.375 | 1749.5839
6219.6307 | 1895.85 | 2154.375 | 1749.5838
6219.6307 | 1895.85 | 2154.375 | 1749.1033
6219.6307 | 1895.85 | 2154.375 | 1737.2809
6219.6307 | 1895.85 | 2154.375 | 1737.2809
6219.6307 | 1895.85 | 2154.375 | 1737.2809
6219.6307 | 1895.85 | 2154.375 | 1737.2809
6219.6307 | 1895.85 | 2154.375 | 1737.2809
6219.6307 | 1895.85 | 2154.375 | 1737.2809
6219.6307 | 1895.85 | 2154.375 | 1737.2809
6219.6307 | 1895.85 | 2154.375 | 1737.2809
6219.6307 | 1895.85 | 2154.375 | 1737.2809
6219.6307 | 1895.85 | 2154.375 | 1737.2809
6219.6307 | 1895.85 | 2154.375 | 1737.2809
6219.6307 | 1895.85 | 2154.375 | 1737.2809
6219.6307 | 1895.85 | 2154.375 | 1737.2809
6219.6307 | 1895.85 | 2154.375 | 1737.2809
6219.6307 | 1895.85 | 2154.375 | 1737.2809
6219.6307 | 1895.85 | 2154.375 | 1737.2809
6219.6307 | 1895.85 | 2154.375 | 1737.2809
6219.6307 | 1895.85 | 2154.375 | 1737.2809
6219.6307 | 1895.85 | 2154.375 | 1737.2809
6219.6307 | 1895.85 | 2154.375 | 1737.2809
6219.6307 | 1895.85 | 2154.375 | 1737.2809
6219.6307 | 1895.85 | 2154.375 | 1737.2809
6219.6307 | 1895.85 | 2154.375 | 1737.2809
6219.6307 | 1895.85 | 2154.375 | 1737.2809
6219.6307 | 1895.85 | 2154.375 | 1737.2809
6219.6307 | 1895.85 | 2154.375 | 1737.2809
6219.6307 | 1895.85 | 2154.375 | 1737.2809
6219.6307 | 1895.85 | 2154.375 | 1737.2809
6219.6307 | 1895.85 | 2154.375 | 1737.2809
6219.6307 | 1895.85 | 2154.375 | 1737.2806
6219.6307 | 1895.85 | 2154.375 | 1737.2573
6219.6307 | 1895.85 | 2154.375 | 1737.2573
6219.6307 | 1895.85 | 2154.375 | 1737.2573
6219.6307 | 1895.85 | 2154.375 | 1737.2573
6219.6307 | 1895.85 | 2154.375 | 1737.2573
6219.6307 | 1895.85 | 2154.375 | 1737.2573
6219.6307 | 1895.85 | 2154.375 | 1737.2573
6219.6307 | 1895.85 | 2154.375 | 1737.2573
6219.6307 | 1895.85 | 2154.375 | 1737.2573
6219.6307 | 1895.85 | 2154.375 | 1737.2573
6219.6307 | 1895.85 | 2154.375 | 1737.2573
6219.6307 | 1895.85 | 2154.375 | 1737.2573
6219.6307 | 1895.85 | 2154.375 | 1737.2573
6219.6307 | 1895.85 | 2154.375 | 1737.2573
5976.6764 | 1895.85 | 2154.375 | 1737.2573
5976.6764 | 1895.85 | 2154.375 | 1737.2573
5976.6764 | 1895.85 | 2154.375 | 1737.2573
5976.6764 | 1895.85 | 2154.375 | 1737.2573
5976.6764 | 1895.85 | 2154.375 | 1737.2573
5976.6764 | 1895.85 | 2154.375 | 1737.2573
5976.6764 | 1895.85 | 2154.375 | 1737.2573
5976.6764 | 1895.85 | 2154.375 | 1737.2573
5976.6764 | 1895.85 | 2154.375 | 1737.2573
5976.6764 | 1895.85 | 2154.375 | 1737.2573
5976.6764 | 1895.85 | 2154.375 | 1737.2573
5976.6764 | 1895.85 | 2154.375 | 1737.2573
5976.6764 | 1895.85 | 2154.375 | 1737.2573
5976.6764 | 1895.85 | 2154.375 | 1737.2573
5976.6764 | 1895.85 | 2154.375 | 1737.2573
5976.6764 | 1895.85 | 2154.375 | 1737.1966
5976.6764 | 1895.85 | 2154.375 | 1736.3178
5976.6764 | 1895.85 | 2154.375 | 1699.0761
5976.6764 | 1895.85 | 2154.375 | 1663.0372
5976.6764 | 1895.85 | 2154.375 | 1663.0372
5976.6764 | 1895.85 | 2154.375 | 1663.0372
5976.6764 | 1895.85 | 2154.375 | 1663.0372
5976.6764 | 1895.85 | 2154.375 | 1663.0372
5976.6764 | 1895.85 | 2154.375 | 1663.0372
5976.6764 | 1895.85 | 2154.375 | 1663.0372
5976.6764 | 1895.85 | 2154.375 | 1663.0372
5976.6764 | 1895.85 | 2154.375 | 1663.0372
5976.6764 | 1895.85 | 2154.375 | 1663.0372
5976.6764 | 1895.85 | 2154.375 | 1663.0372
5976.6764 | 1895.85 | 2154.375 | 1663.0372
5976.6764 | 1895.85 | 2154.375 | 1663.0372
5976.6764 | 1895.85 | 2154.375 | 1663.0372
5976.6764 | 1895.85 | 2154.375 | 1663.0372
5976.6764 | 1895.85 | 2154.375 | 1663.0372
5976.6764 | 1895.85 | 2154.375 | 1663.0372
5976.6764 | 1895.85 | 2154.375 | 1663.0372
5976.6764 | 1895.85 | 2154.375 | 1663.0372
5976.6764 | 1895.85 | 2154.375 | 1663.0372
5976.6764 | 1895.85 | 2154.375 | 1663.0372
5976.6764 | 1895.85 | 2154.375 | 1663.0372
5976.6764 | 1895.85 | 2154.375 | 1663.0372
5976.6764 | 1895.85 | 2154.375 | 1663.0372
5976.6764 | 1895.85 | 2154.375 | 1663.0372
5976.6764 | 1895.85 | 2154.375 | 1663.0372
5976.6764 | 1895.85 | 2154.375 | 1663.0372
5976.6764 | 1895.85 | 2154.375 | 1663.0368
5976.6764 | 1895.85 | 2154.375 | 1662.9992
5976.6764 | 1895.85 | 2154.375 | 1662.4456
5976.6764 | 1895.85 | 2154.375 | 1660.3217
5976.6764 | 1895.85 | 2154.375 | 1660.2158
5976.6764 | 1895.85 | 2154.375 | 1660.2155
5976.6764 | 1895.85 | 2154.375 | 1660.2155
5976.6764 | 1895.85 | 2154.375 | 1660.2155
5976.6764 | 1895.85 | 2154.375 | 1660.2155
5976.6764 | 1895.85 | 2154.375 | 1660.2155
5976.6764 | 1895.85 | 2154.375 | 1660.2155
5976.6764 | 1895.85 | 2154.375 | 1660.2155
5976.6764 | 1895.85 | 2154.375 | 1660.2155
5976.6764 | 1895.85 | 2154.375 | 1660.2155
5976.6764 | 1895.85 | 2154.375 | 1660.2155
5976.6764 | 1895.85 | 2154.375 | 1660.2155
5976.6764 | 1895.85 | 2154.375 | 1660.2155
5758.0175 | 1895.85 | 2154.375 | 1660.2155
5758.0175 | 1895.85 | 2154.375 | 1660.2155
5758.0175 | 1895.85 | 2154.375 | 1660.2155
5758.0175 | 1895.85 | 2154.375 | 1660.2155
5758.0175 | 1895.85 | 2154.375 | 1660.2155
5758.0175 | 1895.85 | 2154.375 | 1660.2155
5758.0175 | 1895.85 | 2154.375 | 1660.2155
5758.0175 | 1895.85 | 2154.375 | 1660.2155
5758.0175 | 1895.85 | 2154.375 | 1660.2155
5758.0175 | 1895.85 | 2154.375 | 1660.2155
5758.0175 | 1895.85 | 2154.375 | 1660.2155
5758.0175 | 1895.85 | 2154.375 | 1660.2155
5758.0175 | 1895.85 | 2154.375 | 1660.2155
5758.0175 | 1895.85 | 2154.375 | 1660.2155
5758.0175 | 1895.85 | 2154.375 | 1660.2155
5758.0175 | 1895.85 | 2154.375 | 1660.2155
5758.0175 | 1895.85 | 2154.375 | 1659.5098
5758.0175 | 1895.85 | 2154.375 | 1621.76
5758.0175 | 1895.85 | 2154.375 | 1547.1299
5758.0175 | 1895.85 | 2154.375 | 1539.6067
5758.0175 | 1895.85 | 2154.375 | 1539.6067
5758.0175 | 1895.85 | 2154.375 | 1539.6067
5758.0175 | 1895.85 | 2154.375 | 1539.6067
5758.0175 | 1895.85 | 2154.375 | 1539.6067
5758.0175 | 1895.85 | 2154.375 | 1539.6067
5758.0175 | 1895.85 | 2154.375 | 1539.6067
5758.0175 | 1895.85 | 2154.375 | 1539.6067
5758.0175 | 1895.85 | 2154.375 | 1539.6067
5758.0175 | 1895.85 | 2154.375 | 1539.6067
5758.0175 | 1895.85 | 2154.375 | 1539.6067
5758.0175 | 1895.85 | 2154.375 | 1539.6067
5648.688 | 1895.85 | 2154.375 | 1539.6067
5648.688 | 1895.85 | 2154.375 | 1539.6067
5648.688 | 1895.85 | 2154.375 | 1539.6067
5648.688 | 1895.85 | 2154.375 | 1539.6067
5648.688 | 1895.85 | 2154.375 | 1539.6067
5648.688 | 1895.85 | 2154.375 | 1539.6067
5648.688 | 1895.85 | 2154.375 | 1539.6067
5648.688 | 1895.85 | 2154.375 | 1539.6067
5648.688 | 1895.85 | 2154.375 | 1539.6067
5648.688 | 1895.85 | 2154.375 | 1539.6067
5648.688 | 1895.85 | 2154.375 | 1539.6067
5648.688 | 1895.85 | 2154.375 | 1539.6067
5648.688 | 1895.85 | 2154.375 | 1539.6067
5648.688 | 1895.85 | 2154.375 | 1539.6067
5648.688 | 1895.85 | 2154.375 | 1539.5902
5648.688 | 1895.85 | 2154.375 | 1520.973
5648.688 | 1895.85 | 2154.375 | 1520.973
5648.688 | 1895.85 | 2154.375 | 1520.973
5648.688 | 1895.85 | 2154.375 | 1520.973
5648.688 | 1895.85 | 2154.375 | 1520.973
5648.688 | 1895.85 | 2154.375 | 1520.973
5648.688 | 1895.85 | 2154.375 | 1520.973
5648.688 | 1895.85 | 2154.375 | 1520.973
5648.688 | 1895.85 | 2154.375 | 1520.973
5648.688 | 1895.85 | 2154.375 | 1520.973
5648.688 | 1895.85 | 2154.375 | 1520.973
5648.688 | 1895.85 | 2154.375 | 1520.973
5648.688 | 1895.85 | 2154.375 | 1520.973
5648.688 | 1895.85 | 2154.375 | 1520.973
5648.688 | 1895.85 | 2154.375 | 1520.973
5648.688 | 1895.85 | 2154.375 | 1520.973
5648.688 | 1895.85 | 2154.375 | 1520.973
5648.688 | 1895.85 | 2154.375 | 1520.973
5648.688 | 1895.85 | 2154.375 | 1520.973
5648.688 | 1895.85 | 2154.375 | 1520.973
5648.688 | 1895.85 | 2154.375 | 1520.973
5648.688 | 1895.85 | 2154.375 | 1520.973
5648.688 | 1895.85 | 2154.375 | 1520.973
5648.688 | 1895.85 | 2154.375 | 1520.973
5648.688 | 1895.85 | 2154.375 | 1520.973
5648.688 | 1895.85 | 2154.375 | 1520.973
5648.688 | 1895.85 | 2154.375 | 1520.973
5648.688 | 1895.85 | 2154.375 | 1520.973
5648.688 | 1895.85 | 2154.375 | 1520.973
5648.688 | 1895.85 | 2154.375 | 1520.9236
5648.688 | 1895.85 | 2154.375 | 1434.7825
5648.688 | 1895.85 | 2154.375 | 1434.7825
5648.688 | 1895.85 | 2154.375 | 1434.7825
5648.688 | 1895.85 | 2154.375 | 1434.7825
5648.688 | 1895.85 | 2154.375 | 1434.7825
5648.688 | 1895.85 | 2154.375 | 1434.7825
5648.688 | 1895.85 | 2154.375 | 1434.7825
5648.688 | 1895.85 | 2154.375 | 1434.7825
5648.688 | 1895.85 | 2154.375 | 1434.7825
5648.688 | 1895.85 | 2154.375 | 1434.7825
5648.688 | 1895.85 | 2154.375 | 1434.7825
5648.688 | 1895.85 | 2154.375 | 1434.7825
5648.688 | 1895.85 | 2154.375 | 1434.7825
5648.688 | 1895.85 | 2154.375 | 1434.7825
5648.688 | 1895.85 | 2154.375 | 1434.7825
5648.688 | 1895.85 | 2154.375 | 1434.7825
5648.688 | 1895.85 | 2154.375 | 1434.7825
5648.688 | 1895.85 | 2154.375 | 1434.7825
5648.688 | 1895.85 | 2154.375 | 1434.7825
5648.688 | 1895.85 | 2154.375 | 1434.7825
5648.688 | 1895.85 | 2154.375 | 1434.7825
5648.688 | 1895.85 | 2154.375 | 1434.7825
5648.688 | 1895.85 | 2154.375 | 1434.7825
5648.688 | 1895.85 | 2154.375 | 1434.7825
5648.688 | 1895.85 | 2154.375 | 1434.7825
5648.688 | 1895.85 | 2154.375 | 1434.7825
5648.688 | 1895.85 | 2154.375 | 1434.7825
5648.688 | 1895.85 | 2154.375 | 1434.7823
5648.688 | 1895.85 | 2154.375 | 1434.7627
5648.688 | 1895.85 | 2154.375 | 1434.054
5648.688 | 1895.85 | 2154.375 | 1432.9369
5648.688 | 1895.85 | 2154.375 | 1401.7398
5648.688 | 1895.85 | 2154.375 | 1401.6515
5648.688 | 1895.85 | 2154.375 | 1401.6513
5648.688 | 1895.85 | 2154.375 | 1401.6513
5648.688 | 1895.85 | 2154.375 | 1401.6513
5648.688 | 1895.85 | 2154.375 | 1401.6513
5648.688 | 1895.85 | 2154.375 | 1401.6513
5648.688 | 1895.85 | 2154.375 | 1401.6513
5648.688 | 1895.85 | 2154.375 | 1401.6513
5648.688 | 1895.85 | 2154.375 | 1401.6513
5648.688 | 1895.85 | 2154.375 | 1401.6513
5648.688 | 1895.85 | 2154.375 | 1401.6513
5648.688 | 1895.85 | 2154.375 | 1401.6513
5648.688 | 1895.85 | 2154.375 | 1401.6513
5648.688 | 1895.85 | 2154.375 | 1401.6513
5648.688 | 1895.85 | 2154.375 | 1401.6513
5648.688 | 1895.85 | 2154.375 | 1401.6513
5648.688 | 1895.85 | 2154.375 | 1401.6513
5648.688 | 1895.85 | 2154.375 | 1401.6513
5648.688 | 1895.85 | 2154.375 | 1401.6513
5648.688 | 1895.85 | 2154.375 | 1401.6513
5648.688 | 1895.85 | 2154.375 | 1401.6513
5648.688 | 1895.85 | 2154.375 | 1401.6513
5648.688 | 1895.85 | 2154.375 | 1401.6513
5648.688 | 1895.85 | 2154.375 | 1401.6513
5648.688 | 1895.85 | 2154.375 | 1401.6513
5648.688 | 1895.85 | 2154.375 | 1401.6513
5648.688 | 1895.85 | 2154.375 | 1401.6513
5648.688 | 1895.85 | 2154.375 | 1401.6513
5648.688 | 1895.85 | 2154.375 | 1401.6513
5648.688 | 1895.85 | 2154.375 | 1394.5634
5648.688 | 1895.85 | 2154.375 | 1365.9517
5648.688 | 1895.85 | 2154.375 | 1344.6246
5648.688 | 1895.85 | 2154.375 | 1344.6246
5648.688 | 1895.85 | 2154.375 | 1344.6246
5648.688 | 1895.85 | 2154.375 | 1344.6246
5648.688 | 1895.85 | 2154.375 | 1344.6246
5648.688 | 1895.85 | 2154.375 | 1344.6246
5648.688 | 1895.85 | 2154.375 | 1344.6246
5648.688 | 1895.85 | 2154.375 | 1344.6246
5648.688 | 1895.85 | 2154.375 | 1344.6246
5648.688 | 1895.85 | 2154.375 | 1344.6246
5648.688 | 1895.85 | 2154.375 | 1344.6246
5648.688 | 1895.85 | 2154.375 | 1344.6246
5357.1429 | 1895.85 | 2154.375 | 1344.6246
5357.1429 | 1895.85 | 2154.375 | 1344.6246
5357.1429 | 1895.85 | 2154.375 | 1344.6246
5357.1429 | 1895.85 | 2154.375 | 1344.6246
5357.1429 | 1895.85 | 2154.375 | 1344.6246
5357.1429 | 1895.85 | 2154.375 | 1344.6246
5357.1429 | 1895.85 | 2154.375 | 1344.6246
5357.1429 | 1895.85 | 2154.375 | 1344.6246
5357.1429 | 1895.85 | 2154.375 | 1344.6246
5357.1429 | 1895.85 | 2154.375 | 1344.6246
5357.1429 | 1895.85 | 2154.375 | 1344.6246
5357.1429 | 1895.85 | 2154.375 | 1344.6246
5357.1429 | 1895.85 | 2154.375 | 1344.6246
5357.1429 | 1895.85 | 2154.375 | 1344.6246
5357.1429 | 1895.85 | 2154.375 | 1344.6246
5357.1429 | 1895.85 | 2154.375 | 1344.6246
5357.1429 | 1895.85 | 2154.375 | 1344.6246
5357.1429 | 1895.85 | 2154.375 | 1344.5843
5357.1429 | 1895.85 | 2154.375 | 1335.6904
5357.1429 | 1895.85 | 2154.375 | 1328.6621
5357.1429 | 1895.85 | 2154.375 | 1328.6621
5357.1429 | 1895.85 | 2154.375 | 1328.6621
5357.1429 | 1895.85 | 2154.375 | 1328.6621
5357.1429 | 1895.85 | 2154.375 | 1328.6621
5357.1429 | 1895.85 | 2154.375 | 1328.6621
5357.1429 | 1895.85 | 2154.375 | 1328.6621
5357.1429 | 1895.85 | 2154.375 | 1328.6621
5357.1429 | 1895.85 | 2154.375 | 1328.6621
5357.1429 | 1895.85 | 2154.375 | 1328.6621
5357.1429 | 1895.85 | 2154.375 | 1328.6621
5357.1429 | 1895.85 | 2154.375 | 1328.6621
4974.4898 | 1895.85 | 2154.375 | 1328.6621
4974.4898 | 1895.85 | 2154.375 | 1328.6621
4974.4898 | 1895.85 | 2154.375 | 1328.6621
4974.4898 | 1895.85 | 2154.375 | 1328.6621
4974.4898 | 1895.85 | 2154.375 | 1328.6621
4974.4898 | 1895.85 | 2154.375 | 1328.6621
4974.4898 | 1895.85 | 2154.375 | 1328.6621
4974.4898 | 1895.85 | 2154.375 | 1328.6621
4974.4898 | 1895.85 | 2154.375 | 1328.6621
4974.4898 | 1895.85 | 2154.375 | 1328.6621
4974.4898 | 1895.85 | 2154.375 | 1328.6621
4974.4898 | 1895.85 | 2154.375 | 1328.6621
4974.4898 | 1895.85 | 2154.375 | 1328.6621
4974.4898 | 1895.85 | 2154.375 | 1328.6621
4974.4898 | 1895.85 | 2154.375 | 1328.6621
4974.4898 | 1895.85 | 2154.375 | 1328.6597
4974.4898 | 1895.85 | 2154.375 | 1328.4309
4974.4898 | 1895.85 | 2154.375 | 1326.7809
4974.4898 | 1895.85 | 2154.375 | 1326.7809
4974.4898 | 1895.85 | 2154.375 | 1326.7809
4974.4898 | 1895.85 | 2154.375 | 1326.7809
4974.4898 | 1895.85 | 2154.375 | 1326.7809
4974.4898 | 1895.85 | 2154.375 | 1326.7809
4974.4898 | 1895.85 | 2154.375 | 1326.7809
4974.4898 | 1895.85 | 2154.375 | 1326.7809
4974.4898 | 1895.85 | 2154.375 | 1326.7809
4974.4898 | 1895.85 | 2154.375 | 1326.7809
4974.4898 | 1895.85 | 2154.375 | 1326.7809
4974.4898 | 1895.85 | 2154.375 | 1326.7809
4974.4898 | 1895.85 | 2154.375 | 1326.7809
4974.4898 | 1895.85 | 2154.375 | 1326.7809
4974.4898 | 1895.85 | 2154.375 | 1326.7809
4974.4898 | 1895.85 | 2154.375 | 1326.7809
4974.4898 | 1895.85 | 2154.375 | 1326.7809
4974.4898 | 1895.85 | 2154.375 | 1326.7809
4974.4898 | 1895.85 | 2154.375 | 1326.7809
4974.4898 | 1895.85 | 2154.375 | 1326.7809
4974.4898 | 1895.85 | 2154.375 | 1326.7809
4974.4898 | 1895.85 | 2154.375 | 1326.7809
4974.4898 | 1895.85 | 2154.375 | 1326.7809
4974.4898 | 1895.85 | 2154.375 | 1326.7809
4974.4898 | 1895.85 | 2154.375 | 1326.7809
4974.4898 | 1895.85 | 2154.375 | 1326.7809
4974.4898 | 1895.85 | 2154.375 | 1326.7674
4974.4898 | 1895.85 | 2154.375 | 1326.3415
4974.4898 | 1895.85 | 2154.375 | 1307.2031
4974.4898 | 1895.85 | 2154.375 | 1301.2844
4974.4898 | 1895.85 | 2154.375 | 1300.3709
4974.4898 | 1895.85 | 2154.375 | 1280.6715
4974.4898 | 1895.85 | 2154.375 | 1280.6176
4974.4898 | 1895.85 | 2154.375 | 1280.6175
4974.4898 | 1895.85 | 2154.375 | 1280.6175
4974.4898 | 1895.85 | 2154.375 | 1280.6175
4974.4898 | 1895.85 | 2154.375 | 1280.6175
4974.4898 | 1895.85 | 2154.375 | 1280.6175
4974.4898 | 1895.85 | 2154.375 | 1280.6175
4974.4898 | 1895.85 | 2154.375 | 1280.6175
4974.4898 | 1895.85 | 2154.375 | 1280.6175
4974.4898 | 1895.85 | 2154.375 | 1280.6175
4974.4898 | 1895.85 | 2154.375 | 1280.6175
4974.4898 | 1895.85 | 2154.375 | 1280.6175
4974.4898 | 1895.85 | 2154.375 | 1280.6175
4664.723 | 1895.85 | 2154.375 | 1280.6175
4664.723 | 1895.85 | 2154.375 | 1280.6175
4664.723 | 1895.85 | 2154.375 | 1280.6175
4664.723 | 1895.85 | 2154.375 | 1280.6175
4664.723 | 1895.85 | 2154.375 | 1280.6175
4664.723 | 1895.85 | 2154.375 | 1280.6175
4664.723 | 1895.85 | 2154.375 | 1280.6175
4664.723 | 1895.85 | 2154.375 | 1280.6175
4664.723 | 1895.85 | 2154.375 | 1280.6175
4664.723 | 1895.85 | 2154.375 | 1280.6175
4664.723 | 1895.85 | 2154.375 | 1280.6175
4664.723 | 1895.85 | 2154.375 | 1280.6175
4664.723 | 1895.85 | 2154.375 | 1280.6175
4664.723 | 1895.85 | 2154.375 | 1280.6175
4664.723 | 1895.85 | 2154.375 | 1280.6175
4664.723 | 1895.85 | 2154.375 | 1280.6175
4664.723 | 1895.85 | 2154.375 | 1263.5007
4664.723 | 1895.85 | 2154.375 | 1218.2273
4664.723 | 1895.85 | 2154.375 | 1216.3991
4664.723 | 1895.85 | 2154.375 | 1216.3991
4664.723 | 1895.85 | 2154.375 | 1216.3991
4664.723 | 1895.85 | 2154.375 | 1216.3991
4664.723 | 1895.85 | 2154.375 | 1216.3991
4664.723 | 1895.85 | 2154.375 | 1216.3991
4664.723 | 1895.85 | 2154.375 | 1216.3991
4664.723 | 1895.85 | 2154.375 | 1216.3991
4664.723 | 1895.85 | 2154.375 | 1216.3991
4664.723 | 1895.85 | 2154.375 | 1216.3991
4664.723 | 1895.85 | 2154.375 | 1216.3991
4664.723 | 1895.85 | 2154.375 | 1216.3991
4616.1322 | 1895.85 | 2154.375 | 1216.3991
4616.1322 | 1895.85 | 2154.375 | 1216.3991
4616.1322 | 1895.85 | 2154.375 | 1216.3991
4616.1322 | 1895.85 | 2154.375 | 1216.3991
4616.1322 | 1895.85 | 2154.375 | 1216.3991
4616.1322 | 1895.85 | 2154.375 | 1216.3991
4616.1322 | 1895.85 | 2154.375 | 1216.3991
4616.1322 | 1895.85 | 2154.375 | 1216.3991
4616.1322 | 1895.85 | 2154.375 | 1216.3991
4616.1322 | 1895.85 | 2154.375 | 1216.3991
4616.1322 | 1895.85 | 2154.375 | 1216.3991
4616.1322 | 1895.85 | 2154.375 | 1216.3991
4616.1322 | 1895.85 | 2154.375 | 1216.3991
4616.1322 | 1895.85 | 2154.375 | 1216.3991
4616.1322 | 1895.85 | 2154.375 | 1216.399
4616.1322 | 1895.85 | 2154.375 | 1216.3985
4616.1322 | 1895.85 | 2154.375 | 1216.3466
4616.1322 | 1895.85 | 2154.375 | 1213.0734
4616.1322 | 1895.85 | 2154.375 | 1211.5303
4616.1322 | 1895.85 | 2154.375 | 1207.1097
4616.1322 | 1895.85 | 2154.375 | 1200.8381
4616.1322 | 1895.85 | 2154.375 | 1200.8381
4616.1322 | 1895.85 | 2154.375 | 1200.8381
4616.1322 | 1895.85 | 2154.375 | 1200.8381
4616.1322 | 1895.85 | 2154.375 | 1200.8381
4616.1322 | 1895.85 | 2154.375 | 1200.8381
4616.1322 | 1895.85 | 2154.375 | 1200.8381
4616.1322 | 1895.85 | 2154.375 | 1200.8381
4616.1322 | 1895.85 | 2154.375 | 1200.8381
4616.1322 | 1895.85 | 2154.375 | 1200.8381
4616.1322 | 1895.85 | 2154.375 | 1200.8381
4616.1322 | 1895.85 | 2154.375 | 1200.8381
4616.1322 | 1895.85 | 2154.375 | 1200.8381
4616.1322 | 1895.85 | 2154.375 | 1200.8381
4616.1322 | 1895.85 | 2154.375 | 1200.8381
4616.1322 | 1895.85 | 2154.375 | 1200.8381
4616.1322 | 1895.85 | 2154.375 | 1200.8381
4616.1322 | 1895.85 | 2154.375 | 1200.8381
4616.1322 | 1895.85 | 2154.375 | 1200.8381
4616.1322 | 1895.85 | 2154.375 | 1200.8381
4616.1322 | 1895.85 | 2154.375 | 1200.8381
4616.1322 | 1895.85 | 2154.375 | 1200.8381
4616.1322 | 1895.85 | 2154.375 | 1200.8381
4616.1322 | 1895.85 | 2154.375 | 1200.8381
4616.1322 | 1895.85 | 2154.375 | 1200.8381
4616.1322 | 1895.85 | 2154.375 | 1200.8381
4616.1322 | 1895.85 | 2154.375 | 1200.8381
4616.1322 | 1895.85 | 2154.375 | 1200.8381
4616.1322 | 1895.85 | 2154.375 | 1200.8381
4616.1322 | 1895.85 | 2154.375 | 1200.8052
4616.1322 | 1895.85 | 2154.375 | 1186.1293
4616.1322 | 1895.85 | 2154.375 | 1186.0557
4616.1322 | 1895.85 | 2154.375 | 1186.0555
4616.1322 | 1895.85 | 2154.375 | 1186.0555
4616.1322 | 1895.85 | 2154.375 | 1186.0555
4616.1322 | 1895.85 | 2154.375 | 1186.0555
4616.1322 | 1895.85 | 2154.375 | 1186.0555
4616.1322 | 1895.85 | 2154.375 | 1186.0555
4616.1322 | 1895.85 | 2154.375 | 1186.0555
4616.1322 | 1895.85 | 2154.375 | 1186.0555
4616.1322 | 1895.85 | 2154.375 | 1186.0555
4616.1322 | 1895.85 | 2154.375 | 1186.0555
4616.1322 | 1895.85 | 2154.375 | 1186.0555
4616.1322 | 1895.85 | 2154.375 | 1186.0555
4616.1322 | 1895.85 | 2154.375 | 1186.0555
4616.1322 | 1895.85 | 2154.375 | 1186.0555
4616.1322 | 1895.85 | 2154.375 | 1186.0555
4616.1322 | 1895.85 | 2154.375 | 1186.0555
4616.1322 | 1895.85 | 2154.375 | 1186.0555
4616.1322 | 1895.85 | 2154.375 | 1186.0555
4616.1322 | 1895.85 | 2154.375 | 1186.0555
4616.1322 | 1895.85 | 2154.375 | 1186.0555
4616.1322 | 1895.85 | 2154.375 | 1186.0555
4616.1322 | 1895.85 | 2154.375 | 1186.0555
4616.1322 | 1895.85 | 2154.375 | 1186.0555
4616.1322 | 1895.85 | 2154.375 | 1186.0555
4616.1322 | 1895.85 | 2154.375 | 1186.0555
4616.1322 | 1895.85 | 2154.375 | 1186.0555
4616.1322 | 1895.85 | 2154.375 | 1186.0555
4616.1322 | 1895.85 | 2154.375 | 1186.0555
4616.1322 | 1895.85 | 2154.375 | 1151.1842
4616.1322 | 1895.85 | 2154.375 | 1151.1842
4616.1322 | 1895.85 | 2154.375 | 1151.1842
4616.1322 | 1895.85 | 2154.375 | 1151.1842
4616.1322 | 1895.85 | 2154.375 | 1151.1842
4616.1322 | 1895.85 | 2154.375 | 1151.1842
4616.1322 | 1895.85 | 2154.375 | 1151.1842
4616.1322 | 1895.85 | 2154.375 | 1151.1842
4616.1322 | 1895.85 | 2154.375 | 1151.1842
4616.1322 | 1895.85 | 2154.375 | 1151.1842
4616.1322 | 1895.85 | 2154.375 | 1151.1842
4616.1322 | 1895.85 | 2154.375 | 1151.1842
4616.1322 | 1895.85 | 2154.375 | 1151.1842
4616.1322 | 1895.85 | 2154.375 | 1151.1842
4616.1322 | 1895.85 | 2154.375 | 1151.1842
4616.1322 | 1895.85 | 2154.375 | 1151.1842
4616.1322 | 1895.85 | 2154.375 | 1151.1842
4616.1322 | 1895.85 | 2154.375 | 1151.1842
4616.1322 | 1895.85 | 2154.375 | 1151.1842
4616.1322 | 1895.85 | 2154.375 | 1151.1842
4616.1322 | 1895.85 | 2154.375 | 1151.1842
4616.1322 | 1895.85 | 2154.375 | 1151.1842
4616.1322 | 1895.85 | 2154.375 | 1151.1842
4616.1322 | 1895.85 | 2154.375 | 1151.1842
4616.1322 | 1895.85 | 2154.375 | 1151.1842
4616.1322 | 1895.85 | 2154.375 | 1151.1842
4616.1322 | 1895.85 | 2154.375 | 1151.173
4616.1322 | 1895.85 | 2154.375 | 1145.7497
4616.1322 | 1895.85 | 2154.375 | 1144.6591
4616.1322 | 1895.85 | 2154.375 | 1144.6561
4616.1322 | 1895.85 | 2154.375 | 1144.6561
4616.1322 | 1895.85 | 2154.375 | 1144.6561
4616.1322 | 1895.85 | 2154.375 | 1144.6561
4616.1322 | 1895.85 | 2154.375 | 1144.6561
4616.1322 | 1895.85 | 2154.375 | 1144.6561
4616.1322 | 1895.85 | 2154.375 | 1144.6561
4616.1322 | 1895.85 | 2154.375 | 1144.6561
4616.1322 | 1895.85 | 2154.375 | 1144.6561
4616.1322 | 1895.85 | 2154.375 | 1144.6561
4616.1322 | 1895.85 | 2154.375 | 1144.6561
4616.1322 | 1895.85 | 2154.375 | 1144.6561
4616.1322 | 1895.85 | 2154.375 | 1144.6561
4616.1322 | 1895.85 | 2154.375 | 1144.6561
4616.1322 | 1895.85 | 2154.375 | 1144.6561
4616.1322 | 1895.85 | 2154.375 | 1144.6561
4616.1322 | 1895.85 | 2154.375 | 1144.6561
4616.1322 | 1895.85 | 2154.375 | 1144.6561
4616.1322 | 1895.85 | 2154.375 | 1144.6561
4616.1322 | 1895.85 | 2154.375 | 1144.6561
4616.1322 | 1895.85 | 2154.375 | 1144.6561
4616.1322 | 1895.85 | 2154.375 | 1144.6561
4616.1322 | 1895.85 | 2154.375 | 1144.6561
4616.1322 | 1895.85 | 2154.375 | 1144.6561
4616.1322 | 1895.85 | 2154.375 | 1144.6561
4616.1322 | 1895.85 | 2154.375 | 1144.6561
4616.1322 | 1895.85 | 2154.375 | 1144.6561
4616.1322 | 1895.85 | 2154.375 | 1144.6561
4616.1322 | 1895.85 | 2154.375 | 1144.6561
4616.1322 | 1895.85 | 2154.375 | 1133.9509
4616.1322 | 1895.85 | 2154.375 | 1133.9509
4616.1322 | 1895.85 | 2154.375 | 1133.9509
4616.1322 | 1895.85 | 2154.375 | 1133.9509
4616.1322 | 1895.85 | 2154.375 | 1133.9509
4616.1322 | 1895.85 | 2154.375 | 1133.9509
4616.1322 | 1895.85 | 2154.375 | 1133.9509
4616.1322 | 1895.85 | 2154.375 | 1133.9509
4616.1322 | 1895.85 | 2154.375 | 1133.9509
4616.1322 | 1895.85 | 2154.375 | 1133.9509
4616.1322 | 1895.85 | 2154.375 | 1133.9509
4616.1322 | 1895.85 | 2154.375 | 1133.9509
4616.1322 | 1895.85 | 2154.375 | 1133.9509
4616.1322 | 1895.85 | 2154.375 | 1133.9509
4616.1322 | 1895.85 | 2154.375 | 1133.9509
4616.1322 | 1895.85 | 2154.375 | 1133.9509
4616.1322 | 1895.85 | 2154.375 | 1133.9509
4616.1322 | 1895.85 | 2154.375 | 1133.9509
4616.1322 | 1895.85 | 2154.375 | 1133.9509
4616.1322 | 1895.85 | 2154.375 | 1133.9509
4616.1322 | 1895.85 | 2154.375 | 1133.9509
4616.1322 | 1895.85 | 2154.375 | 1133.9509
4616.1322 | 1895.85 | 2154.375 | 1133.9509
4616.1322 | 1895.85 | 2154.375 | 1133.9509
4616.1322 | 1895.85 | 2154.375 | 1133.9509
4616.1322 | 1895.85 | 2154.375 | 1133.9509
4616.1322 | 1895.85 | 2154.375 | 1133.9509
4616.1322 | 1895.85 | 2154.375 | 1133.9488
4616.1322 | 1895.85 | 2154.375 | 1133.7588
4616.1322 | 1895.85 | 2154.375 | 1116.1206
4616.1322 | 1895.85 | 2154.375 | 1097.7794
4616.1322 | 1895.85 | 2154.375 | 1052.4467
4616.1322 | 1895.85 | 2154.375 | 1028.8156
4616.1322 | 1895.85 | 2154.375 | 1014.9155
4616.1322 | 1895.85 | 2154.375 | 1006.3491
4616.1322 | 1895.85 | 2154.375 | 1006.2877
4616.1322 | 1895.85 | 2154.375 | 1006.2875
4616.1322 | 1895.85 | 2154.375 | 1006.2875
4616.1322 | 1895.85 | 2154.375 | 1006.2875
4616.1322 | 1895.85 | 2154.375 | 1006.2875
4616.1322 | 1895.85 | 2154.375 | 1006.2875
4616.1322 | 1895.85 | 2154.375 | 1006.2875
4616.1322 | 1895.85 | 2154.375 | 1006.2875
4616.1322 | 1895.85 | 2154.375 | 1006.2875
4616.1322 | 1895.85 | 2154.375 | 1006.2875
4616.1322 | 1895.85 | 2154.375 | 1006.2875
4616.1322 | 1895.85 | 2154.375 | 1006.2875
4616.1322 | 1895.85 | 2154.375 | 1006.2875
4616.1322 | 1895.85 | 2154.375 | 1006.2875
4616.1322 | 1895.85 | 2154.375 | 1006.2875
4616.1322 | 1895.85 | 2154.375 | 1006.2875
4616.1322 | 1895.85 | 2154.375 | 1006.2875
4616.1322 | 1895.85 | 2154.375 | 1006.2875
4616.1322 | 1895.85 | 2154.375 | 1006.2875
4616.1322 | 1895.85 | 2154.375 | 1006.2875
4616.1322 | 1895.85 | 2154.375 | 1006.2875
4616.1322 | 1895.85 | 2154.375 | 1006.2875
4616.1322 | 1895.85 | 2154.375 | 1006.2875
4616.1322 | 1895.85 | 2154.375 | 1006.2875
4616.1322 | 1895.85 | 2154.375 | 1006.2875
4616.1322 | 1895.85 | 2154.375 | 1006.2875
4616.1322 | 1895.85 | 2154.375 | 1006.2875
4616.1322 | 1895.85 | 2154.375 | 1006.2875
4616.1322 | 1895.85 | 2154.375 | 1006.2875
4616.1322 | 1895.85 | 2154.375 | 972.1646
4616.1322 | 1895.85 | 2154.375 | 972.1646
4616.1322 | 1895.85 | 2154.375 | 972.1646
4616.1322 | 1895.85 | 2154.375 | 972.1646
4616.1322 | 1895.85 | 2154.375 | 972.1646
4616.1322 | 1895.85 | 2154.375 | 972.1646
4616.1322 | 1895.85 | 2154.375 | 972.1646
4616.1322 | 1895.85 | 2154.375 | 972.1646
4616.1322 | 1895.85 | 2154.375 | 972.1646
4616.1322 | 1895.85 | 2154.375 | 972.1646
4616.1322 | 1895.85 | 2154.375 | 972.1646
4616.1322 | 1895.85 | 2154.375 | 972.1646
4616.1322 | 1895.85 | 2154.375 | 972.1646
4616.1322 | 1895.85 | 2154.375 | 972.1646
4616.1322 | 1895.85 | 2154.375 | 972.1646
4409.621 | 1895.85 | 2154.375 | 972.1646
4409.621 | 1895.85 | 2154.375 | 972.1646
4409.621 | 1895.85 | 2154.375 | 972.1646
4409.621 | 1895.85 | 2154.375 | 972.1646
4409.621 | 1895.85 | 2154.375 | 972.1646
4409.621 | 1895.85 | 2154.375 | 972.1646
4409.621 | 1895.85 | 2154.375 | 972.1646
4409.621 | 1895.85 | 2154.375 | 972.1646
4409.621 | 1895.85 | 2154.375 | 972.1646
4409.621 | 1895.85 | 2154.375 | 972.1646
4409.621 | 1895.85 | 2154.375 | 972.1646
4409.621 | 1895.85 | 2154.375 | 972.1646
4409.621 | 1895.85 | 2154.375 | 972.1629
4409.621 | 1895.85 | 2154.375 | 972.005
4409.621 | 1895.85 | 2154.375 | 957.3493
4409.621 | 1895.85 | 2154.375 | 892.0563
4409.621 | 1895.85 | 2154.375 | 892.0563
4409.621 | 1895.85 | 2154.375 | 892.0563
4409.621 | 1895.85 | 2154.375 | 892.0563
4409.621 | 1895.85 | 2154.375 | 892.0563
4409.621 | 1895.85 | 2154.375 | 892.0563
4409.621 | 1895.85 | 2154.375 | 892.0563
4409.621 | 1895.85 | 2154.375 | 892.0563
4409.621 | 1895.85 | 2154.375 | 892.0563
4409.621 | 1895.85 | 2154.375 | 892.0563
4409.621 | 1895.85 | 2154.375 | 892.0563
4409.621 | 1895.85 | 2154.375 | 892.0563
4409.621 | 1895.85 | 2154.375 | 892.0563
4409.621 | 1895.85 | 2154.375 | 892.0563
4409.621 | 1895.85 | 2154.375 | 892.0563
4373.1778 | 1895.85 | 2154.375 | 892.0563
4373.1778 | 1895.85 | 2154.375 | 892.0563
4373.1778 | 1895.85 | 2154.375 | 892.0563
4373.1778 | 1895.85 | 2154.375 | 892.0563
4373.1778 | 1895.85 | 2154.375 | 892.0563
4373.1778 | 1895.85 | 2154.375 | 892.0563
4373.1778 | 1895.85 | 2154.375 | 892.0563
4373.1778 | 1895.85 | 2154.375 | 892.0563
4373.1778 | 1895.85 | 2154.375 | 892.0563
4373.1778 | 1895.85 | 2154.375 | 892.0563
4373.1778 | 1895.85 | 2154.375 | 892.0563
4373.1778 | 1895.85 | 2154.375 | 892.0562
4373.1778 | 1895.85 | 2154.375 | 892.0429
4373.1778 | 1895.85 | 2154.375 | 890.8106
4373.1778 | 1895.85 | 2154.375 | 876.1587
4373.1778 | 1895.85 | 2154.375 | 875.1857
4373.1778 | 1895.85 | 2154.375 | 875.1831
4373.1778 | 1895.85 | 2154.375 | 875.183
4373.1778 | 1895.85 | 2154.375 | 875.183
4373.1778 | 1895.85 | 2154.375 | 875.183
4373.1778 | 1895.85 | 2154.375 | 875.183
4373.1778 | 1895.85 | 2154.375 | 875.183
4373.1778 | 1895.85 | 2154.375 | 875.183
4373.1778 | 1895.85 | 2154.375 | 875.183
4373.1778 | 1895.85 | 2154.375 | 875.183
4373.1778 | 1895.85 | 2154.375 | 875.183
4373.1778 | 1895.85 | 2154.375 | 875.183
4373.1778 | 1895.85 | 2154.375 | 875.183
4373.1778 | 1895.85 | 2154.375 | 875.183
4373.1778 | 1895.85 | 2154.375 | 875.183
4373.1778 | 1895.85 | 2154.375 | 875.183
4373.1778 | 1895.85 | 2154.375 | 875.183
4373.1778 | 1895.85 | 2154.375 | 875.183
4373.1778 | 1895.85 | 2154.375 | 875.183
4373.1778 | 1895.85 | 2154.375 | 875.183
4373.1778 | 1895.85 | 2154.375 | 875.183
4373.1778 | 1895.85 | 2154.375 | 875.183
4373.1778 | 1895.85 | 2154.375 | 875.183
4373.1778 | 1895.85 | 2154.375 | 875.183
4373.1778 | 1895.85 | 2154.375 | 875.183
4373.1778 | 1895.85 | 2154.375 | 875.183
4373.1778 | 1895.85 | 2154.375 | 875.183
4373.1778 | 1895.85 | 2154.375 | 875.183
4373.1778 | 1895.85 | 2154.375 | 875.183
4373.1778 | 1895.85 | 2154.375 | 875.1779
4373.1778 | 1895.85 | 2154.375 | 861.6121
4373.1778 | 1895.85 | 2154.375 | 856.4449
4373.1778 | 1895.85 | 2154.375 | 856.3937
4373.1778 | 1895.85 | 2154.375 | 856.3935
4373.1778 | 1895.85 | 2154.375 | 856.3935
4373.1778 | 1895.85 | 2154.375 | 856.3935
4373.1778 | 1895.85 | 2154.375 | 856.3935
4373.1778 | 1895.85 | 2154.375 | 856.3935
4373.1778 | 1895.85 | 2154.375 | 856.3935
4373.1778 | 1895.85 | 2154.375 | 856.3935
4373.1778 | 1895.85 | 2154.375 | 856.3935
4373.1778 | 1895.85 | 2154.375 | 856.3935
4373.1778 | 1895.85 | 2154.375 | 856.3935
4373.1778 | 1895.85 | 2154.375 | 856.3935
4373.1778 | 1895.85 | 2154.375 | 856.3935
4373.1778 | 1895.85 | 2154.375 | 856.3935
4373.1778 | 1895.85 | 2154.375 | 856.3935
4373.1778 | 1895.85 | 2154.375 | 856.3935
4373.1778 | 1895.85 | 2154.375 | 856.3935
4373.1778 | 1895.85 | 2154.375 | 856.3935
4373.1778 | 1895.85 | 2154.375 | 856.3935
4373.1778 | 1895.85 | 2154.375 | 856.3935
4373.1778 | 1895.85 | 2154.375 | 856.3935
4373.1778 | 1895.85 | 2154.375 | 856.3935
4373.1778 | 1895.85 | 2154.375 | 856.3935
4373.1778 | 1895.85 | 2154.375 | 856.3935
4373.1778 | 1895.85 | 2154.375 | 856.3935
4373.1778 | 1895.85 | 2154.375 | 856.3935
4373.1778 | 1895.85 | 2154.375 | 856.3935
4373.1778 | 1895.85 | 2154.375 | 856.3935
4373.1778 | 1895.85 | 2154.375 | 856.3935
4373.1778 | 1895.85 | 2154.375 | 837.7358
4373.1778 | 1895.85 | 2154.375 | 837.7358
4373.1778 | 1895.85 | 2154.375 | 837.7358
4373.1778 | 1895.85 | 2154.375 | 837.7358
4373.1778 | 1895.85 | 2154.375 | 837.7358
4373.1778 | 1895.85 | 2154.375 | 837.7358
4373.1778 | 1895.85 | 2154.375 | 837.7358
4373.1778 | 1895.85 | 2154.375 | 837.7358
4373.1778 | 1895.85 | 2154.375 | 837.7358
4373.1778 | 1895.85 | 2154.375 | 837.7358
4373.1778 | 1895.85 | 2154.375 | 837.7358
4373.1778 | 1895.85 | 2154.375 | 837.7358
4373.1778 | 1895.85 | 2154.375 | 837.7358
4373.1778 | 1895.85 | 2154.375 | 837.7358
4373.1778 | 1895.85 | 2154.375 | 837.7358
4373.1778 | 1895.85 | 2154.375 | 837.7358
4373.1778 | 1895.85 | 2154.375 | 837.7358
4373.1778 | 1895.85 | 2154.375 | 837.7358
4373.1778 | 1895.85 | 2154.375 | 837.7358
4373.1778 | 1895.85 | 2154.375 | 837.7358
4373.1778 | 1895.85 | 2154.375 | 837.7358
4373.1778 | 1895.85 | 2154.375 | 837.7358
4373.1778 | 1895.85 | 2154.375 | 837.7358
4373.1778 | 1895.85 | 2154.375 | 837.7358
4373.1778 | 1895.85 | 2154.375 | 837.7358
4373.1778 | 1895.85 | 2154.375 | 837.7358
4373.1778 | 1895.85 | 2154.375 | 837.7358
4373.1778 | 1895.85 | 2154.375 | 837.7344
4373.1778 | 1895.85 | 2154.375 | 837.6031
4373.1778 | 1895.85 | 2154.375 | 827.8759
4373.1778 | 1895.85 | 2154.375 | 825.4257
4373.1778 | 1895.85 | 2154.375 | 820.4307
4373.1778 | 1895.85 | 2154.375 | 820.4307
4373.1778 | 1895.85 | 2154.375 | 820.4307
4373.1778 | 1895.85 | 2154.375 | 820.4307
4373.1778 | 1895.85 | 2154.375 | 820.4307
4373.1778 | 1895.85 | 2154.375 | 820.4307
4373.1778 | 1895.85 | 2154.375 | 820.4307
4373.1778 | 1895.85 | 2154.375 | 820.4307
4373.1778 | 1895.85 | 2154.375 | 820.4307
4373.1778 | 1895.85 | 2154.375 | 820.4307
4373.1778 | 1895.85 | 2154.375 | 820.4307
4373.1778 | 1895.85 | 2154.375 | 820.4307
4373.1778 | 1895.85 | 2154.375 | 820.4307
4373.1778 | 1895.85 | 2154.375 | 820.4307
4373.1778 | 1895.85 | 2154.375 | 820.4307
4373.1778 | 1895.85 | 2154.375 | 820.4307
4373.1778 | 1895.85 | 2154.375 | 820.4307
4373.1778 | 1895.85 | 2154.375 | 820.4307
4373.1778 | 1895.85 | 2154.375 | 820.4307
4373.1778 | 1895.85 | 2154.375 | 820.4307
4373.1778 | 1895.85 | 2154.375 | 820.4307
4373.1778 | 1895.85 | 2154.375 | 820.4307
4373.1778 | 1895.85 | 2154.375 | 820.4307
4373.1778 | 1895.85 | 2154.375 | 820.4307
4373.1778 | 1895.85 | 2154.375 | 820.4307
4373.1778 | 1895.85 | 2154.375 | 820.4307
4373.1778 | 1895.85 | 2154.375 | 820.4307
4373.1778 | 1895.85 | 2154.375 | 820.4306
4373.1778 | 1895.85 | 2154.375 | 820.4209
4373.1778 | 1895.85 | 2154.375 | 819.5209
4373.1778 | 1895.85 | 2154.375 | 776.4514
4373.1778 | 1895.85 | 2154.375 | 764.5682
4373.1778 | 1895.85 | 2154.375 | 759.4378
4373.1778 | 1895.85 | 2154.375 | 757.1678
4373.1778 | 1895.85 | 2154.375 | 747.0718
4373.1778 | 1895.85 | 2154.375 | 735.9998
4373.1778 | 1895.85 | 2154.375 | 731.4518
4373.1778 | 1895.85 | 2154.375 | 731.4092
4373.1778 | 1895.85 | 2154.375 | 731.4091
4373.1778 | 1895.85 | 2154.375 | 731.4091
4373.1778 | 1895.85 | 2154.375 | 731.4091
4373.1778 | 1895.85 | 2154.375 | 731.4091
4373.1778 | 1895.85 | 2154.375 | 731.4091
4373.1778 | 1895.85 | 2154.375 | 731.4091
4373.1778 | 1895.85 | 2154.375 | 731.4091
4373.1778 | 1895.85 | 2154.375 | 731.4091
4373.1778 | 1895.85 | 2154.375 | 731.4091
4373.1778 | 1895.85 | 2154.375 | 731.4091
4373.1778 | 1895.85 | 2154.375 | 731.4091
4373.1778 | 1895.85 | 2154.375 | 731.4091
4373.1778 | 1895.85 | 2154.375 | 731.4091
4373.1778 | 1895.85 | 2154.375 | 731.4091
4373.1778 | 1895.85 | 2154.375 | 731.4091
4373.1778 | 1895.85 | 2154.375 | 731.4091
4373.1778 | 1895.85 | 2154.375 | 731.4091
4373.1778 | 1895.85 | 2154.375 | 731.4091
4373.1778 | 1895.85 | 2154.375 | 731.4091
4373.1778 | 1895.85 | 2154.375 | 731.4091
4373.1778 | 1895.85 | 2154.375 | 731.4091
4373.1778 | 1895.85 | 2154.375 | 731.4091
4373.1778 | 1895.85 | 2154.375 | 731.4091
4373.1778 | 1895.85 | 2154.375 | 731.4091
4373.1778 | 1895.85 | 2154.375 | 731.4091
4373.1778 | 1895.85 | 2154.375 | 731.4091
4373.1778 | 1895.85 | 2154.375 | 731.4091
4373.1778 | 1895.85 | 2154.375 | 731.4091
4373.1778 | 1895.85 | 2154.375 | 726.0383
4373.1778 | 1895.85 | 2154.375 | 726.0383
4373.1778 | 1895.85 | 2154.375 | 726.0383
4373.1778 | 1895.85 | 2154.375 | 726.0383
4373.1778 | 1895.85 | 2154.375 | 726.0383
4373.1778 | 1895.85 | 2154.375 | 726.0383
4373.1778 | 1895.85 | 2154.375 | 726.0383
4373.1778 | 1895.85 | 2154.375 | 726.0383
4373.1778 | 1895.85 | 2154.375 | 726.0383
4373.1778 | 1895.85 | 2154.375 | 726.0383
4373.1778 | 1895.85 | 2154.375 | 726.0383
4373.1778 | 1895.85 | 2154.375 | 726.0383
4373.1778 | 1895.85 | 2154.375 | 726.0383
4373.1778 | 1895.85 | 2154.375 | 726.0383
4373.1778 | 1895.85 | 2154.375 | 726.0383
4373.1778 | 1895.85 | 2154.375 | 726.0383
4373.1778 | 1895.85 | 2154.375 | 726.0383
4373.1778 | 1895.85 | 2154.375 | 726.0383
4373.1778 | 1895.85 | 2154.375 | 726.0383
4373.1778 | 1895.85 | 2154.375 | 726.0383
4373.1778 | 1895.85 | 2154.375 | 726.0383
4373.1778 | 1895.85 | 2154.375 | 726.0383
4373.1778 | 1895.85 | 2154.375 | 726.0383
4227.4052 | 1895.85 | 2154.375 | 726.0383
4227.4052 | 1895.85 | 2154.375 | 726.0383
4227.4052 | 1895.85 | 2154.375 | 726.0383
4227.4052 | 1895.85 | 2154.375 | 726.0383
4227.4052 | 1895.85 | 2154.375 | 726.0372
4227.4052 | 1895.85 | 2154.375 | 725.9281
4227.4052 | 1895.85 | 2154.375 | 715.8098
4227.4052 | 1895.85 | 2154.375 | 635.6489
4227.4052 | 1895.85 | 2154.375 | 635.3886
4227.4052 | 1895.85 | 2154.375 | 634.7809
4227.4052 | 1895.85 | 2154.375 | 634.7785
4227.4052 | 1895.85 | 2154.375 | 634.7785
4227.4052 | 1895.85 | 2154.375 | 634.7785
4227.4052 | 1895.85 | 2154.375 | 634.7785
4227.4052 | 1895.85 | 2154.375 | 634.7785
4227.4052 | 1895.85 | 2154.375 | 634.7785
4227.4052 | 1895.85 | 2154.375 | 634.7785
4227.4052 | 1895.85 | 2154.375 | 634.7785
4227.4052 | 1895.85 | 2154.375 | 634.7785
4227.4052 | 1895.85 | 2154.375 | 634.7785
4227.4052 | 1895.85 | 2154.375 | 634.7785
4227.4052 | 1895.85 | 2154.375 | 634.7785
4227.4052 | 1895.85 | 2154.375 | 634.7785
4227.4052 | 1895.85 | 2154.375 | 634.7785
4227.4052 | 1895.85 | 2154.375 | 634.7785
4227.4052 | 1895.85 | 2154.375 | 634.7785
4227.4052 | 1895.85 | 2154.375 | 634.7785
4227.4052 | 1895.85 | 2154.375 | 634.7785
4227.4052 | 1895.85 | 2154.375 | 634.7785
4227.4052 | 1895.85 | 2154.375 | 634.7785
4227.4052 | 1895.85 | 2154.375 | 634.7785
4227.4052 | 1895.85 | 2154.375 | 634.7785
4227.4052 | 1895.85 | 2154.375 | 634.7785
4227.4052 | 1895.85 | 2154.375 | 634.7785
4227.4052 | 1895.85 | 2154.375 | 634.7785
4227.4052 | 1895.85 | 2154.375 | 634.7785
4227.4052 | 1895.85 | 2154.375 | 634.7785
4227.4052 | 1895.85 | 2154.375 | 634.7785
4227.4052 | 1895.85 | 2154.375 | 633.5013
4227.4052 | 1895.85 | 2154.375 | 633.4962
4227.4052 | 1895.85 | 2154.375 | 633.4962
4227.4052 | 1895.85 | 2154.375 | 633.4962
4227.4052 | 1895.85 | 2154.375 | 633.4962
4227.4052 | 1895.85 | 2154.375 | 633.4962
4227.4052 | 1895.85 | 2154.375 | 633.4962
4227.4052 | 1895.85 | 2154.375 | 633.4962
4227.4052 | 1895.85 | 2154.375 | 633.4962
4227.4052 | 1895.85 | 2154.375 | 633.4962
4227.4052 | 1895.85 | 2154.375 | 633.4962
4227.4052 | 1895.85 | 2154.375 | 633.4962
4227.4052 | 1895.85 | 2154.375 | 633.4962
4227.4052 | 1895.85 | 2154.375 | 633.4962
4227.4052 | 1895.85 | 2154.375 | 633.4962
4227.4052 | 1895.85 | 2154.375 | 633.4962
4227.4052 | 1895.85 | 2154.375 | 633.4962
4227.4052 | 1895.85 | 2154.375 | 633.4962
4227.4052 | 1895.85 | 2154.375 | 633.4962
4227.4052 | 1895.85 | 2154.375 | 633.4962
4227.4052 | 1895.85 | 2154.375 | 633.4962
4227.4052 | 1895.85 | 2154.375 | 633.4962
4227.4052 | 1895.85 | 2154.375 | 633.4962
4227.4052 | 1895.85 | 2154.375 | 633.4962
4227.4052 | 1895.85 | 2154.375 | 633.4962
4227.4052 | 1895.85 | 2154.375 | 633.4962
4227.4052 | 1895.85 | 2154.375 | 633.4962
4227.4052 | 1895.85 | 2154.375 | 633.4962
4227.4052 | 1895.85 | 2154.375 | 633.4962
4227.4052 | 1895.85 | 2154.375 | 633.2285
4227.4052 | 1895.85 | 2154.375 | 633.2285
4227.4052 | 1895.85 | 2154.375 | 633.2285
4227.4052 | 1895.85 | 2154.375 | 633.2285
4227.4052 | 1895.85 | 2154.375 | 633.2285
4227.4052 | 1895.85 | 2154.375 | 633.2285
4227.4052 | 1895.85 | 2154.375 | 633.2285
4227.4052 | 1895.85 | 2154.375 | 633.2285
4227.4052 | 1895.85 | 2154.375 | 633.2285
4227.4052 | 1895.85 | 2154.375 | 633.2285
4227.4052 | 1895.85 | 2154.375 | 633.2285
4227.4052 | 1895.85 | 2154.375 | 633.2285
4227.4052 | 1895.85 | 2154.375 | 633.2285
4227.4052 | 1895.85 | 2154.375 | 633.2285
4227.4052 | 1895.85 | 2154.375 | 633.2285
4227.4052 | 1895.85 | 2154.375 | 633.2285
4227.4052 | 1895.85 | 2154.375 | 633.2285
4227.4052 | 1895.85 | 2154.375 | 633.2285
4227.4052 | 1895.85 | 2154.375 | 633.2285
4227.4052 | 1895.85 | 2154.375 | 633.2285
4227.4052 | 1895.85 | 2154.375 | 633.2285
4227.4052 | 1895.85 | 2154.375 | 633.2285
4227.4052 | 1895.85 | 2154.375 | 633.2285
4227.4052 | 1895.85 | 2154.375 | 633.2285
4227.4052 | 1895.85 | 2154.375 | 633.2285
4227.4052 | 1895.85 | 2154.375 | 633.2285
4227.4052 | 1895.85 | 2154.375 | 633.2285
4227.4052 | 1895.85 | 2154.375 | 633.2275
4227.4052 | 1895.85 | 2154.375 | 633.1369
4227.4052 | 1895.85 | 2154.375 | 624.7296
4227.4052 | 1895.85 | 2154.375 | 599.9126
4227.4052 | 1895.85 | 2154.375 | 599.9126
4227.4052 | 1895.85 | 2154.375 | 599.9126
4227.4052 | 1895.85 | 2154.375 | 599.9126
4227.4052 | 1895.85 | 2154.375 | 599.9126
4227.4052 | 1895.85 | 2154.375 | 599.9126
4227.4052 | 1895.85 | 2154.375 | 599.9126
4227.4052 | 1895.85 | 2154.375 | 599.9126
4227.4052 | 1895.85 | 2154.375 | 599.9126
4227.4052 | 1895.85 | 2154.375 | 599.9126
4227.4052 | 1895.85 | 2154.375 | 599.9126
4227.4052 | 1895.85 | 2154.375 | 599.9126
4227.4052 | 1895.85 | 2154.375 | 599.9126
4227.4052 | 1895.85 | 2154.375 | 599.9126
4227.4052 | 1895.85 | 2154.375 | 599.9126
4227.4052 | 1895.85 | 2154.375 | 599.9126
4227.4052 | 1895.85 | 2154.375 | 599.9126
4227.4052 | 1895.85 | 2154.375 | 599.9126
4227.4052 | 1895.85 | 2154.375 | 599.9126
4227.4052 | 1895.85 | 2154.375 | 599.9126
4227.4052 | 1895.85 | 2154.375 | 599.9126
4227.4052 | 1895.85 | 2154.375 | 599.9126
4227.4052 | 1895.85 | 2154.375 | 599.9126
4227.4052 | 1895.85 | 2154.375 | 599.9126
4227.4052 | 1895.85 | 2154.375 | 599.9126
4227.4052 | 1895.85 | 2154.375 | 599.9126
4227.4052 | 1895.85 | 2154.375 | 599.9126
4227.4052 | 1895.85 | 2154.375 | 599.9118
4227.4052 | 1895.85 | 2154.375 | 599.8402
4227.4052 | 1895.85 | 2154.375 | 598.8853
4227.4052 | 1895.85 | 2154.375 | 598.8677
4227.4052 | 1895.85 | 2154.375 | 598.8677
4227.4052 | 1895.85 | 2154.375 | 598.8677
4227.4052 | 1895.85 | 2154.375 | 598.8677
4227.4052 | 1895.85 | 2154.375 | 598.8677
4227.4052 | 1895.85 | 2154.375 | 598.8677
4227.4052 | 1895.85 | 2154.375 | 598.8677
4227.4052 | 1895.85 | 2154.375 | 598.8677
4227.4052 | 1895.85 | 2154.375 | 598.8677
4227.4052 | 1895.85 | 2154.375 | 598.8677
4227.4052 | 1895.85 | 2154.375 | 598.8677
4227.4052 | 1895.85 | 2154.375 | 598.8677
4227.4052 | 1895.85 | 2154.375 | 598.8677
4227.4052 | 1895.85 | 2154.375 | 598.8677
4227.4052 | 1895.85 | 2154.375 | 598.8677
4227.4052 | 1895.85 | 2154.375 | 598.8677
4227.4052 | 1895.85 | 2154.375 | 598.8677
4227.4052 | 1895.85 | 2154.375 | 598.8677
4227.4052 | 1895.85 | 2154.375 | 598.8677
4227.4052 | 1895.85 | 2154.375 | 598.8677
4227.4052 | 1895.85 | 2154.375 | 598.8677
4227.4052 | 1895.85 | 2154.375 | 598.8677
4227.4052 | 1895.85 | 2154.375 | 598.8677
4227.4052 | 1895.85 | 2154.375 | 598.8677
4227.4052 | 1895.85 | 2154.375 | 598.8677
4227.4052 | 1895.85 | 2154.375 | 598.8677
4227.4052 | 1895.85 | 2154.375 | 598.8676
4227.4052 | 1895.85 | 2154.375 | 598.8591
4227.4052 | 1895.85 | 2154.375 | 598.0693
4227.4052 | 1895.85 | 2154.375 | 593.1924
4227.4052 | 1895.85 | 2154.375 | 590.4187
4227.4052 | 1895.85 | 2154.375 | 556.1125
4227.4052 | 1895.85 | 2154.375 | 556.1125
4227.4052 | 1895.85 | 2154.375 | 556.1125
4227.4052 | 1895.85 | 2154.375 | 556.1125
4227.4052 | 1895.85 | 2154.375 | 556.1125
4227.4052 | 1895.85 | 2154.375 | 556.1125
4227.4052 | 1895.85 | 2154.375 | 556.1125
4227.4052 | 1895.85 | 2154.375 | 556.1125
4227.4052 | 1895.85 | 2154.375 | 556.1125
4227.4052 | 1895.85 | 2154.375 | 556.1125
4227.4052 | 1895.85 | 2154.375 | 556.1125
4227.4052 | 1895.85 | 2154.375 | 556.1125
4227.4052 | 1895.85 | 2154.375 | 556.1125
4227.4052 | 1895.85 | 2154.375 | 556.1125
4227.4052 | 1895.85 | 2154.375 | 556.1125
4227.4052 | 1895.85 | 2154.375 | 556.1125
4227.4052 | 1895.85 | 2154.375 | 556.1125
4227.4052 | 1895.85 | 2154.375 | 556.1125
4227.4052 | 1895.85 | 2154.375 | 556.1125
4227.4052 | 1895.85 | 2154.375 | 556.1125
4227.4052 | 1895.85 | 2154.375 | 556.1125
4227.4052 | 1895.85 | 2154.375 | 556.1125
4227.4052 | 1895.85 | 2154.375 | 556.1125
4227.4052 | 1895.85 | 2154.375 | 556.1125
4227.4052 | 1895.85 | 2154.375 | 556.1125
4227.4052 | 1895.85 | 2154.375 | 556.1125
4227.4052 | 1895.85 | 2154.375 | 556.1125
4227.4052 | 1895.85 | 2154.375 | 556.1117
4227.4052 | 1895.85 | 2154.375 | 556.0364
4227.4052 | 1895.85 | 2154.375 | 549.0507
4227.4052 | 1895.85 | 2154.375 | 531.5189
4227.4052 | 1895.85 | 2154.375 | 524.7753
4227.4052 | 1895.85 | 2154.375 | 498.1497
4227.4052 | 1895.85 | 2154.375 | 481.4342
4227.4052 | 1895.85 | 2154.375 | 481.3886
4227.4052 | 1895.85 | 2154.375 | 481.3885
4227.4052 | 1895.85 | 2154.375 | 481.3885
4227.4052 | 1895.85 | 2154.375 | 481.3885
4227.4052 | 1895.85 | 2154.375 | 481.3885
4227.4052 | 1895.85 | 2154.375 | 481.3885
4227.4052 | 1895.85 | 2154.375 | 481.3885
4227.4052 | 1895.85 | 2154.375 | 481.3885
4227.4052 | 1895.85 | 2154.375 | 481.3885
4227.4052 | 1895.85 | 2154.375 | 481.3885
4227.4052 | 1895.85 | 2154.375 | 481.3885
4227.4052 | 1895.85 | 2154.375 | 481.3885
4227.4052 | 1895.85 | 2154.375 | 481.3885
4227.4052 | 1895.85 | 2154.375 | 481.3885
4227.4052 | 1895.85 | 2154.375 | 481.3885
4227.4052 | 1895.85 | 2154.375 | 481.3885
4227.4052 | 1895.85 | 2154.375 | 481.3885
4227.4052 | 1895.85 | 2154.375 | 481.3885
4227.4052 | 1895.85 | 2154.375 | 481.3885
4227.4052 | 1895.85 | 2154.375 | 481.3885
4227.4052 | 1895.85 | 2154.375 | 481.3885
4227.4052 | 1895.85 | 2154.375 | 481.3885
4227.4052 | 1895.85 | 2154.375 | 481.3885
4227.4052 | 1895.85 | 2154.375 | 481.3885
4227.4052 | 1895.85 | 2154.375 | 481.3885
4154.519 | 1895.85 | 2154.375 | 481.3885
4154.519 | 1895.85 | 2154.375 | 481.3885
4154.519 | 1895.85 | 2154.375 | 481.3885
4154.519 | 1895.85 | 2154.375 | 481.3885
4154.519 | 1895.85 | 2154.375 | 431.2399
4154.519 | 1895.85 | 2154.375 | 421.0833
4154.519 | 1895.85 | 2154.375 | 420.3089
4154.519 | 1895.85 | 2154.375 | 420.3068
4154.519 | 1895.85 | 2154.375 | 420.3068
4154.519 | 1895.85 | 2154.375 | 420.3068
4154.519 | 1895.85 | 2154.375 | 420.3068
4154.519 | 1895.85 | 2154.375 | 420.3068
4154.519 | 1895.85 | 2154.375 | 420.3068
4154.519 | 1895.85 | 2154.375 | 420.3068
4154.519 | 1895.85 | 2154.375 | 420.3068
4154.519 | 1895.85 | 2154.375 | 420.3068
4154.519 | 1895.85 | 2154.375 | 420.3068
4154.519 | 1895.85 | 2154.375 | 420.3068
4154.519 | 1895.85 | 2154.375 | 420.3068
4154.519 | 1895.85 | 2154.375 | 420.3068
4154.519 | 1895.85 | 2154.375 | 420.3068
4154.519 | 1895.85 | 2154.375 | 420.3068
4154.519 | 1895.85 | 2154.375 | 420.3068
4154.519 | 1895.85 | 2154.375 | 420.3068
4154.519 | 1895.85 | 2154.375 | 420.3068
4154.519 | 1895.85 | 2154.375 | 420.3068
4154.519 | 1895.85 | 2154.375 | 420.3068
4154.519 | 1895.85 | 2154.375 | 420.3068
4154.519 | 1895.85 | 2154.375 | 420.3068
4154.519 | 1895.85 | 2154.375 | 420.3068
4154.519 | 1895.85 | 2154.375 | 420.3068
4154.519 | 1895.85 | 2154.375 | 420.3068
4154.519 | 1895.85 | 2154.375 | 420.3068
4154.519 | 1895.85 | 2154.375 | 420.3068
4154.519 | 1895.85 | 2154.375 | 420.3068
4154.519 | 1895.85 | 2154.375 | 415.6038
4154.519 | 1895.85 | 2154.375 | 407.1495
4154.519 | 1895.85 | 2154.375 | 407.1264
4154.519 | 1895.85 | 2154.375 | 407.1263
4154.519 | 1895.85 | 2154.375 | 407.1263
4154.519 | 1895.85 | 2154.375 | 407.1263
4154.519 | 1895.85 | 2154.375 | 407.1263
4154.519 | 1895.85 | 2154.375 | 407.1263
4154.519 | 1895.85 | 2154.375 | 407.1263
4154.519 | 1895.85 | 2154.375 | 407.1263
4154.519 | 1895.85 | 2154.375 | 407.1263
4154.519 | 1895.85 | 2154.375 | 407.1263
4154.519 | 1895.85 | 2154.375 | 407.1263
4154.519 | 1895.85 | 2154.375 | 407.1263
4154.519 | 1895.85 | 2154.375 | 407.1263
4154.519 | 1895.85 | 2154.375 | 407.1263
4154.519 | 1895.85 | 2154.375 | 407.1263
4154.519 | 1895.85 | 2154.375 | 407.1263
4154.519 | 1895.85 | 2154.375 | 407.1263
4154.519 | 1895.85 | 2154.375 | 407.1263
4154.519 | 1895.85 | 2154.375 | 407.1263
4154.519 | 1895.85 | 2154.375 | 407.1263
4154.519 | 1895.85 | 2154.375 | 407.1263
4154.519 | 1895.85 | 2154.375 | 407.1263
4154.519 | 1895.85 | 2154.375 | 407.1263
4154.519 | 1895.85 | 2154.375 | 407.1263
4154.519 | 1895.85 | 2154.375 | 407.1263
4154.519 | 1895.85 | 2154.375 | 407.1263
4154.519 | 1895.85 | 2154.375 | 407.1263
4154.519 | 1895.85 | 2154.375 | 407.1263
4154.519 | 1895.85 | 2154.375 | 407.1263
4154.519 | 1895.85 | 2154.375 | 404.4349
4154.519 | 1895.85 | 2154.375 | 404.4349
4154.519 | 1895.85 | 2154.375 | 404.4349
4154.519 | 1895.85 | 2154.375 | 404.4349
4154.519 | 1895.85 | 2154.375 | 404.4349
4154.519 | 1895.85 | 2154.375 | 404.4349
4154.519 | 1895.85 | 2154.375 | 404.4349
4154.519 | 1895.85 | 2154.375 | 404.4349
4154.519 | 1895.85 | 2154.375 | 404.4349
4154.519 | 1895.85 | 2154.375 | 404.4349
4154.519 | 1895.85 | 2154.375 | 404.4349
4154.519 | 1895.85 | 2154.375 | 404.4349
4154.519 | 1895.85 | 2154.375 | 404.4349
4154.519 | 1895.85 | 2154.375 | 404.4349
4154.519 | 1895.85 | 2154.375 | 404.4349
4154.519 | 1895.85 | 2154.375 | 404.4349
4154.519 | 1895.85 | 2154.375 | 404.4349
4154.519 | 1895.85 | 2154.375 | 404.4349
4154.519 | 1895.85 | 2154.375 | 404.4349
4154.519 | 1895.85 | 2154.375 | 404.4349
4154.519 | 1895.85 | 2154.375 | 404.4349
4154.519 | 1895.85 | 2154.375 | 404.4349
4154.519 | 1895.85 | 2154.375 | 404.4349
4154.519 | 1895.85 | 2154.375 | 404.4349
4154.519 | 1895.85 | 2154.375 | 404.4349
4154.519 | 1895.85 | 2154.375 | 404.4349
4154.519 | 1895.85 | 2154.375 | 404.4348
4154.519 | 1895.85 | 2154.375 | 404.4273
4154.519 | 1895.85 | 2154.375 | 403.7342
4154.519 | 1895.85 | 2154.375 | 377.1918
4154.519 | 1895.85 | 2154.375 | 361.0167
4154.519 | 1895.85 | 2154.375 | 356.3023
4154.519 | 1895.85 | 2154.375 | 356.3023
4154.519 | 1895.85 | 2154.375 | 356.3023
4154.519 | 1895.85 | 2154.375 | 356.3023
4154.519 | 1895.85 | 2154.375 | 356.3023
4154.519 | 1895.85 | 2154.375 | 356.3023
4154.519 | 1895.85 | 2154.375 | 356.3023
4154.519 | 1895.85 | 2154.375 | 356.3023
4154.519 | 1895.85 | 2154.375 | 356.3023
4154.519 | 1895.85 | 2154.375 | 356.3023
4154.519 | 1895.85 | 2154.375 | 356.3023
4154.519 | 1895.85 | 2154.375 | 356.3023
4154.519 | 1895.85 | 2154.375 | 356.3023
4154.519 | 1895.85 | 2154.375 | 356.3023
4154.519 | 1895.85 | 2154.375 | 356.3023
4154.519 | 1895.85 | 2154.375 | 356.3023
4154.519 | 1895.85 | 2154.375 | 356.3023
4154.519 | 1895.85 | 2154.375 | 356.3023
4154.519 | 1895.85 | 2154.375 | 356.3023
4154.519 | 1895.85 | 2154.375 | 356.3023
4154.519 | 1895.85 | 2154.375 | 356.3023
4154.519 | 1895.85 | 2154.375 | 356.3023
4154.519 | 1895.85 | 2154.375 | 356.3023
4154.519 | 1895.85 | 2154.375 | 356.3023
4154.519 | 1895.85 | 2154.375 | 356.3023
4154.519 | 1895.85 | 2154.375 | 356.3023
4154.519 | 1895.85 | 2154.375 | 356.3023
4154.519 | 1895.85 | 2154.375 | 356.3018
4154.519 | 1895.85 | 2154.375 | 356.2565
4154.519 | 1895.85 | 2154.375 | 352.0533
4154.519 | 1895.85 | 2154.375 | 339.415
4154.519 | 1895.85 | 2154.375 | 328.186
4154.519 | 1895.85 | 2154.375 | 311.3034
4154.519 | 1895.85 | 2154.375 | 311.3034
4154.519 | 1895.85 | 2154.375 | 311.3034
4154.519 | 1895.85 | 2154.375 | 311.3034
4154.519 | 1895.85 | 2154.375 | 311.3034
4154.519 | 1895.85 | 2154.375 | 311.3034
4154.519 | 1895.85 | 2154.375 | 311.3034
4154.519 | 1895.85 | 2154.375 | 311.3034
4154.519 | 1895.85 | 2154.375 | 311.3034
4154.519 | 1895.85 | 2154.375 | 311.3034
4154.519 | 1895.85 | 2154.375 | 311.3034
4154.519 | 1895.85 | 2154.375 | 311.3034
4154.519 | 1895.85 | 2154.375 | 311.3034
4154.519 | 1895.85 | 2154.375 | 311.3034
4154.519 | 1895.85 | 2154.375 | 311.3034
4154.519 | 1895.85 | 2154.375 | 311.3034
4154.519 | 1895.85 | 2154.375 | 311.3034
4154.519 | 1895.85 | 2154.375 | 311.3034
4154.519 | 1895.85 | 2154.375 | 311.3034
4154.519 | 1895.85 | 2154.375 | 311.3034
4154.519 | 1895.85 | 2154.375 | 311.3034
4154.519 | 1895.85 | 2154.375 | 311.3034
4154.519 | 1895.85 | 2154.375 | 311.3034
4154.519 | 1895.85 | 2154.375 | 311.3034
4154.519 | 1895.85 | 2154.375 | 311.3034
4154.519 | 1895.85 | 2154.375 | 311.3034
4154.519 | 1895.85 | 2154.375 | 311.3034
4154.519 | 1895.85 | 2154.375 | 311.3027
4154.519 | 1895.85 | 2154.375 | 311.2381
4154.519 | 1895.85 | 2154.375 | 305.2443
4154.519 | 1895.85 | 2154.375 | 289.2495
4154.519 | 1895.85 | 2154.375 | 286.5664
4154.519 | 1895.85 | 2154.375 | 233.8101
4154.519 | 1895.85 | 2154.375 | 233.8101
4154.519 | 1895.85 | 2154.375 | 233.8101
4154.519 | 1895.85 | 2154.375 | 233.8101
4154.519 | 1895.85 | 2154.375 | 233.8101
4154.519 | 1895.85 | 2154.375 | 233.8101
4154.519 | 1895.85 | 2154.375 | 233.8101
4154.519 | 1895.85 | 2154.375 | 233.8101
4154.519 | 1895.85 | 2154.375 | 233.8101
4154.519 | 1895.85 | 2154.375 | 233.8101
4154.519 | 1895.85 | 2154.375 | 233.8101
4154.519 | 1895.85 | 2154.375 | 233.8101
4154.519 | 1895.85 | 2154.375 | 233.8101
4154.519 | 1895.85 | 2154.375 | 233.8101
4154.519 | 1895.85 | 2154.375 | 233.8101
4154.519 | 1895.85 | 2154.375 | 233.8101
4154.519 | 1895.85 | 2154.375 | 233.8101
4154.519 | 1895.85 | 2154.375 | 233.8101
4154.519 | 1895.85 | 2154.375 | 233.8101
4154.519 | 1895.85 | 2154.375 | 233.8101
4154.519 | 1895.85 | 2154.375 | 233.8101
4154.519 | 1895.85 | 2154.375 | 233.8101
4154.519 | 1895.85 | 2154.375 | 233.8101
4154.519 | 1895.85 | 2154.375 | 233.8101
4154.519 | 1895.85 | 2154.375 | 233.8101
4154.519 | 1895.85 | 2154.375 | 233.8101
4154.519 | 1895.85 | 2154.375 | 233.8101
4154.519 | 1895.85 | 2154.375 | 233.8035
4154.519 | 1895.85 | 2154.375 | 233.1953
4154.519 | 1895.85 | 2154.375 | 229.6633
4154.519 | 1895.85 | 2154.375 | 228.9725
4154.519 | 1895.85 | 2154.375 | 228.9706
4154.519 | 1895.85 | 2154.375 | 228.9706
4154.519 | 1895.85 | 2154.375 | 228.9706
4154.519 | 1895.85 | 2154.375 | 228.9706
4154.519 | 1895.85 | 2154.375 | 228.9706
4154.519 | 1895.85 | 2154.375 | 228.9706
4154.519 | 1895.85 | 2154.375 | 228.9706
4154.519 | 1895.85 | 2154.375 | 228.9706
4154.519 | 1895.85 | 2154.375 | 228.9706
4154.519 | 1895.85 | 2154.375 | 228.9706
4154.519 | 1895.85 | 2154.375 | 228.9706
4154.519 | 1895.85 | 2154.375 | 228.9706
4154.519 | 1895.85 | 2154.375 | 228.9706
4154.519 | 1895.85 | 2154.375 | 228.9706
4154.519 | 1895.85 | 2154.375 | 228.9706
4154.519 | 1895.85 | 2154.375 | 228.9706
4154.519 | 1895.85 | 2154.375 | 228.9706
4154.519 | 1895.85 | 2154.375 | 228.9706
4154.519 | 1895.85 | 2154.375 | 228.9706
4154.519 | 1895.85 | 2154.375 | 228.9706
4154.519 | 1895.85 | 2154.375 | 228.9706
4154.519 | 1895.85 | 2154.375 | 228.9706
4154.519 | 1895.85 | 2154.375 | 228.9706
4154.519 | 1895.85 | 2154.375 | 228.9706
4154.519 | 1895.85 | 2154.375 | 228.9706
4099.8542 | 1895.85 | 2154.375 | 228.9706
4099.8542 | 1895.85 | 2154.375 | 228.9706
4099.8542 | 1895.85 | 2154.375 | 228.9706
4099.8542 | 1895.85 | 2154.375 | 185.7228
4099.8542 | 1895.85 | 2154.375 | 176.7519
4099.8542 | 1895.85 | 2154.375 | 161.7169
4099.8542 | 1895.85 | 2154.375 | 155.5264
4099.8542 | 1895.85 | 2154.375 | 151.346
4099.8542 | 1895.85 | 2154.375 | 84.0782
4099.8542 | 1895.85 | 2154.375 | 84.0782
4099.8542 | 1895.85 | 2154.375 | 84.0782
4099.8542 | 1895.85 | 2154.375 | 84.0782
4099.8542 | 1895.85 | 2154.375 | 84.0782
4099.8542 | 1895.85 | 2154.375 | 84.0782
4099.8542 | 1895.85 | 2154.375 | 84.0782
4099.8542 | 1895.85 | 2154.375 | 84.0782
4099.8542 | 1895.85 | 2154.375 | 84.0782
4099.8542 | 1895.85 | 2154.375 | 84.0782
4099.8542 | 1895.85 | 2154.375 | 84.0782
4099.8542 | 1895.85 | 2154.375 | 84.0782
4099.8542 | 1895.85 | 2154.375 | 84.0782
4099.8542 | 1895.85 | 2154.375 | 84.0782
4099.8542 | 1895.85 | 2154.375 | 84.0782
4099.8542 | 1895.85 | 2154.375 | 84.0782
4099.8542 | 1895.85 | 2154.375 | 84.0782
4099.8542 | 1895.85 | 2154.375 | 84.0782
4099.8542 | 1895.85 | 2154.375 | 84.0782
4099.8542 | 1895.85 | 2154.375 | 84.0782
4099.8542 | 1895.85 | 2154.375 | 84.0782
4099.8542 | 1895.85 | 2154.375 | 84.0782
4099.8542 | 1895.85 | 2154.375 | 84.0782
4099.8542 | 1895.85 | 2154.375 | 84.0782
4099.8542 | 1895.85 | 2154.375 | 84.0782
4099.8542 | 1895.85 | 2154.375 | 84.0782
4099.8542 | 1895.85 | 2154.375 | 84.0782
4099.8542 | 1895.85 | 2154.375 | 84.0724
4099.8542 | 1895.85 | 2154.375 | 83.5387
4099.8542 | 1895.85 | 2154.375 | 58.8921
4099.8542 | 1895.85 | 2154.375 | 58.2758
4099.8542 | 1895.85 | 2154.375 | 58.2741
4099.8542 | 1895.85 | 2154.375 | 58.2741
4099.8542 | 1895.85 | 2154.375 | 58.2741
4099.8542 | 1895.85 | 2154.375 | 58.2741
4099.8542 | 1895.85 | 2154.375 | 58.2741
4099.8542 | 1895.85 | 2154.375 | 58.2741
4099.8542 | 1895.85 | 2154.375 | 58.2741
4099.8542 | 1895.85 | 2154.375 | 58.2741
4099.8542 | 1895.85 | 2154.375 | 58.2741
4099.8542 | 1895.85 | 2154.375 | 58.2741
4099.8542 | 1895.85 | 2154.375 | 58.2741
4099.8542 | 1895.85 | 2154.375 | 58.2741
4099.8542 | 1895.85 | 2154.375 | 58.2741
4099.8542 | 1895.85 | 2154.375 | 58.2741
4099.8542 | 1895.85 | 2154.375 | 58.2741
4099.8542 | 1895.85 | 2154.375 | 58.2741
4099.8542 | 1895.85 | 2154.375 | 58.2741
4099.8542 | 1895.85 | 2154.375 | 58.2741
4099.8542 | 1895.85 | 2154.375 | 58.2741
4099.8542 | 1895.85 | 2154.375 | 58.2741
4099.8542 | 1895.85 | 2154.375 | 58.2741
3525.2672 | 1895.85 | 2154.375 | 58.2741
3525.2672 | 1895.85 | 2154.375 | 58.2741
3525.2672 | 1895.85 | 2154.375 | 58.2741
3525.2672 | 1895.85 | 2154.375 | 58.2741
3525.2672 | 1895.85 | 2154.375 | 58.2741
3525.2672 | 1895.85 | 2154.375 | 58.2741
3525.2672 | 1895.85 | 2154.375 | 58.2741
3525.2672 | 1895.85 | 2154.375 | 53.9751
3525.2672 | 1895.85 | 2154.375 | 48.2561
3525.2672 | 1895.85 | 2154.375 | 34.0067
3525.2672 | 1895.85 | 2154.375 | 13.7914
3525.2672 | 1895.85 | 2154.375 | 0.32164
3525.2672 | 1895.85 | 2154.375 | 0
3525.2672 | 1895.85 | 2154.375 | 0
3525.2672 | 1895.85 | 2154.375 | 0
3525.2672 | 1895.85 | 2154.375 | 0
3525.2672 | 1895.85 | 2154.375 | 0
3525.2672 | 1895.85 | 2154.375 | 0
3525.2672 | 1895.85 | 2154.375 | 0
3525.2672 | 1895.85 | 2154.375 | 0
3525.2672 | 1895.85 | 2154.375 | 0
3525.2672 | 1895.85 | 2154.375 | 0
3525.2672 | 1895.85 | 2154.375 | 0
3525.2672 | 1895.85 | 2154.375 | 0
3525.2672 | 1895.85 | 2154.375 | 0
3525.2672 | 1895.85 | 2154.375 | 0
3525.2672 | 1895.85 | 2154.375 | 0
3525.2672 | 1895.85 | 2154.375 | 0
3525.2672 | 1895.85 | 2154.375 | 0
3525.2672 | 1895.85 | 2154.375 | 0
3525.2672 | 1895.85 | 2154.375 | 0
3525.2672 | 1895.85 | 2154.375 | 0
3525.2672 | 1895.85 | 2154.375 | 0
3525.2672 | 1895.85 | 2154.375 | 0
3525.2672 | 1895.85 | 2154.375 | 0
3525.2672 | 1895.85 | 2154.375 | 0
3525.2672 | 1895.85 | 2154.375 | 0
3525.2672 | 1895.85 | 2154.375 | 0
3525.2672 | 1895.85 | 2154.375 | 0
3525.2672 | 1895.85 | 2154.375 | 0
3525.2672 | 1895.85 | 2154.375 | 0
3525.2672 | 1895.85 | 2154.375 | 0
3525.2672 | 1895.85 | 2154.375 | 0
3525.2672 | 1895.85 | 2154.375 | 0
3525.2672 | 1895.85 | 2154.375 | 0
3525.2672 | 1895.85 | 2154.375 | 0
3525.2672 | 1895.85 | 2154.375 | 0
3525.2672 | 1895.85 | 2154.375 | 0
3525.2672 | 1895.85 | 2154.375 | 0
3525.2672 | 1895.85 | 2154.375 | 0
3525.2672 | 1895.85 | 2154.375 | 0
3525.2672 | 1895.85 | 2154.375 | 0
3525.2672 | 1895.85 | 2154.375 | 0
3525.2672 | 1895.85 | 2154.375 | 0
3525.2672 | 1895.85 | 2154.375 | 0
3525.2672 | 1895.85 | 2154.375 | 0
3525.2672 | 1895.85 | 2154.375 | 0
3525.2672 | 1895.85 | 2154.375 | 0
3525.2672 | 1895.85 | 2154.375 | 0
3525.2672 | 1895.85 | 2154.375 | 0
3525.2672 | 1895.85 | 2154.375 | 0
3525.2672 | 1895.85 | 2154.375 | 0
3525.2672 | 1895.85 | 2154.375 | 0
3525.2672 | 1895.85 | 2154.375 | 0
3525.2672 | 1895.85 | 2154.375 | 0
3525.2672 | 1895.85 | 2154.375 | 0
3525.2672 | 1895.85 | 2154.375 | 0
3525.2672 | 1895.85 | 2154.375 | 0
3525.2672 | 1895.85 | 2154.375 | 0
3525.2672 | 1895.85 | 2154.375 | 0
3525.2672 | 1895.85 | 2154.375 | 0
3525.2672 | 1895.85 | 2154.375 | 0
3525.2672 | 1895.85 | 2154.375 | 0
3525.2672 | 1895.85 | 2154.375 | 0
3525.2672 | 1895.85 | 2154.375 | 0
3525.2672 | 1895.85 | 2154.375 | 0
3525.2672 | 1895.85 | 2154.375 | 0
3525.2672 | 1895.85 | 2154.375 | 0
3525.2672 | 1895.85 | 2154.375 | 0
3525.2672 | 1895.85 | 2154.375 | 0
3525.2672 | 1895.85 | 2154.375 | 0
3525.2672 | 1895.85 | 2154.375 | 0
3525.2672 | 1895.85 | 2154.375 | 0
3525.2672 | 1895.85 | 2154.375 | 0
3525.2672 | 1895.85 | 2154.375 | 0
3525.2672 | 1895.85 | 2154.375 | 0
3525.2672 | 1895.85 | 2154.375 | 0
3525.2672 | 1895.85 | 2154.375 | 0
3525.2672 | 1895.85 | 2154.375 | 0
3525.2672 | 1895.85 | 2154.375 | 0
3525.2672 | 1895.85 | 2154.375 | 0
3525.2672 | 1895.85 | 2154.375 | 0
3525.2672 | 1895.85 | 2154.375 | 0
3525.2672 | 1895.85 | 2154.375 | 0
3525.2672 | 1895.85 | 2154.375 | 0
3525.2672 | 1895.85 | 2154.375 | 0
3525.2672 | 1895.85 | 2154.375 | 0
3525.2672 | 1895.85 | 2154.375 | 0
3525.2672 | 1895.85 | 2154.375 | 0
3525.2672 | 1895.85 | 2154.375 | 0
3525.2672 | 1895.85 | 2154.375 | 0
3525.2672 | 1895.85 | 2154.375 | 0
3525.2672 | 1895.85 | 2154.375 | 0
3525.2672 | 1895.85 | 2154.375 | 0
3525.2672 | 1895.85 | 2154.375 | 0
3525.2672 | 1895.85 | 2154.375 | 0
3525.2672 | 1895.85 | 2154.375 | 0
3525.2672 | 1895.85 | 2154.375 | 0
3525.2672 | 1895.85 | 2154.375 | 0
3525.2672 | 1895.85 | 2154.375 | 0
3525.2672 | 1895.85 | 2154.375 | 0
3525.2672 | 1895.85 | 2154.375 | 0
3525.2672 | 1895.85 | 2154.375 | 0
3525.2672 | 1895.85 | 2154.375 | 0
3525.2672 | 1895.85 | 2154.375 | 0
3525.2672 | 1895.85 | 2154.375 | 0
3525.2672 | 1895.85 | 2154.375 | 0
3525.2672 | 1895.85 | 2154.375 | 0
3525.2672 | 1895.85 | 2154.375 | 0
3525.2672 | 1895.85 | 2154.375 | 0
3525.2672 | 1895.85 | 2154.375 | 0
3525.2672 | 1895.85 | 2154.375 | 0
3525.2672 | 1895.85 | 2154.375 | 0
3525.2672 | 1895.85 | 2154.375 | 0
3425.656 | 1895.85 | 2154.375 | 0
3425.656 | 1895.85 | 2154.375 | 0
3425.656 | 1895.85 | 2154.375 | 0
3425.656 | 1895.85 | 2154.375 | 0
3425.656 | 1895.85 | 2154.375 | 0
3425.656 | 1895.85 | 2154.375 | 0
3425.656 | 1895.85 | 2154.375 | 0
3425.656 | 1895.85 | 2154.375 | 0
3425.656 | 1895.85 | 2154.375 | 0
3425.656 | 1895.85 | 2154.375 | 0
3425.656 | 1895.85 | 2154.375 | 0
3425.656 | 1895.85 | 2154.375 | 0
3425.656 | 1895.85 | 2154.375 | 0
3425.656 | 1895.85 | 2154.375 | 0
3425.656 | 1895.85 | 2154.375 | 0
3425.656 | 1895.85 | 2154.375 | 0
3425.656 | 1895.85 | 2154.375 | 0
3425.656 | 1895.85 | 2154.375 | 0
3425.656 | 1895.85 | 2154.375 | 0
3425.656 | 1895.85 | 2154.375 | 0
3425.656 | 1895.85 | 2154.375 | 0
3425.656 | 1895.85 | 2154.375 | 0
3425.656 | 1895.85 | 2154.375 | 0
3425.656 | 1895.85 | 2154.375 | 0
3425.656 | 1895.85 | 2154.375 | 0
3425.656 | 1895.85 | 2154.375 | 0
3425.656 | 1895.85 | 2154.375 | 0
3425.656 | 1895.85 | 2154.375 | 0
3425.656 | 1895.85 | 2154.375 | 0
3425.656 | 1895.85 | 2154.375 | 0
3425.656 | 1895.85 | 2154.375 | 0
3425.656 | 1895.85 | 2154.375 | 0
3425.656 | 1895.85 | 2154.375 | 0
3425.656 | 1895.85 | 2154.375 | 0
3425.656 | 1895.85 | 2154.375 | 0
3425.656 | 1895.85 | 2154.375 | 0
3425.656 | 1895.85 | 2154.375 | 0
3425.656 | 1895.85 | 2154.375 | 0
3425.656 | 1895.85 | 2154.375 | 0
3425.656 | 1895.85 | 2154.375 | 0
3425.656 | 1895.85 | 2154.375 | 0
3425.656 | 1895.85 | 2154.375 | 0
3425.656 | 1895.85 | 2154.375 | 0
3425.656 | 1895.85 | 2154.375 | 0
3425.656 | 1895.85 | 2154.375 | 0
3425.656 | 1895.85 | 2154.375 | 0
3425.656 | 1895.85 | 2154.375 | 0
3425.656 | 1895.85 | 2154.375 | 0
3425.656 | 1895.85 | 2154.375 | 0
3425.656 | 1895.85 | 2154.375 | 0
3425.656 | 1895.85 | 2154.375 | 0
3425.656 | 1895.85 | 2154.375 | 0
3425.656 | 1895.85 | 2154.375 | 0
3425.656 | 1895.85 | 2154.375 | 0
3425.656 | 1895.85 | 2154.375 | 0
3425.656 | 1895.85 | 2154.375 | 0
3425.656 | 1895.85 | 2154.375 | 0
3425.656 | 1895.85 | 2154.375 | 0
3425.656 | 1895.85 | 2154.375 | 0
3425.656 | 1895.85 | 2154.375 | 0
3425.656 | 1895.85 | 2154.375 | 0
3425.656 | 1895.85 | 2154.375 | 0
3425.656 | 1895.85 | 2154.375 | 0
3425.656 | 1895.85 | 2154.375 | 0
3425.656 | 1895.85 | 2154.375 | 0
3425.656 | 1895.85 | 2154.375 | 0
3425.656 | 1895.85 | 2154.375 | 0
3425.656 | 1895.85 | 2154.375 | 0
3425.656 | 1895.85 | 2154.375 | 0
3425.656 | 1895.85 | 2154.375 | 0
3425.656 | 1895.85 | 2154.375 | 0
3425.656 | 1895.85 | 2154.375 | 0
3425.656 | 1895.85 | 2154.375 | 0
3425.656 | 1895.85 | 2154.375 | 0
3425.656 | 1895.85 | 2154.375 | 0
3425.656 | 1895.85 | 2154.375 | 0
3425.656 | 1895.85 | 2154.375 | 0
3425.656 | 1895.85 | 2154.375 | 0
3425.656 | 1895.85 | 2154.375 | 0
3425.656 | 1895.85 | 2154.375 | 0
3425.656 | 1895.85 | 2154.375 | 0
3425.656 | 1895.85 | 2154.375 | 0
3425.656 | 1895.85 | 2154.375 | 0
3425.656 | 1895.85 | 2154.375 | 0
3425.656 | 1895.85 | 2154.375 | 0
3425.656 | 1895.85 | 2154.375 | 0
3425.656 | 1895.85 | 2154.375 | 0
3425.656 | 1895.85 | 2154.375 | 0
3425.656 | 1895.85 | 2154.375 | 0
3425.656 | 1895.85 | 2154.375 | 0
3425.656 | 1895.85 | 2154.375 | 0
3425.656 | 1895.85 | 2154.375 | 0
3425.656 | 1895.85 | 2154.375 | 0
3425.656 | 1895.85 | 2154.375 | 0
3425.656 | 1895.85 | 2154.375 | 0
3425.656 | 1895.85 | 2154.375 | 0
3425.656 | 1895.85 | 2154.375 | 0
3425.656 | 1895.85 | 2154.375 | 0
3425.656 | 1895.85 | 2154.375 | 0
3425.656 | 1895.85 | 2154.375 | 0
3425.656 | 1895.85 | 2154.375 | 0
3425.656 | 1895.85 | 2154.375 | 0
3425.656 | 1895.85 | 2154.375 | 0
3425.656 | 1895.85 | 2154.375 | 0
3425.656 | 1895.85 | 2154.375 | 0
3425.656 | 1895.85 | 2154.375 | 0
3425.656 | 1895.85 | 2154.375 | 0
3425.656 | 1895.85 | 2154.375 | 0
3425.656 | 1895.85 | 2154.375 | 0
3425.656 | 1895.85 | 2154.375 | 0
3425.656 | 1895.85 | 2154.375 | 0
3425.656 | 1895.85 | 2154.375 | 0
3425.656 | 1895.85 | 2154.375 | 0
3425.656 | 1895.85 | 2154.375 | 0
3425.656 | 1895.85 | 2154.375 | 0
3425.656 | 1895.85 | 2154.375 | 0
3425.656 | 1895.85 | 2154.375 | 0
3425.656 | 1895.85 | 2154.375 | 0
3425.656 | 1895.85 | 2154.375 | 0
3425.656 | 1895.85 | 2154.375 | 0
3425.656 | 1895.85 | 2154.375 | 0
3425.656 | 1895.85 | 2154.375 | 0
3425.656 | 1895.85 | 2154.375 | 0
3425.656 | 1895.85 | 2154.375 | 0
3425.656 | 1895.85 | 2154.375 | 0
3425.656 | 1895.85 | 2154.375 | 0
3425.656 | 1895.85 | 2154.375 | 0
3425.656 | 1895.85 | 2154.375 | 0
3425.656 | 1895.85 | 2154.375 | 0
3425.656 | 1895.85 | 2154.375 | 0
3425.656 | 1895.85 | 2154.375 | 0
3425.656 | 1895.85 | 2154.375 | 0
3425.656 | 1895.85 | 2154.375 | 0
3425.656 | 1895.85 | 2154.375 | 0
3425.656 | 1895.85 | 2154.375 | 0
3425.656 | 1895.85 | 2154.375 | 0
3425.656 | 1895.85 | 2154.375 | 0
3425.656 | 1895.85 | 2154.375 | 0
3425.656 | 1895.85 | 2154.375 | 0
3425.656 | 1895.85 | 2154.375 | 0
3425.656 | 1895.85 | 2154.375 | 0
3425.656 | 1895.85 | 2154.375 | 0
3425.656 | 1895.85 | 2154.375 | 0
3425.656 | 1895.85 | 2154.375 | 0
3425.656 | 1895.85 | 2154.375 | 0
3425.656 | 1895.85 | 2154.375 | 0
3425.656 | 1895.85 | 2154.375 | 0
3425.656 | 1895.85 | 2154.375 | 0
3425.656 | 1895.85 | 2154.375 | 0
3425.656 | 1895.85 | 2154.375 | 0
3425.656 | 1895.85 | 2154.375 | 0
3425.656 | 1895.85 | 2154.375 | 0
3425.656 | 1895.85 | 2154.375 | 0
3425.656 | 1895.85 | 2154.375 | 0
3425.656 | 1895.85 | 2154.375 | 0
3425.656 | 1895.85 | 2154.375 | 0
3425.656 | 1895.85 | 2154.375 | 0
3425.656 | 1895.85 | 2154.375 | 0
3425.656 | 1895.85 | 2154.375 | 0
3425.656 | 1895.85 | 2154.375 | 0
3425.656 | 1895.85 | 2154.375 | 0
3425.656 | 1895.85 | 2154.375 | 0
3425.656 | 1895.85 | 2154.375 | 0
3425.656 | 1895.85 | 2154.375 | 0
3425.656 | 1895.85 | 2154.375 | 0
3425.656 | 1895.85 | 2154.375 | 0
3425.656 | 1895.85 | 2154.375 | 0
3425.656 | 1895.85 | 2154.375 | 0
3425.656 | 1895.85 | 2154.375 | 0
3425.656 | 1895.85 | 2154.375 | 0
3425.656 | 1895.85 | 2154.375 | 0
3425.656 | 1895.85 | 2154.375 | 0
3425.656 | 1895.85 | 2154.375 | 0
3425.656 | 1895.85 | 2154.375 | 0
3425.656 | 1895.85 | 2154.375 | 0
3425.656 | 1895.85 | 2154.375 | 0
3425.656 | 1895.85 | 2154.375 | 0
3425.656 | 1895.85 | 2154.375 | 0
3425.656 | 1895.85 | 2154.375 | 0
3425.656 | 1895.85 | 2154.375 | 0
3425.656 | 1895.85 | 2154.375 | 0
3425.656 | 1895.85 | 2154.375 | 0
3425.656 | 1895.85 | 2154.375 | 0
3425.656 | 1895.85 | 2154.375 | 0
3425.656 | 1895.85 | 2154.375 | 0
3425.656 | 1895.85 | 2154.375 | 0
3425.656 | 1895.85 | 2154.375 | 0
3425.656 | 1895.85 | 2154.375 | 0
3425.656 | 1895.85 | 2154.375 | 0
3425.656 | 1895.85 | 2154.375 | 0
3425.656 | 1895.85 | 2154.375 | 0
3425.656 | 1895.85 | 2154.375 | 0
3425.656 | 1895.85 | 2154.375 | 0
3425.656 | 1895.85 | 2154.375 | 0
3425.656 | 1895.85 | 2154.375 | 0
3425.656 | 1895.85 | 2154.375 | 0
3425.656 | 1895.85 | 2154.375 | 0
3425.656 | 1895.85 | 2154.375 | 0
3425.656 | 1895.85 | 2154.375 | 0
3425.656 | 1895.85 | 2154.375 | 0
3425.656 | 1895.85 | 2154.375 | 0
3425.656 | 1895.85 | 2154.375 | 0
3425.656 | 1895.85 | 2154.375 | 0
3425.656 | 1895.85 | 2154.375 | 0
3425.656 | 1895.85 | 2154.375 | 0
3425.656 | 1895.85 | 2154.375 | 0
3425.656 | 1895.85 | 2154.375 | 0
3425.656 | 1895.85 | 2154.375 | 0
3425.656 | 1895.85 | 2154.375 | 0
3425.656 | 1895.85 | 2154.375 | 0
3061.2245 | 1895.85 | 2154.375 | 0
3061.2245 | 1895.85 | 2154.375 | 0
3061.2245 | 1895.85 | 2154.375 | 0
3061.2245 | 1895.85 | 2154.375 | 0
3061.2245 | 1895.85 | 2154.375 | 0
3061.2245 | 1895.85 | 2154.375 | 0
3061.2245 | 1895.85 | 2154.375 | 0
3061.2245 | 1895.85 | 2154.375 | 0
3061.2245 | 1895.85 | 2154.375 | 0
3061.2245 | 1895.85 | 2154.375 | 0
3061.2245 | 1895.85 | 2154.375 | 0
3061.2245 | 1895.85 | 2154.375 | 0
3061.2245 | 1895.85 | 2154.375 | 0
3061.2245 | 1895.85 | 2154.375 | 0
3061.2245 | 1895.85 | 2154.375 | 0
3061.2245 | 1895.85 | 2154.375 | 0
3061.2245 | 1895.85 | 2154.375 | 0
3061.2245 | 1895.85 | 2154.375 | 0
3061.2245 | 1895.85 | 2154.375 | 0
3061.2245 | 1895.85 | 2154.375 | 0
3061.2245 | 1895.85 | 2154.375 | 0
3061.2245 | 1895.85 | 2154.375 | 0
3061.2245 | 1895.85 | 2154.375 | 0
3061.2245 | 1895.85 | 2154.375 | 0
3061.2245 | 1895.85 | 2154.375 | 0
3061.2245 | 1895.85 | 2154.375 | 0
3061.2245 | 1895.85 | 2154.375 | 0
3061.2245 | 1895.85 | 2154.375 | 0
3061.2245 | 1895.85 | 2154.375 | 0
3061.2245 | 1895.85 | 2154.375 | 0
3061.2245 | 1895.85 | 2154.375 | 0
3061.2245 | 1895.85 | 2154.375 | 0
3061.2245 | 1895.85 | 2154.375 | 0
3061.2245 | 1895.85 | 2154.375 | 0
3061.2245 | 1895.85 | 2154.375 | 0
3061.2245 | 1895.85 | 2154.375 | 0
3061.2245 | 1895.85 | 2154.375 | 0
3061.2245 | 1895.85 | 2154.375 | 0
3061.2245 | 1895.85 | 2154.375 | 0
3061.2245 | 1895.85 | 2154.375 | 0
3061.2245 | 1895.85 | 2154.375 | 0
3061.2245 | 1895.85 | 2154.375 | 0
3061.2245 | 1895.85 | 2154.375 | 0
3061.2245 | 1895.85 | 2154.375 | 0
3061.2245 | 1895.85 | 2154.375 | 0
3061.2245 | 1895.85 | 2154.375 | 0
3061.2245 | 1895.85 | 2154.375 | 0
3061.2245 | 1895.85 | 2154.375 | 0
3061.2245 | 1895.85 | 2154.375 | 0
3061.2245 | 1895.85 | 2154.375 | 0
3061.2245 | 1895.85 | 2154.375 | 0
3061.2245 | 1895.85 | 2154.375 | 0
3061.2245 | 1895.85 | 2154.375 | 0
3061.2245 | 1895.85 | 2154.375 | 0
3061.2245 | 1895.85 | 2154.375 | 0
3061.2245 | 1895.85 | 2154.375 | 0
3061.2245 | 1895.85 | 2154.375 | 0
3061.2245 | 1895.85 | 2154.375 | 0
3061.2245 | 1895.85 | 2154.375 | 0
3061.2245 | 1895.85 | 2154.375 | 0
3061.2245 | 1895.85 | 2154.375 | 0
3061.2245 | 1895.85 | 2154.375 | 0
3061.2245 | 1895.85 | 2154.375 | 0
3061.2245 | 1895.85 | 2154.375 | 0
3061.2245 | 1895.85 | 2154.375 | 0
3061.2245 | 1895.85 | 2154.375 | 0
3061.2245 | 1895.85 | 2154.375 | 0
3061.2245 | 1895.85 | 2154.375 | 0
3061.2245 | 1895.85 | 2154.375 | 0
3061.2245 | 1895.85 | 2154.375 | 0
3061.2245 | 1895.85 | 2154.375 | 0
3061.2245 | 1895.85 | 2154.375 | 0
3061.2245 | 1895.85 | 2154.375 | 0
3061.2245 | 1895.85 | 2154.375 | 0
3061.2245 | 1895.85 | 2154.375 | 0
3061.2245 | 1895.85 | 2154.375 | 0
3061.2245 | 1895.85 | 2154.375 | 0
3061.2245 | 1895.85 | 2154.375 | 0
3061.2245 | 1895.85 | 2154.375 | 0
3061.2245 | 1895.85 | 2154.375 | 0
3061.2245 | 1895.85 | 2154.375 | 0
3061.2245 | 1895.85 | 2154.375 | 0
3061.2245 | 1895.85 | 2154.375 | 0
3061.2245 | 1895.85 | 2154.375 | 0
3061.2245 | 1895.85 | 2154.375 | 0
3061.2245 | 1895.85 | 2154.375 | 0
3061.2245 | 1895.85 | 2154.375 | 0
3061.2245 | 1895.85 | 2154.375 | 0
3061.2245 | 1895.85 | 2154.375 | 0
3061.2245 | 1895.85 | 2154.375 | 0
3061.2245 | 1895.85 | 2154.375 | 0
3061.2245 | 1895.85 | 2154.375 | 0
3061.2245 | 1895.85 | 2154.375 | 0
3061.2245 | 1895.85 | 2154.375 | 0
3061.2245 | 1895.85 | 2154.375 | 0
3061.2245 | 1895.85 | 2154.375 | 0
3061.2245 | 1895.85 | 2154.375 | 0
3061.2245 | 1895.85 | 2154.375 | 0
3061.2245 | 1895.85 | 2154.375 | 0
3061.2245 | 1895.85 | 2154.375 | 0
3061.2245 | 1895.85 | 2154.375 | 0
3061.2245 | 1895.85 | 2154.375 | 0
3061.2245 | 1895.85 | 2154.375 | 0
3061.2245 | 1895.85 | 2154.375 | 0
3061.2245 | 1895.85 | 2154.375 | 0
3061.2245 | 1895.85 | 2154.375 | 0
3061.2245 | 1895.85 | 2154.375 | 0
3061.2245 | 1895.85 | 2154.375 | 0
3061.2245 | 1895.85 | 2154.375 | 0
3061.2245 | 1895.85 | 2154.375 | 0
3061.2245 | 1895.85 | 2154.375 | 0
3061.2245 | 1895.85 | 2154.375 | 0
3061.2245 | 1895.85 | 2154.375 | 0
3061.2245 | 1895.85 | 2154.375 | 0
3061.2245 | 1895.85 | 2154.375 | 0
3061.2245 | 1895.85 | 2154.375 | 0
3061.2245 | 1895.85 | 2154.375 | 0
3061.2245 | 1895.85 | 2154.375 | 0
3061.2245 | 1895.85 | 2154.375 | 0
3061.2245 | 1895.85 | 2154.375 | 0
3061.2245 | 1895.85 | 2154.375 | 0
3061.2245 | 1895.85 | 2154.375 | 0
3061.2245 | 1895.85 | 2154.375 | 0
3061.2245 | 1895.85 | 2154.375 | 0
3061.2245 | 1895.85 | 2154.375 | 0
3061.2245 | 1895.85 | 2154.375 | 0
3061.2245 | 1895.85 | 2154.375 | 0
3061.2245 | 1895.85 | 2154.375 | 0
3061.2245 | 1895.85 | 2154.375 | 0
3061.2245 | 1895.85 | 2154.375 | 0
3061.2245 | 1895.85 | 2154.375 | 0
3061.2245 | 1895.85 | 2154.375 | 0
3061.2245 | 1895.85 | 2154.375 | 0
3061.2245 | 1895.85 | 2154.375 | 0
3061.2245 | 1895.85 | 2154.375 | 0
3061.2245 | 1895.85 | 2154.375 | 0
3061.2245 | 1895.85 | 2154.375 | 0
3061.2245 | 1895.85 | 2154.375 | 0
3061.2245 | 1895.85 | 2154.375 | 0
3061.2245 | 1895.85 | 2154.375 | 0
3061.2245 | 1895.85 | 2154.375 | 0
3061.2245 | 1895.85 | 2154.375 | 0
3061.2245 | 1895.85 | 2154.375 | 0
3061.2245 | 1895.85 | 2154.375 | 0
3061.2245 | 1895.85 | 2154.375 | 0
3061.2245 | 1895.85 | 2154.375 | 0
3061.2245 | 1895.85 | 2154.375 | 0
3061.2245 | 1895.85 | 2154.375 | 0
3061.2245 | 1895.85 | 2154.375 | 0
3061.2245 | 1895.85 | 2154.375 | 0
3061.2245 | 1895.85 | 2154.375 | 0
3061.2245 | 1895.85 | 2154.375 | 0
3061.2245 | 1895.85 | 2154.375 | 0
3061.2245 | 1895.85 | 2154.375 | 0
3061.2245 | 1895.85 | 2154.375 | 0
3061.2245 | 1895.85 | 2154.375 | 0
3061.2245 | 1895.85 | 2154.375 | 0
3061.2245 | 1895.85 | 2154.375 | 0
3061.2245 | 1895.85 | 2154.375 | 0
3061.2245 | 1895.85 | 2154.375 | 0
3061.2245 | 1895.85 | 2154.375 | 0
3061.2245 | 1895.85 | 2154.375 | 0
3061.2245 | 1895.85 | 2154.375 | 0
3061.2245 | 1895.85 | 2154.375 | 0
3061.2245 | 1895.85 | 2154.375 | 0
3061.2245 | 1895.85 | 2154.375 | 0
3061.2245 | 1895.85 | 2154.375 | 0
3061.2245 | 1895.85 | 2154.375 | 0
3061.2245 | 1895.85 | 2154.375 | 0
3061.2245 | 1895.85 | 2154.375 | 0
3061.2245 | 1895.85 | 2154.375 | 0
3061.2245 | 1895.85 | 2154.375 | 0
3061.2245 | 1895.85 | 2154.375 | 0
3061.2245 | 1895.85 | 2154.375 | 0
3061.2245 | 1895.85 | 2154.375 | 0
3061.2245 | 1895.85 | 2154.375 | 0
3061.2245 | 1895.85 | 2154.375 | 0
3061.2245 | 1895.85 | 2154.375 | 0
3061.2245 | 1895.85 | 2154.375 | 0
3061.2245 | 1895.85 | 2154.375 | 0
3061.2245 | 1895.85 | 2154.375 | 0
3061.2245 | 1895.85 | 2154.375 | 0
3061.2245 | 1895.85 | 2154.375 | 0
3061.2245 | 1895.85 | 2154.375 | 0
3061.2245 | 1895.85 | 2154.375 | 0
3061.2245 | 1895.85 | 2154.375 | 0
3061.2245 | 1895.85 | 2154.375 | 0
3061.2245 | 1895.85 | 2154.375 | 0
3061.2245 | 1895.85 | 2154.375 | 0
3061.2245 | 1895.85 | 2154.375 | 0
3061.2245 | 1895.85 | 2154.375 | 0
3061.2245 | 1895.85 | 2154.375 | 0
3061.2245 | 1895.85 | 2154.375 | 0
3061.2245 | 1895.85 | 2154.375 | 0
3061.2245 | 1895.85 | 2154.375 | 0
3061.2245 | 1895.85 | 2154.375 | 0
3061.2245 | 1895.85 | 2154.375 | 0
3061.2245 | 1895.85 | 2154.375 | 0
3061.2245 | 1895.85 | 2154.375 | 0
3061.2245 | 1895.85 | 2154.375 | 0
3061.2245 | 1895.85 | 2154.375 | 0
3061.2245 | 1895.85 | 2154.375 | 0
3061.2245 | 1895.85 | 2154.375 | 0
3061.2245 | 1895.85 | 2154.375 | 0
3061.2245 | 1895.85 | 2154.375 | 0
3061.2245 | 1895.85 | 2154.375 | 0
3061.2245 | 1895.85 | 2154.375 | 0
3061.2245 | 1895.85 | 2154.375 | 0
3061.2245 | 1895.85 | 2154.375 | 0
3061.2245 | 1895.85 | 2154.375 | 0
3061.2245 | 1895.85 | 2154.375 | 0
3061.2245 | 1895.85 | 2154.375 | 0
3061.2245 | 1895.85 | 2154.375 | 0
3061.2245 | 1895.85 | 2154.375 | 0
3061.2245 | 1895.85 | 2154.375 | 0
3061.2245 | 1895.85 | 2154.375 | 0
3061.2245 | 1895.85 | 2154.375 | 0
2854.7133 | 1895.85 | 2154.375 | 0
2854.7133 | 1895.85 | 2154.375 | 0
2854.7133 | 1895.85 | 2154.375 | 0
2854.7133 | 1895.85 | 2154.375 | 0
2854.7133 | 1895.85 | 2154.375 | 0
2854.7133 | 1895.85 | 2154.375 | 0
2854.7133 | 1895.85 | 2154.375 | 0
2854.7133 | 1895.85 | 2154.375 | 0
2854.7133 | 1895.85 | 2154.375 | 0
2854.7133 | 1895.85 | 2154.375 | 0
2854.7133 | 1895.85 | 2154.375 | 0
2854.7133 | 1895.85 | 2154.375 | 0
2854.7133 | 1895.85 | 2154.375 | 0
2854.7133 | 1895.85 | 2154.375 | 0
2854.7133 | 1895.85 | 2154.375 | 0
2854.7133 | 1895.85 | 2154.375 | 0
2854.7133 | 1895.85 | 2154.375 | 0
2854.7133 | 1895.85 | 2154.375 | 0
2854.7133 | 1895.85 | 2154.375 | 0
2854.7133 | 1895.85 | 2154.375 | 0
2854.7133 | 1895.85 | 2154.375 | 0
2854.7133 | 1895.85 | 2154.375 | 0
2854.7133 | 1895.85 | 2154.375 | 0
2854.7133 | 1895.85 | 2154.375 | 0
2854.7133 | 1895.85 | 2154.375 | 0
2854.7133 | 1895.85 | 2154.375 | 0
2854.7133 | 1895.85 | 2154.375 | 0
2854.7133 | 1895.85 | 2154.375 | 0
2854.7133 | 1895.85 | 2154.375 | 0
2854.7133 | 1895.85 | 2154.375 | 0
2854.7133 | 1895.85 | 2154.375 | 0
2854.7133 | 1895.85 | 2154.375 | 0
2854.7133 | 1895.85 | 2154.375 | 0
2854.7133 | 1895.85 | 2154.375 | 0
2854.7133 | 1895.85 | 2154.375 | 0
2854.7133 | 1895.85 | 2154.375 | 0
2854.7133 | 1895.85 | 2154.375 | 0
2854.7133 | 1895.85 | 2154.375 | 0
2854.7133 | 1895.85 | 2154.375 | 0
2854.7133 | 1895.85 | 2154.375 | 0
2854.7133 | 1895.85 | 2154.375 | 0
2854.7133 | 1895.85 | 2154.375 | 0
2854.7133 | 1895.85 | 2154.375 | 0
2854.7133 | 1895.85 | 2154.375 | 0
2854.7133 | 1895.85 | 2154.375 | 0
2854.7133 | 1895.85 | 2154.375 | 0
2854.7133 | 1895.85 | 2154.375 | 0
2854.7133 | 1895.85 | 2154.375 | 0
2854.7133 | 1895.85 | 2154.375 | 0
2854.7133 | 1895.85 | 2154.375 | 0
2854.7133 | 1895.85 | 2154.375 | 0
2854.7133 | 1895.85 | 2154.375 | 0
2854.7133 | 1895.85 | 2154.375 | 0
2854.7133 | 1895.85 | 2154.375 | 0
2854.7133 | 1895.85 | 2154.375 | 0
2854.7133 | 1895.85 | 2154.375 | 0
2854.7133 | 1895.85 | 2154.375 | 0
2854.7133 | 1895.85 | 2154.375 | 0
2854.7133 | 1895.85 | 2154.375 | 0
2854.7133 | 1895.85 | 2154.375 | 0
2854.7133 | 1895.85 | 2154.375 | 0
2854.7133 | 1895.85 | 2154.375 | 0
2854.7133 | 1895.85 | 2154.375 | 0
2854.7133 | 1895.85 | 2154.375 | 0
2854.7133 | 1895.85 | 2154.375 | 0
2854.7133 | 1895.85 | 2154.375 | 0
2854.7133 | 1895.85 | 2154.375 | 0
2854.7133 | 1895.85 | 2154.375 | 0
2854.7133 | 1895.85 | 2154.375 | 0
2854.7133 | 1895.85 | 2154.375 | 0
2854.7133 | 1895.85 | 2154.375 | 0
2854.7133 | 1895.85 | 2154.375 | 0
2854.7133 | 1895.85 | 2154.375 | 0
2854.7133 | 1895.85 | 2154.375 | 0
2854.7133 | 1895.85 | 2154.375 | 0
2854.7133 | 1895.85 | 2154.375 | 0
2854.7133 | 1895.85 | 2154.375 | 0
2854.7133 | 1895.85 | 2154.375 | 0
2854.7133 | 1895.85 | 2154.375 | 0
2854.7133 | 1895.85 | 2154.375 | 0
2854.7133 | 1895.85 | 2154.375 | 0
2854.7133 | 1895.85 | 2154.375 | 0
2854.7133 | 1895.85 | 2154.375 | 0
2854.7133 | 1895.85 | 2154.375 | 0
2854.7133 | 1895.85 | 2154.375 | 0
2854.7133 | 1895.85 | 2154.375 | 0
2854.7133 | 1895.85 | 2154.375 | 0
2854.7133 | 1895.85 | 2154.375 | 0
2854.7133 | 1895.85 | 2154.375 | 0
2854.7133 | 1895.85 | 2154.375 | 0
2854.7133 | 1895.85 | 2154.375 | 0
2854.7133 | 1895.85 | 2154.375 | 0
2854.7133 | 1895.85 | 2154.375 | 0
2854.7133 | 1895.85 | 2154.375 | 0
2854.7133 | 1895.85 | 2154.375 | 0
2854.7133 | 1895.85 | 2154.375 | 0
2854.7133 | 1895.85 | 2154.375 | 0
2854.7133 | 1895.85 | 2154.375 | 0
2854.7133 | 1895.85 | 2154.375 | 0
2854.7133 | 1895.85 | 2154.375 | 0
2854.7133 | 1895.85 | 2154.375 | 0
2854.7133 | 1895.85 | 2154.375 | 0
2854.7133 | 1895.85 | 2154.375 | 0
2854.7133 | 1895.85 | 2154.375 | 0
2854.7133 | 1895.85 | 2154.375 | 0
2854.7133 | 1895.85 | 2154.375 | 0
2854.7133 | 1895.85 | 2154.375 | 0
2854.7133 | 1895.85 | 2154.375 | 0
2854.7133 | 1895.85 | 2154.375 | 0
2854.7133 | 1895.85 | 2154.375 | 0
2854.7133 | 1895.85 | 2154.375 | 0
2854.7133 | 1895.85 | 2154.375 | 0
2854.7133 | 1895.85 | 2154.375 | 0
2854.7133 | 1895.85 | 2154.375 | 0
2854.7133 | 1895.85 | 2154.375 | 0
2854.7133 | 1895.85 | 2154.375 | 0
2854.7133 | 1895.85 | 2154.375 | 0
2854.7133 | 1895.85 | 2154.375 | 0
2854.7133 | 1895.85 | 2154.375 | 0
2854.7133 | 1895.85 | 2154.375 | 0
2854.7133 | 1895.85 | 2154.375 | 0
2854.7133 | 1895.85 | 2154.375 | 0
2854.7133 | 1895.85 | 2154.375 | 0
2854.7133 | 1895.85 | 2154.375 | 0
2854.7133 | 1895.85 | 2154.375 | 0
2854.7133 | 1895.85 | 2154.375 | 0
2854.7133 | 1895.85 | 2154.375 | 0
2854.7133 | 1895.85 | 2154.375 | 0
2854.7133 | 1895.85 | 2154.375 | 0
2854.7133 | 1895.85 | 2154.375 | 0
2854.7133 | 1895.85 | 2154.375 | 0
2854.7133 | 1895.85 | 2154.375 | 0
2854.7133 | 1895.85 | 2154.375 | 0
2854.7133 | 1895.85 | 2154.375 | 0
2854.7133 | 1895.85 | 2154.375 | 0
2854.7133 | 1895.85 | 2154.375 | 0
2854.7133 | 1895.85 | 2154.375 | 0
2854.7133 | 1895.85 | 2154.375 | 0
2854.7133 | 1895.85 | 2154.375 | 0
2854.7133 | 1895.85 | 2154.375 | 0
2854.7133 | 1895.85 | 2154.375 | 0
2854.7133 | 1895.85 | 2154.375 | 0
2854.7133 | 1895.85 | 2154.375 | 0
2854.7133 | 1895.85 | 2154.375 | 0
2854.7133 | 1895.85 | 2154.375 | 0
2854.7133 | 1895.85 | 2154.375 | 0
2854.7133 | 1895.85 | 2154.375 | 0
2854.7133 | 1895.85 | 2154.375 | 0
2854.7133 | 1895.85 | 2154.375 | 0
2854.7133 | 1895.85 | 2154.375 | 0
2854.7133 | 1895.85 | 2154.375 | 0
2854.7133 | 1895.85 | 2154.375 | 0
2854.7133 | 1895.85 | 2154.375 | 0
2854.7133 | 1895.85 | 2154.375 | 0
2854.7133 | 1895.85 | 2154.375 | 0
2854.7133 | 1895.85 | 2154.375 | 0
2854.7133 | 1895.85 | 2154.375 | 0
2854.7133 | 1895.85 | 2154.375 | 0
2854.7133 | 1895.85 | 2154.375 | 0
2854.7133 | 1895.85 | 2154.375 | 0
2854.7133 | 1895.85 | 2154.375 | 0
2854.7133 | 1895.85 | 2154.375 | 0
2854.7133 | 1895.85 | 2154.375 | 0
2854.7133 | 1895.85 | 2154.375 | 0
2854.7133 | 1895.85 | 2154.375 | 0
2854.7133 | 1895.85 | 2154.375 | 0
2854.7133 | 1895.85 | 2154.375 | 0
2854.7133 | 1895.85 | 2154.375 | 0
2854.7133 | 1895.85 | 2154.375 | 0
2854.7133 | 1895.85 | 2154.375 | 0
2854.7133 | 1895.85 | 2154.375 | 0
2854.7133 | 1895.85 | 2154.375 | 0
2854.7133 | 1895.85 | 2154.375 | 0
2854.7133 | 1895.85 | 2154.375 | 0
2854.7133 | 1895.85 | 2154.375 | 0
2854.7133 | 1895.85 | 2154.375 | 0
2854.7133 | 1895.85 | 2154.375 | 0
2854.7133 | 1895.85 | 2154.375 | 0
2854.7133 | 1895.85 | 2154.375 | 0
2854.7133 | 1895.85 | 2154.375 | 0
2854.7133 | 1895.85 | 2154.375 | 0
2854.7133 | 1895.85 | 2154.375 | 0
2854.7133 | 1895.85 | 2154.375 | 0
2854.7133 | 1895.85 | 2154.375 | 0
2854.7133 | 1895.85 | 2154.375 | 0
2854.7133 | 1895.85 | 2154.375 | 0
2854.7133 | 1895.85 | 2154.375 | 0
2854.7133 | 1895.85 | 2154.375 | 0
2854.7133 | 1895.85 | 2154.375 | 0
2854.7133 | 1895.85 | 2154.375 | 0
2854.7133 | 1895.85 | 2154.375 | 0
2854.7133 | 1895.85 | 2154.375 | 0
2854.7133 | 1895.85 | 2154.375 | 0
2854.7133 | 1895.85 | 2154.375 | 0
2854.7133 | 1895.85 | 2154.375 | 0
2854.7133 | 1895.85 | 2154.375 | 0
2854.7133 | 1895.85 | 2154.375 | 0
2854.7133 | 1895.85 | 2154.375 | 0
2854.7133 | 1895.85 | 2154.375 | 0
2854.7133 | 1895.85 | 2154.375 | 0
2854.7133 | 1895.85 | 2154.375 | 0
2854.7133 | 1895.85 | 2154.375 | 0
2854.7133 | 1895.85 | 2154.375 | 0
2854.7133 | 1895.85 | 2154.375 | 0
2854.7133 | 1895.85 | 2154.375 | 0
2854.7133 | 1895.85 | 2154.375 | 0
2854.7133 | 1895.85 | 2154.375 | 0
2854.7133 | 1895.85 | 2154.375 | 0
2854.7133 | 1895.85 | 2154.375 | 0
2854.7133 | 1895.85 | 2154.375 | 0
2854.7133 | 1895.85 | 2154.375 | 0
2854.7133 | 1895.85 | 2154.375 | 0
2854.7133 | 1895.85 | 2154.375 | 0
2854.7133 | 1895.85 | 2154.375 | 0
2854.7133 | 1895.85 | 2154.375 | 0
2854.7133 | 1895.85 | 2154.375 | 0
2854.7133 | 1895.85 | 2154.375 | 0
2854.7133 | 1895.85 | 2154.375 | 0
2854.7133 | 1895.85 | 2154.375 | 0
2854.7133 | 1895.85 | 2154.375 | 0
2854.7133 | 1895.85 | 2154.375 | 0
2854.7133 | 1895.85 | 2154.375 | 0
2854.7133 | 1895.85 | 2154.375 | 0
2854.7133 | 1895.85 | 2154.375 | 0
2854.7133 | 1895.85 | 2154.375 | 0
2854.7133 | 1895.85 | 2154.375 | 0
2854.7133 | 1895.85 | 2154.375 | 0
2854.7133 | 1895.85 | 2154.375 | 0
2854.7133 | 1895.85 | 2154.375 | 0
2854.7133 | 1895.85 | 2154.375 | 0
2854.7133 | 1895.85 | 2154.375 | 0
2854.7133 | 1895.85 | 2154.375 | 0
2854.7133 | 1895.85 | 2154.375 | 0
2854.7133 | 1895.85 | 2154.375 | 0
2854.7133 | 1895.85 | 2154.375 | 0
2854.7133 | 1895.85 | 2154.375 | 0
2854.7133 | 1895.85 | 2154.375 | 0
2854.7133 | 1895.85 | 2154.375 | 0
2854.7133 | 1895.85 | 2154.375 | 0
2854.7133 | 1895.85 | 2154.375 | 0
2854.7133 | 1895.85 | 2154.375 | 0
2854.7133 | 1895.85 | 2154.375 | 0
2854.7133 | 1895.85 | 2154.375 | 0
2854.7133 | 1895.85 | 2154.375 | 0
2854.7133 | 1895.85 | 2154.375 | 0
2854.7133 | 1895.85 | 2154.375 | 0
2854.7133 | 1895.85 | 2154.375 | 0
2854.7133 | 1895.85 | 2154.375 | 0
2696.793 | 1895.85 | 775.575 | 0
2696.793 | 1895.85 | 775.575 | 0
2696.793 | 1895.85 | 775.575 | 0
2696.793 | 1895.85 | 775.575 | 0
2696.793 | 1895.85 | 775.575 | 0
2696.793 | 1895.85 | 775.575 | 0
2696.793 | 1895.85 | 775.575 | 0
2696.793 | 1895.85 | 775.575 | 0
2696.793 | 1895.85 | 775.575 | 0
2696.793 | 1895.85 | 775.575 | 0
2696.793 | 1895.85 | 775.575 | 0
2696.793 | 1895.85 | 775.575 | 0
2696.793 | 1895.85 | 775.575 | 0
2696.793 | 1895.85 | 775.575 | 0
2696.793 | 1895.85 | 775.575 | 0
2696.793 | 1895.85 | 775.575 | 0
2696.793 | 1895.85 | 775.575 | 0
2696.793 | 1895.85 | 775.575 | 0
2696.793 | 1895.85 | 775.575 | 0
2696.793 | 1895.85 | 775.575 | 0
2696.793 | 1895.85 | 775.575 | 0
2696.793 | 1895.85 | 775.575 | 0
2696.793 | 1895.85 | 775.575 | 0
2696.793 | 1895.85 | 775.575 | 0
2696.793 | 1895.85 | 775.575 | 0
2696.793 | 1895.85 | 775.575 | 0
2696.793 | 1895.85 | 775.575 | 0
2696.793 | 1895.85 | 775.575 | 0
2696.793 | 1895.85 | 775.575 | 0
2696.793 | 1895.85 | 775.575 | 0
2696.793 | 1895.85 | 775.575 | 0
2696.793 | 1895.85 | 775.575 | 0
2696.793 | 1895.85 | 775.575 | 0
2696.793 | 1895.85 | 775.575 | 0
2696.793 | 1895.85 | 775.575 | 0
2696.793 | 1895.85 | 775.575 | 0
2696.793 | 1895.85 | 775.575 | 0
2696.793 | 1895.85 | 775.575 | 0
2696.793 | 1895.85 | 775.575 | 0
2696.793 | 1895.85 | 775.575 | 0
2696.793 | 1895.85 | 775.575 | 0
2696.793 | 1895.85 | 775.575 | 0
2696.793 | 1895.85 | 775.575 | 0
2696.793 | 1895.85 | 775.575 | 0
2696.793 | 1895.85 | 775.575 | 0
2696.793 | 1895.85 | 775.575 | 0
2696.793 | 1895.85 | 775.575 | 0
2696.793 | 1895.85 | 775.575 | 0
2696.793 | 1895.85 | 775.575 | 0
2696.793 | 1895.85 | 775.575 | 0
2696.793 | 1895.85 | 775.575 | 0
2696.793 | 1895.85 | 775.575 | 0
2696.793 | 1895.85 | 775.575 | 0
2696.793 | 1895.85 | 775.575 | 0
2696.793 | 1895.85 | 775.575 | 0
2696.793 | 1895.85 | 775.575 | 0
2696.793 | 1895.85 | 775.575 | 0
2696.793 | 1895.85 | 775.575 | 0
2696.793 | 1895.85 | 775.575 | 0
2696.793 | 1895.85 | 775.575 | 0
2696.793 | 1895.85 | 775.575 | 0
2696.793 | 1895.3 | 775.35 | 0
2696.793 | 1895.3 | 775.35 | 0
2696.793 | 1895.3 | 775.35 | 0
2696.793 | 1895.3 | 775.35 | 0
2696.793 | 1895.3 | 775.35 | 0
2696.793 | 1895.3 | 775.35 | 0
2696.793 | 1895.3 | 775.35 | 0
2696.793 | 1895.3 | 775.35 | 0
2696.793 | 1895.3 | 775.35 | 0
2696.793 | 1895.3 | 775.35 | 0
2696.793 | 1895.3 | 775.35 | 0
2696.793 | 1895.3 | 775.35 | 0
2696.793 | 1895.3 | 775.35 | 0
2696.793 | 1895.3 | 775.35 | 0
2696.793 | 1895.3 | 775.35 | 0
2696.793 | 1895.3 | 775.35 | 0
2696.793 | 1895.3 | 775.35 | 0
2696.793 | 1895.3 | 775.35 | 0
2696.793 | 1895.3 | 775.35 | 0
2696.793 | 1895.3 | 775.35 | 0
2696.793 | 1895.3 | 775.35 | 0
2696.793 | 1895.3 | 775.35 | 0
2696.793 | 1895.3 | 775.35 | 0
2696.793 | 1895.3 | 775.35 | 0
2696.793 | 1895.3 | 775.35 | 0
2696.793 | 1895.3 | 775.35 | 0
2696.793 | 1895.3 | 775.35 | 0
2696.793 | 1895.3 | 775.35 | 0
2696.793 | 1895.3 | 775.35 | 0
2696.793 | 1895.3 | 775.35 | 0
2696.793 | 1895.3 | 775.35 | 0
2696.793 | 1895.3 | 775.35 | 0
2696.793 | 1895.3 | 775.35 | 0
2696.793 | 1895.3 | 775.35 | 0
2696.793 | 1895.3 | 775.35 | 0
2696.793 | 1895.3 | 775.35 | 0
2696.793 | 1895.3 | 775.35 | 0
2696.793 | 1895.3 | 775.35 | 0
2696.793 | 1895.3 | 775.35 | 0
2696.793 | 1895.3 | 775.35 | 0
2696.793 | 1895.3 | 775.35 | 0
2696.793 | 1895.3 | 775.35 | 0
2696.793 | 1895.3 | 775.35 | 0
2696.793 | 1895.3 | 775.35 | 0
2696.793 | 1895.3 | 775.35 | 0
2696.793 | 1895.3 | 775.35 | 0
2696.793 | 1895.3 | 775.35 | 0
2696.793 | 1895.3 | 775.35 | 0
2696.793 | 1895.3 | 775.35 | 0
2696.793 | 1895.3 | 775.35 | 0
2696.793 | 1895.3 | 775.35 | 0
2696.793 | 1895.3 | 775.35 | 0
2696.793 | 1895.3 | 775.35 | 0
2696.793 | 1895.3 | 775.35 | 0
2696.793 | 1895.3 | 775.35 | 0
2696.793 | 1895.3 | 775.35 | 0
2696.793 | 1895.3 | 775.35 | 0
2696.793 | 1895.3 | 775.35 | 0
2696.793 | 1895.3 | 775.35 | 0
2696.793 | 1895.3 | 775.35 | 0
2696.793 | 1895.3 | 775.35 | 0
2696.793 | 1895.3 | 775.35 | 0
2696.793 | 1895.3 | 775.35 | 0
2696.793 | 1895.3 | 775.35 | 0
2696.793 | 1895.3 | 775.35 | 0
2696.793 | 1895.3 | 775.35 | 0
2696.793 | 1895.3 | 775.35 | 0
2696.793 | 1895.3 | 775.35 | 0
2696.793 | 1895.3 | 775.35 | 0
2696.793 | 1895.3 | 775.35 | 0
2696.793 | 1895.3 | 775.35 | 0
2696.793 | 1895.3 | 775.35 | 0
2696.793 | 1895.3 | 775.35 | 0
2696.793 | 1895.3 | 775.35 | 0
2696.793 | 1895.3 | 775.35 | 0
2696.793 | 1895.3 | 775.35 | 0
2696.793 | 1895.3 | 775.35 | 0
2696.793 | 1895.3 | 775.35 | 0
2696.793 | 1895.3 | 775.35 | 0
2696.793 | 1895.3 | 775.35 | 0
2696.793 | 1895.3 | 775.35 | 0
2696.793 | 1895.3 | 775.35 | 0
2696.793 | 1895.3 | 775.35 | 0
2696.793 | 1895.3 | 775.35 | 0
2696.793 | 1895.3 | 775.35 | 0
2696.793 | 1895.3 | 775.35 | 0
2696.793 | 1895.3 | 775.35 | 0
2696.793 | 1895.3 | 775.35 | 0
2696.793 | 1895.3 | 775.35 | 0
2696.793 | 1895.3 | 775.35 | 0
2696.793 | 1895.3 | 775.35 | 0
2696.793 | 1895.3 | 775.35 | 0
2696.793 | 1895.3 | 775.35 | 0
2696.793 | 1895.3 | 775.35 | 0
2696.793 | 1895.3 | 775.35 | 0
2696.793 | 1895.3 | 775.35 | 0
2696.793 | 1895.3 | 775.35 | 0
2696.793 | 1895.3 | 775.35 | 0
2696.793 | 1895.3 | 775.35 | 0
2696.793 | 1895.3 | 775.35 | 0
2696.793 | 1895.3 | 775.35 | 0
2696.793 | 1895.3 | 775.35 | 0
2696.793 | 1895.3 | 775.35 | 0
2696.793 | 1895.3 | 775.35 | 0
2696.793 | 1895.3 | 775.35 | 0
2696.793 | 1895.3 | 775.35 | 0
2696.793 | 1895.3 | 775.35 | 0
2696.793 | 1895.3 | 775.35 | 0
2696.793 | 1895.3 | 775.35 | 0
2696.793 | 1895.3 | 775.35 | 0
2696.793 | 1895.3 | 775.35 | 0
2696.793 | 1895.3 | 775.35 | 0
2696.793 | 1895.3 | 775.35 | 0
2696.793 | 1895.3 | 775.35 | 0
2696.793 | 1895.3 | 775.35 | 0
2696.793 | 1895.3 | 775.35 | 0
2696.793 | 1895.3 | 775.35 | 0
2696.793 | 1895.3 | 775.35 | 0
2696.793 | 1895.3 | 775.35 | 0
2696.793 | 1895.3 | 775.35 | 0
2696.793 | 1895.3 | 775.35 | 0
2696.793 | 1895.3 | 775.35 | 0
2696.793 | 1895.3 | 775.35 | 0
2696.793 | 1895.3 | 775.35 | 0
2696.793 | 1895.3 | 775.35 | 0
2696.793 | 1895.3 | 775.35 | 0
2696.793 | 1895.3 | 775.35 | 0
2696.793 | 1895.3 | 775.35 | 0
2696.793 | 1895.3 | 775.35 | 0
2696.793 | 1895.3 | 775.35 | 0
2696.793 | 1895.3 | 775.35 | 0
2696.793 | 1895.3 | 775.35 | 0
2696.793 | 1895.3 | 775.35 | 0
2696.793 | 1895.3 | 775.35 | 0
2696.793 | 1895.3 | 775.35 | 0
2696.793 | 1895.3 | 775.35 | 0
2696.793 | 1895.3 | 775.35 | 0
2696.793 | 1895.3 | 775.35 | 0
2696.793 | 1895.3 | 775.35 | 0
2696.793 | 1895.3 | 775.35 | 0
2696.793 | 1895.3 | 775.35 | 0
2696.793 | 1895.3 | 775.35 | 0
2696.793 | 1895.3 | 775.35 | 0
2696.793 | 1895.3 | 775.35 | 0
2696.793 | 1895.3 | 775.35 | 0
2696.793 | 1895.3 | 775.35 | 0
2696.793 | 1895.3 | 775.35 | 0
2696.793 | 1895.3 | 775.35 | 0
2696.793 | 1895.3 | 775.35 | 0
2696.793 | 1895.3 | 775.35 | 0
2696.793 | 1895.3 | 775.35 | 0
2696.793 | 1895.3 | 775.35 | 0
2696.793 | 1895.3 | 775.35 | 0
2696.793 | 1895.3 | 775.35 | 0
2696.793 | 1895.3 | 775.35 | 0
2696.793 | 1895.3 | 775.35 | 0
2633.6249 | 1895.3 | 775.35 | 0
2633.6249 | 1895.3 | 775.35 | 0
2633.6249 | 1895.3 | 775.35 | 0
2633.6249 | 1895.3 | 775.35 | 0
2633.6249 | 1895.3 | 775.35 | 0
2633.6249 | 1895.3 | 775.35 | 0
2633.6249 | 1895.3 | 775.35 | 0
2633.6249 | 1895.3 | 775.35 | 0
2633.6249 | 1895.3 | 775.35 | 0
2633.6249 | 1895.3 | 775.35 | 0
2633.6249 | 1895.3 | 775.35 | 0
2633.6249 | 1895.3 | 775.35 | 0
2633.6249 | 1895.3 | 775.35 | 0
2633.6249 | 1895.3 | 775.35 | 0
2633.6249 | 1895.3 | 775.35 | 0
2633.6249 | 1895.3 | 775.35 | 0
2633.6249 | 1895.3 | 775.35 | 0
2633.6249 | 1895.3 | 775.35 | 0
2633.6249 | 1895.3 | 775.35 | 0
2633.6249 | 1895.3 | 775.35 | 0
2633.6249 | 1895.3 | 775.35 | 0
2633.6249 | 1895.3 | 775.35 | 0
2633.6249 | 1895.3 | 775.35 | 0
2633.6249 | 1895.3 | 775.35 | 0
2633.6249 | 1895.3 | 775.35 | 0
2633.6249 | 1895.3 | 775.35 | 0
2633.6249 | 1895.3 | 775.35 | 0
2633.6249 | 1895.3 | 775.35 | 0
2633.6249 | 1895.3 | 775.35 | 0
2633.6249 | 1895.3 | 775.35 | 0
2633.6249 | 1895.3 | 775.35 | 0
2633.6249 | 1895.3 | 775.35 | 0
2633.6249 | 1895.3 | 775.35 | 0
2633.6249 | 1895.3 | 775.35 | 0
2633.6249 | 1895.3 | 775.35 | 0
2633.6249 | 1895.3 | 775.35 | 0
2633.6249 | 1895.3 | 775.35 | 0
2633.6249 | 1895.3 | 775.35 | 0
2633.6249 | 1895.3 | 775.35 | 0
2633.6249 | 1895.3 | 775.35 | 0
2633.6249 | 1895.3 | 775.35 | 0
2633.6249 | 1895.3 | 775.35 | 0
2633.6249 | 1895.3 | 775.35 | 0
2633.6249 | 1895.3 | 775.35 | 0
2633.6249 | 1895.3 | 775.35 | 0
2633.6249 | 1895.3 | 775.35 | 0
2633.6249 | 1895.3 | 775.35 | 0
2633.6249 | 1895.3 | 775.35 | 0
2633.6249 | 1895.3 | 775.35 | 0
2633.6249 | 1895.3 | 775.35 | 0
2633.6249 | 1895.3 | 775.35 | 0
2633.6249 | 1895.3 | 775.35 | 0
2633.6249 | 1895.3 | 775.35 | 0
2633.6249 | 1895.3 | 775.35 | 0
2633.6249 | 1895.3 | 775.35 | 0
2633.6249 | 1895.3 | 775.35 | 0
2633.6249 | 1895.3 | 775.35 | 0
2633.6249 | 1895.3 | 775.35 | 0
2633.6249 | 1895.3 | 775.35 | 0
2633.6249 | 1895.3 | 775.35 | 0
2633.6249 | 1895.3 | 775.35 | 0
2633.6249 | 1895.3 | 775.35 | 0
2551.0204 | 1895.3 | 775.35 | 0
2551.0204 | 1895.3 | 775.35 | 0
2551.0204 | 1895.3 | 775.35 | 0
2551.0204 | 1895.3 | 775.35 | 0
2551.0204 | 1895.3 | 775.35 | 0
2551.0204 | 1895.3 | 775.35 | 0
2551.0204 | 1895.3 | 775.35 | 0
2551.0204 | 1895.3 | 775.35 | 0
2551.0204 | 1895.3 | 775.35 | 0
2551.0204 | 1895.3 | 775.35 | 0
2551.0204 | 1895.3 | 775.35 | 0
2551.0204 | 1895.3 | 775.35 | 0
2551.0204 | 1895.3 | 775.35 | 0
2551.0204 | 1895.3 | 775.35 | 0
2551.0204 | 1895.3 | 775.35 | 0
2551.0204 | 1895.3 | 775.35 | 0
2551.0204 | 1895.3 | 775.35 | 0
2551.0204 | 1895.3 | 775.35 | 0
2551.0204 | 1895.3 | 775.35 | 0
2551.0204 | 1895.3 | 775.35 | 0
2551.0204 | 1895.3 | 775.35 | 0
2551.0204 | 1895.3 | 775.35 | 0
2551.0204 | 1895.3 | 775.35 | 0
2551.0204 | 1895.3 | 775.35 | 0
2551.0204 | 1895.3 | 775.35 | 0
2551.0204 | 1895.3 | 775.35 | 0
2551.0204 | 1895.3 | 775.35 | 0
2551.0204 | 1895.3 | 775.35 | 0
2551.0204 | 1895.3 | 775.35 | 0
2551.0204 | 1895.3 | 775.35 | 0
2551.0204 | 1895.3 | 775.35 | 0
2551.0204 | 1895.3 | 775.35 | 0
2551.0204 | 1895.3 | 775.35 | 0
2551.0204 | 1895.3 | 775.35 | 0
2551.0204 | 1895.3 | 775.35 | 0
2551.0204 | 1895.3 | 775.35 | 0
2551.0204 | 1895.3 | 775.35 | 0
2551.0204 | 1895.3 | 775.35 | 0
2551.0204 | 1895.3 | 775.35 | 0
2551.0204 | 1895.3 | 775.35 | 0
2551.0204 | 1895.3 | 775.35 | 0
2551.0204 | 1895.3 | 775.35 | 0
2551.0204 | 1895.3 | 775.35 | 0
2551.0204 | 1895.3 | 775.35 | 0
2551.0204 | 1895.3 | 775.35 | 0
2551.0204 | 1895.3 | 775.35 | 0
2551.0204 | 1895.3 | 775.35 | 0
2551.0204 | 1895.3 | 775.35 | 0
2551.0204 | 1895.3 | 775.35 | 0
2551.0204 | 1895.3 | 775.35 | 0
2551.0204 | 1895.3 | 775.35 | 0
2551.0204 | 1895.3 | 775.35 | 0
2551.0204 | 1895.3 | 775.35 | 0
2551.0204 | 1895.3 | 775.35 | 0
2551.0204 | 1895.3 | 775.35 | 0
2551.0204 | 1895.3 | 775.35 | 0
2551.0204 | 1895.3 | 775.35 | 0
2551.0204 | 1895.3 | 775.35 | 0
2551.0204 | 1895.3 | 775.35 | 0
2551.0204 | 1895.3 | 775.35 | 0
2551.0204 | 1895.3 | 775.35 | 0
2551.0204 | 1895.3 | 775.35 | 0
2551.0204 | 1895.3 | 775.35 | 0
2551.0204 | 1895.3 | 775.35 | 0
2551.0204 | 1895.3 | 775.35 | 0
2551.0204 | 1895.3 | 775.35 | 0
2551.0204 | 1895.3 | 775.35 | 0
2551.0204 | 1895.3 | 775.35 | 0
2551.0204 | 1895.3 | 775.35 | 0
2551.0204 | 1895.3 | 775.35 | 0
2551.0204 | 1895.3 | 775.35 | 0
2551.0204 | 1895.3 | 775.35 | 0
2551.0204 | 1895.3 | 775.35 | 0
2551.0204 | 1895.3 | 775.35 | 0
2551.0204 | 1895.3 | 775.35 | 0
2551.0204 | 1895.3 | 775.35 | 0
2551.0204 | 1895.3 | 775.35 | 0
2551.0204 | 1895.3 | 775.35 | 0
2551.0204 | 1895.3 | 775.35 | 0
2551.0204 | 1895.3 | 775.35 | 0
2551.0204 | 1895.3 | 775.35 | 0
2551.0204 | 1895.3 | 775.35 | 0
2551.0204 | 1895.3 | 775.35 | 0
2551.0204 | 1895.3 | 775.35 | 0
2551.0204 | 1895.3 | 775.35 | 0
2551.0204 | 1895.3 | 775.35 | 0
2551.0204 | 1895.3 | 775.35 | 0
2551.0204 | 1895.3 | 775.35 | 0
2551.0204 | 1895.3 | 775.35 | 0
2551.0204 | 1895.3 | 775.35 | 0
2551.0204 | 1895.3 | 775.35 | 0
2551.0204 | 1895.3 | 775.35 | 0
2551.0204 | 1895.3 | 775.35 | 0
2551.0204 | 1895.3 | 775.35 | 0
2551.0204 | 1895.3 | 775.35 | 0
2551.0204 | 1895.3 | 775.35 | 0
2551.0204 | 1895.3 | 775.35 | 0
2551.0204 | 1895.3 | 775.35 | 0
2551.0204 | 1895.3 | 775.35 | 0
2551.0204 | 1895.3 | 775.35 | 0
2551.0204 | 1895.3 | 775.35 | 0
2551.0204 | 1895.3 | 775.35 | 0
2551.0204 | 1895.3 | 775.35 | 0
2551.0204 | 1895.3 | 775.35 | 0
2551.0204 | 1895.3 | 775.35 | 0
2551.0204 | 1895.3 | 775.35 | 0
2551.0204 | 1895.3 | 775.35 | 0
2551.0204 | 1895.3 | 775.35 | 0
2551.0204 | 1895.3 | 775.35 | 0
2551.0204 | 1895.3 | 775.35 | 0
2551.0204 | 1895.3 | 775.35 | 0
2551.0204 | 1895.3 | 775.35 | 0
2551.0204 | 1895.3 | 775.35 | 0
2551.0204 | 1895.3 | 775.35 | 0
2551.0204 | 1895.3 | 775.35 | 0
2551.0204 | 1895.3 | 775.35 | 0
2551.0204 | 1895.3 | 775.35 | 0
2551.0204 | 1895.3 | 775.35 | 0
2551.0204 | 1895.3 | 775.35 | 0
2551.0204 | 1895.3 | 775.35 | 0
2551.0204 | 1895.3 | 775.35 | 0
2551.0204 | 1895.3 | 775.35 | 0
2551.0204 | 1895.3 | 775.35 | 0
2551.0204 | 1895.3 | 775.35 | 0
2551.0204 | 1895.3 | 775.35 | 0
2551.0204 | 1895.3 | 775.35 | 0
2551.0204 | 1895.3 | 775.35 | 0
2551.0204 | 1895.3 | 775.35 | 0
2551.0204 | 1895.3 | 775.35 | 0
2551.0204 | 1895.3 | 775.35 | 0
2551.0204 | 1895.3 | 775.35 | 0
2551.0204 | 1895.3 | 775.35 | 0
2551.0204 | 1895.3 | 775.35 | 0
2551.0204 | 1895.3 | 775.35 | 0
2551.0204 | 1895.3 | 775.35 | 0
2551.0204 | 1895.3 | 775.35 | 0
2551.0204 | 1895.3 | 775.35 | 0
2551.0204 | 1895.3 | 775.35 | 0
2551.0204 | 1895.3 | 775.35 | 0
2551.0204 | 1895.3 | 775.35 | 0
2551.0204 | 1895.3 | 775.35 | 0
2551.0204 | 1895.3 | 775.35 | 0
2551.0204 | 1895.3 | 775.35 | 0
2551.0204 | 1895.3 | 775.35 | 0
2551.0204 | 1895.3 | 775.35 | 0
2551.0204 | 1895.3 | 775.35 | 0
2551.0204 | 1895.3 | 775.35 | 0
2551.0204 | 1895.3 | 775.35 | 0
2551.0204 | 1895.3 | 775.35 | 0
2551.0204 | 1895.3 | 775.35 | 0
2551.0204 | 1895.3 | 775.35 | 0
2551.0204 | 1895.3 | 775.35 | 0
2551.0204 | 1895.3 | 775.35 | 0
2551.0204 | 1895.3 | 775.35 | 0
2551.0204 | 1895.3 | 775.35 | 0
2551.0204 | 1895.3 | 775.35 | 0
2551.0204 | 1895.3 | 775.35 | 0
2551.0204 | 1895.3 | 775.35 | 0
2551.0204 | 1895.3 | 775.35 | 0
2551.0204 | 1895.3 | 775.35 | 0
2551.0204 | 1895.3 | 775.35 | 0
2551.0204 | 1895.3 | 775.35 | 0
2551.0204 | 1895.3 | 775.35 | 0
2551.0204 | 1895.3 | 775.35 | 0
2551.0204 | 1895.3 | 775.35 | 0
2551.0204 | 1895.3 | 775.35 | 0
2551.0204 | 1895.3 | 775.35 | 0
2551.0204 | 1895.3 | 775.35 | 0
2551.0204 | 1895.3 | 775.35 | 0
2551.0204 | 1895.3 | 775.35 | 0
2551.0204 | 1895.3 | 775.35 | 0
2551.0204 | 1895.3 | 775.35 | 0
2551.0204 | 1895.3 | 775.35 | 0
2551.0204 | 1895.3 | 775.35 | 0
2551.0204 | 1895.3 | 775.35 | 0
2551.0204 | 1895.3 | 775.35 | 0
2551.0204 | 1895.3 | 775.35 | 0
2551.0204 | 1895.3 | 775.35 | 0
2551.0204 | 1895.3 | 775.35 | 0
2551.0204 | 1895.3 | 775.35 | 0
2551.0204 | 1895.3 | 775.35 | 0
2551.0204 | 1895.3 | 775.35 | 0
2551.0204 | 1895.3 | 775.35 | 0
2551.0204 | 1895.3 | 775.35 | 0
2551.0204 | 1895.3 | 775.35 | 0
2551.0204 | 1895.3 | 775.35 | 0
2551.0204 | 1895.3 | 775.35 | 0
2551.0204 | 1895.3 | 775.35 | 0
2551.0204 | 1895.3 | 775.35 | 0
2551.0204 | 1895.3 | 775.35 | 0
2551.0204 | 1895.3 | 775.35 | 0
2551.0204 | 1895.3 | 775.35 | 0
2551.0204 | 1895.3 | 775.35 | 0
2551.0204 | 1895.3 | 775.35 | 0
2551.0204 | 1895.3 | 775.35 | 0
2551.0204 | 1895.3 | 775.35 | 0
2551.0204 | 1895.3 | 775.35 | 0
2551.0204 | 1895.3 | 775.35 | 0
2551.0204 | 1895.3 | 775.35 | 0
2551.0204 | 1895.3 | 775.35 | 0
2551.0204 | 1895.3 | 775.35 | 0
2551.0204 | 1895.3 | 775.35 | 0
2551.0204 | 1895.3 | 775.35 | 0
2551.0204 | 1895.3 | 775.35 | 0
2551.0204 | 1895.3 | 775.35 | 0
2551.0204 | 1895.3 | 775.35 | 0
2551.0204 | 1895.3 | 775.35 | 0
2551.0204 | 1895.3 | 775.35 | 0
2551.0204 | 1895.3 | 775.35 | 0
2551.0204 | 1895.3 | 775.35 | 0
2283.7707 | 1895.3 | 775.35 | 0
2283.7707 | 1895.3 | 775.35 | 0
2283.7707 | 1895.3 | 775.35 | 0
2283.7707 | 1895.3 | 775.35 | 0
2283.7707 | 1895.3 | 775.35 | 0
2283.7707 | 1895.3 | 775.35 | 0
2283.7707 | 1895.3 | 775.35 | 0
2283.7707 | 1895.3 | 775.35 | 0
2283.7707 | 1895.3 | 775.35 | 0
2283.7707 | 1895.3 | 775.35 | 0
2283.7707 | 1895.3 | 775.35 | 0
2283.7707 | 1895.3 | 775.35 | 0
2283.7707 | 1895.3 | 775.35 | 0
2283.7707 | 1895.3 | 775.35 | 0
2283.7707 | 1895.3 | 775.35 | 0
2283.7707 | 1895.3 | 775.35 | 0
2283.7707 | 1895.3 | 775.35 | 0
2283.7707 | 1895.3 | 775.35 | 0
2283.7707 | 1895.3 | 775.35 | 0
2283.7707 | 1895.3 | 775.35 | 0
2283.7707 | 1895.3 | 775.35 | 0
2283.7707 | 1895.3 | 775.35 | 0
2283.7707 | 1895.3 | 775.35 | 0
2283.7707 | 1895.3 | 775.35 | 0
2283.7707 | 1895.3 | 775.35 | 0
2283.7707 | 1895.3 | 775.35 | 0
2283.7707 | 1895.3 | 775.35 | 0
2283.7707 | 1895.3 | 775.35 | 0
2283.7707 | 1895.3 | 775.35 | 0
2283.7707 | 1895.3 | 775.35 | 0
2283.7707 | 1895.3 | 775.35 | 0
2283.7707 | 1895.3 | 775.35 | 0
2283.7707 | 1895.3 | 775.35 | 0
2283.7707 | 1895.3 | 775.35 | 0
2283.7707 | 1895.3 | 775.35 | 0
2283.7707 | 1895.3 | 775.35 | 0
2283.7707 | 1895.3 | 775.35 | 0
2283.7707 | 1895.3 | 775.35 | 0
2283.7707 | 1895.3 | 775.35 | 0
2283.7707 | 1895.3 | 775.35 | 0
2283.7707 | 1895.3 | 775.35 | 0
2283.7707 | 1895.3 | 775.35 | 0
2283.7707 | 1895.3 | 775.35 | 0
2283.7707 | 1895.3 | 775.35 | 0
2283.7707 | 1895.3 | 775.35 | 0
2283.7707 | 1895.3 | 775.35 | 0
2283.7707 | 1895.3 | 775.35 | 0
2283.7707 | 1895.3 | 775.35 | 0
2283.7707 | 1895.3 | 775.35 | 0
2283.7707 | 1895.3 | 775.35 | 0
2283.7707 | 1895.3 | 775.35 | 0
2283.7707 | 1895.3 | 775.35 | 0
2283.7707 | 1895.3 | 775.35 | 0
2283.7707 | 1895.3 | 775.35 | 0
2283.7707 | 1895.3 | 775.35 | 0
2283.7707 | 1895.3 | 775.35 | 0
2283.7707 | 1895.3 | 775.35 | 0
2283.7707 | 1895.3 | 775.35 | 0
2283.7707 | 1895.3 | 775.35 | 0
2283.7707 | 1895.3 | 775.35 | 0
2283.7707 | 1895.3 | 775.35 | 0
2283.7707 | 1895.3 | 775.35 | 0
2283.7707 | 1895.3 | 775.35 | 0
2283.7707 | 1895.3 | 775.35 | 0
2283.7707 | 1895.3 | 775.35 | 0
2283.7707 | 1895.3 | 775.35 | 0
2283.7707 | 1895.3 | 775.35 | 0
2283.7707 | 1895.3 | 775.35 | 0
2283.7707 | 1895.3 | 775.35 | 0
2283.7707 | 1895.3 | 775.35 | 0
2283.7707 | 1895.3 | 775.35 | 0
2283.7707 | 1895.3 | 775.35 | 0
2283.7707 | 1895.3 | 775.35 | 0
2283.7707 | 1895.3 | 775.35 | 0
2283.7707 | 1895.3 | 775.35 | 0
2283.7707 | 1895.3 | 775.35 | 0
2283.7707 | 1895.3 | 775.35 | 0
2283.7707 | 1895.3 | 775.35 | 0
2283.7707 | 1895.3 | 775.35 | 0
2283.7707 | 1895.3 | 775.35 | 0
2283.7707 | 1895.3 | 775.35 | 0
2283.7707 | 1895.3 | 775.35 | 0
2283.7707 | 1895.3 | 775.35 | 0
2283.7707 | 1895.3 | 775.35 | 0
2283.7707 | 1895.3 | 775.35 | 0
2283.7707 | 1895.3 | 775.35 | 0
2283.7707 | 1895.3 | 775.35 | 0
2283.7707 | 1895.3 | 775.35 | 0
2283.7707 | 1895.3 | 775.35 | 0
2283.7707 | 1895.3 | 775.35 | 0
2283.7707 | 1895.3 | 775.35 | 0
2283.7707 | 1895.3 | 775.35 | 0
2283.7707 | 1895.3 | 775.35 | 0
2283.7707 | 1895.3 | 775.35 | 0
2283.7707 | 1895.3 | 775.35 | 0
2283.7707 | 1895.3 | 775.35 | 0
2283.7707 | 1895.3 | 775.35 | 0
2283.7707 | 1895.3 | 775.35 | 0
2283.7707 | 1895.3 | 775.35 | 0
2283.7707 | 1895.3 | 775.35 | 0
2283.7707 | 1895.3 | 775.35 | 0
2283.7707 | 1895.3 | 775.35 | 0
2283.7707 | 1895.3 | 775.35 | 0
2283.7707 | 1895.3 | 775.35 | 0
2283.7707 | 1895.3 | 775.35 | 0
2283.7707 | 1895.3 | 775.35 | 0
2283.7707 | 1895.3 | 775.35 | 0
2283.7707 | 1895.3 | 775.35 | 0
2283.7707 | 1895.3 | 775.35 | 0
2283.7707 | 1895.3 | 775.35 | 0
2283.7707 | 1895.3 | 775.35 | 0
2283.7707 | 1895.3 | 775.35 | 0
2283.7707 | 1895.3 | 775.35 | 0
2283.7707 | 1895.3 | 775.35 | 0
2283.7707 | 1895.3 | 775.35 | 0
2283.7707 | 1895.3 | 775.35 | 0
2283.7707 | 1895.3 | 775.35 | 0
2283.7707 | 1895.3 | 775.35 | 0
2283.7707 | 1895.3 | 775.35 | 0
2283.7707 | 1895.3 | 775.35 | 0
2283.7707 | 1895.3 | 775.35 | 0
2283.7707 | 1895.3 | 775.35 | 0
2283.7707 | 1895.3 | 775.35 | 0
2283.7707 | 1895.3 | 775.35 | 0
2271.6229 | 1895.3 | 775.35 | 0
2271.6229 | 1895.3 | 775.35 | 0
2271.6229 | 1895.3 | 775.35 | 0
2271.6229 | 1895.3 | 775.35 | 0
2271.6229 | 1895.3 | 775.35 | 0
2271.6229 | 1895.3 | 775.35 | 0
2271.6229 | 1895.3 | 775.35 | 0
2271.6229 | 1895.3 | 775.35 | 0
2271.6229 | 1895.3 | 775.35 | 0
2271.6229 | 1895.3 | 775.35 | 0
2271.6229 | 1895.3 | 775.35 | 0
2271.6229 | 1895.3 | 775.35 | 0
2271.6229 | 1895.3 | 775.35 | 0
2271.6229 | 1895.3 | 775.35 | 0
2271.6229 | 1895.3 | 775.35 | 0
2271.6229 | 1895.3 | 775.35 | 0
2271.6229 | 1895.3 | 775.35 | 0
2271.6229 | 1895.3 | 775.35 | 0
2271.6229 | 1895.3 | 775.35 | 0
2271.6229 | 1895.3 | 775.35 | 0
2271.6229 | 1895.3 | 775.35 | 0
2271.6229 | 1895.3 | 775.35 | 0
2271.6229 | 1895.3 | 775.35 | 0
2271.6229 | 1895.3 | 775.35 | 0
2271.6229 | 1895.3 | 775.35 | 0
2271.6229 | 1895.3 | 775.35 | 0
2271.6229 | 1895.3 | 775.35 | 0
2271.6229 | 1895.3 | 775.35 | 0
2271.6229 | 1895.3 | 775.35 | 0
2271.6229 | 1895.3 | 775.35 | 0
2271.6229 | 1895.3 | 775.35 | 0
2271.6229 | 1895.3 | 775.35 | 0
2271.6229 | 1895.3 | 775.35 | 0
2271.6229 | 1895.3 | 775.35 | 0
2271.6229 | 1895.3 | 775.35 | 0
2271.6229 | 1895.3 | 775.35 | 0
2271.6229 | 1895.3 | 775.35 | 0
2271.6229 | 1895.3 | 775.35 | 0
2271.6229 | 1895.3 | 775.35 | 0
2271.6229 | 1895.3 | 775.35 | 0
2271.6229 | 1895.3 | 775.35 | 0
2271.6229 | 1895.3 | 775.35 | 0
2271.6229 | 1895.3 | 775.35 | 0
2271.6229 | 1895.3 | 775.35 | 0
2271.6229 | 1895.3 | 775.35 | 0
2271.6229 | 1895.3 | 775.35 | 0
2271.6229 | 1895.3 | 775.35 | 0
2271.6229 | 1895.3 | 775.35 | 0
2271.6229 | 1895.3 | 775.35 | 0
2271.6229 | 1895.3 | 775.35 | 0
2271.6229 | 1895.3 | 775.35 | 0
2271.6229 | 1895.3 | 775.35 | 0
2271.6229 | 1895.3 | 775.35 | 0
2271.6229 | 1895.3 | 775.35 | 0
2271.6229 | 1895.3 | 775.35 | 0
2271.6229 | 1895.3 | 775.35 | 0
2271.6229 | 1895.3 | 775.35 | 0
2271.6229 | 1895.3 | 775.35 | 0
2271.6229 | 1895.3 | 775.35 | 0
2271.6229 | 1895.3 | 775.35 | 0
2125.8503 | 1895.3 | 775.35 | 0
2125.8503 | 1895.3 | 775.35 | 0
2125.8503 | 1895.3 | 775.35 | 0
2125.8503 | 1895.3 | 775.35 | 0
2125.8503 | 1895.3 | 775.35 | 0
2125.8503 | 1895.3 | 775.35 | 0
2125.8503 | 1895.3 | 775.35 | 0
2125.8503 | 1895.3 | 775.35 | 0
2125.8503 | 1895.3 | 775.35 | 0
2125.8503 | 1895.3 | 775.35 | 0
2125.8503 | 1895.3 | 775.35 | 0
2125.8503 | 1895.3 | 775.35 | 0
2125.8503 | 1895.3 | 775.35 | 0
2125.8503 | 1895.3 | 775.35 | 0
2125.8503 | 1895.3 | 775.35 | 0
2125.8503 | 1895.3 | 775.35 | 0
2125.8503 | 1895.3 | 775.35 | 0
2125.8503 | 1895.3 | 775.35 | 0
2125.8503 | 1895.3 | 775.35 | 0
2125.8503 | 1895.3 | 775.35 | 0
2125.8503 | 1895.3 | 775.35 | 0
2125.8503 | 1895.3 | 775.35 | 0
2125.8503 | 1895.3 | 775.35 | 0
2125.8503 | 1895.3 | 775.35 | 0
2125.8503 | 1895.3 | 775.35 | 0
2125.8503 | 1895.3 | 775.35 | 0
2125.8503 | 1895.3 | 775.35 | 0
2125.8503 | 1895.3 | 775.35 | 0
2125.8503 | 1895.3 | 775.35 | 0
2125.8503 | 1895.3 | 775.35 | 0
2125.8503 | 1895.3 | 775.35 | 0
2125.8503 | 1895.3 | 775.35 | 0
2125.8503 | 1895.3 | 775.35 | 0
2125.8503 | 1895.3 | 775.35 | 0
2125.8503 | 1895.3 | 775.35 | 0
2125.8503 | 1895.3 | 775.35 | 0
2125.8503 | 1895.3 | 775.35 | 0
2125.8503 | 1895.3 | 775.35 | 0
2125.8503 | 1895.3 | 775.35 | 0
2125.8503 | 1895.3 | 775.35 | 0
2125.8503 | 1895.3 | 775.35 | 0
2125.8503 | 1895.3 | 775.35 | 0
2125.8503 | 1895.3 | 775.35 | 0
2125.8503 | 1895.3 | 775.35 | 0
2125.8503 | 1895.3 | 775.35 | 0
2125.8503 | 1895.3 | 775.35 | 0
2125.8503 | 1895.3 | 775.35 | 0
2125.8503 | 1895.3 | 775.35 | 0
2125.8503 | 1895.3 | 387.675 | 0
2125.8503 | 1895.3 | 387.675 | 0
2125.8503 | 1895.3 | 387.675 | 0
2125.8503 | 1895.3 | 387.675 | 0
2125.8503 | 1895.3 | 387.675 | 0
2125.8503 | 1895.3 | 387.675 | 0
2125.8503 | 1895.3 | 387.675 | 0
2125.8503 | 1895.3 | 387.675 | 0
2125.8503 | 1895.3 | 387.675 | 0
2125.8503 | 1895.3 | 387.675 | 0
2125.8503 | 1895.3 | 387.675 | 0
2125.8503 | 1895.3 | 387.675 | 0
2125.8503 | 1895.3 | 387.675 | 0
2125.8503 | 1895.3 | 387.675 | 0
2125.8503 | 1895.3 | 387.675 | 0
2125.8503 | 1895.3 | 387.675 | 0
2125.8503 | 1895.3 | 387.675 | 0
2125.8503 | 1895.3 | 387.675 | 0
2125.8503 | 1895.3 | 387.675 | 0
2125.8503 | 1895.3 | 387.675 | 0
2125.8503 | 1895.3 | 387.675 | 0
2125.8503 | 1895.3 | 387.675 | 0
2125.8503 | 1895.3 | 387.675 | 0
2125.8503 | 1895.3 | 387.675 | 0
2125.8503 | 1895.3 | 387.675 | 0
2125.8503 | 1895.3 | 387.675 | 0
2125.8503 | 1895.3 | 387.675 | 0
2125.8503 | 1895.3 | 387.675 | 0
2125.8503 | 1895.3 | 387.675 | 0
2125.8503 | 1895.3 | 387.675 | 0
2125.8503 | 1895.3 | 387.675 | 0
2125.8503 | 1895.3 | 387.675 | 0
2125.8503 | 1895.3 | 387.675 | 0
2125.8503 | 1895.3 | 387.675 | 0
2125.8503 | 1895.3 | 387.675 | 0
2125.8503 | 1895.3 | 387.675 | 0
2125.8503 | 1895.3 | 387.675 | 0
2125.8503 | 1895.3 | 387.675 | 0
2125.8503 | 1895.3 | 387.675 | 0
2125.8503 | 1895.3 | 387.675 | 0
2125.8503 | 1895.3 | 387.675 | 0
2125.8503 | 1895.3 | 387.675 | 0
2125.8503 | 1895.3 | 387.675 | 0
2125.8503 | 1895.3 | 387.675 | 0
2125.8503 | 1895.3 | 387.675 | 0
2125.8503 | 1895.3 | 387.675 | 0
2125.8503 | 1895.3 | 387.675 | 0
2125.8503 | 1895.3 | 387.675 | 0
2125.8503 | 1895.3 | 387.675 | 0
2125.8503 | 1895.3 | 387.675 | 0
2125.8503 | 1895.3 | 387.675 | 0
2125.8503 | 1895.3 | 387.675 | 0
2125.8503 | 1895.3 | 387.675 | 0
2125.8503 | 1895.3 | 387.675 | 0
2125.8503 | 947.65 | 387.675 | 0
2125.8503 | 947.65 | 387.675 | 0
2125.8503 | 947.65 | 387.675 | 0
2125.8503 | 947.65 | 387.675 | 0
2125.8503 | 947.65 | 387.675 | 0
2125.8503 | 947.65 | 387.675 | 0
2125.8503 | 947.65 | 387.675 | 0
2125.8503 | 947.65 | 387.675 | 0
2125.8503 | 947.65 | 387.675 | 0
2125.8503 | 947.65 | 387.675 | 0
2125.8503 | 947.65 | 387.675 | 0
2125.8503 | 947.65 | 387.675 | 0
2125.8503 | 947.65 | 387.675 | 0
2125.8503 | 947.65 | 387.675 | 0
2125.8503 | 947.65 | 387.675 | 0
2125.8503 | 947.65 | 387.675 | 0
2125.8503 | 947.65 | 387.675 | 0
2125.8503 | 947.65 | 387.675 | 0
1992.2255 | 947.65 | 387.675 | 0
1992.2255 | 947.65 | 387.675 | 0
1992.2255 | 947.65 | 387.675 | 0
1992.2255 | 947.65 | 387.675 | 0
1992.2255 | 947.65 | 387.675 | 0
1992.2255 | 947.65 | 387.675 | 0
1992.2255 | 947.65 | 387.675 | 0
1992.2255 | 947.65 | 387.675 | 0
1992.2255 | 947.65 | 387.675 | 0
1992.2255 | 947.65 | 387.675 | 0
1992.2255 | 947.65 | 387.675 | 0
1992.2255 | 947.65 | 387.675 | 0
1992.2255 | 947.65 | 387.675 | 0
1992.2255 | 947.65 | 387.675 | 0
1992.2255 | 947.65 | 387.675 | 0
1992.2255 | 947.65 | 387.675 | 0
1992.2255 | 947.65 | 387.675 | 0
1992.2255 | 947.65 | 387.675 | 0
1992.2255 | 947.65 | 387.675 | 0
1992.2255 | 947.65 | 387.675 | 0
1992.2255 | 947.65 | 387.675 | 0
1992.2255 | 947.65 | 387.675 | 0
1992.2255 | 947.65 | 387.675 | 0
1992.2255 | 947.65 | 387.675 | 0
1992.2255 | 947.65 | 387.675 | 0
1992.2255 | 947.65 | 387.675 | 0
1992.2255 | 947.65 | 387.675 | 0
1992.2255 | 947.65 | 387.675 | 0
1992.2255 | 947.65 | 387.675 | 0
1992.2255 | 947.65 | 387.675 | 0
1992.2255 | 947.65 | 387.675 | 0
1992.2255 | 947.65 | 387.675 | 0
1992.2255 | 947.65 | 387.675 | 0
1992.2255 | 947.65 | 387.675 | 0
1992.2255 | 947.65 | 387.675 | 0
1992.2255 | 947.65 | 387.675 | 0
1992.2255 | 947.65 | 387.675 | 0
1992.2255 | 947.65 | 387.675 | 0
1992.2255 | 947.65 | 387.675 | 0
1992.2255 | 947.65 | 387.675 | 0
1992.2255 | 947.65 | 387.675 | 0
1992.2255 | 947.65 | 387.675 | 0
1992.2255 | 947.65 | 387.675 | 0
1992.2255 | 947.65 | 387.675 | 0
1992.2255 | 947.65 | 387.675 | 0
1992.2255 | 947.65 | 387.675 | 0
1992.2255 | 947.65 | 387.675 | 0
1992.2255 | 947.65 | 387.675 | 0
1992.2255 | 947.65 | 387.675 | 0
1992.2255 | 947.65 | 387.675 | 0
1992.2255 | 947.65 | 387.675 | 0
1992.2255 | 947.65 | 387.675 | 0
1992.2255 | 947.65 | 387.675 | 0
1992.2255 | 947.65 | 387.675 | 0
1992.2255 | 947.65 | 387.675 | 0
1992.2255 | 947.65 | 387.675 | 0
1992.2255 | 947.65 | 387.675 | 0
1992.2255 | 947.65 | 387.675 | 0
1992.2255 | 947.65 | 387.675 | 0
1992.2255 | 947.65 | 387.675 | 0
1885.3256 | 947.65 | 387.675 | 0
1885.3256 | 947.65 | 387.675 | 0
1885.3256 | 947.65 | 387.675 | 0
1885.3256 | 947.65 | 387.675 | 0
1885.3256 | 947.65 | 387.675 | 0
1885.3256 | 947.65 | 387.675 | 0
1885.3256 | 947.65 | 387.675 | 0
1885.3256 | 947.65 | 387.675 | 0
1885.3256 | 947.65 | 387.675 | 0
1885.3256 | 947.65 | 387.675 | 0
1885.3256 | 947.65 | 387.675 | 0
1885.3256 | 947.65 | 387.675 | 0
1885.3256 | 947.65 | 387.675 | 0
1885.3256 | 947.65 | 387.675 | 0
1885.3256 | 947.65 | 387.675 | 0
1885.3256 | 947.65 | 387.675 | 0
1885.3256 | 947.65 | 387.675 | 0
1885.3256 | 947.65 | 387.675 | 0
1885.3256 | 947.65 | 387.675 | 0
1885.3256 | 947.65 | 387.675 | 0
1885.3256 | 947.65 | 387.675 | 0
1885.3256 | 947.65 | 387.675 | 0
1885.3256 | 947.65 | 387.675 | 0
1885.3256 | 947.65 | 387.675 | 0
1885.3256 | 947.65 | 387.675 | 0
1885.3256 | 947.65 | 387.675 | 0
1885.3256 | 947.65 | 387.675 | 0
1885.3256 | 947.65 | 387.675 | 0
1885.3256 | 947.65 | 387.675 | 0
1885.3256 | 947.65 | 387.675 | 0
1885.3256 | 947.65 | 387.675 | 0
1885.3256 | 947.65 | 387.675 | 0
1885.3256 | 947.65 | 387.675 | 0
1885.3256 | 947.65 | 387.675 | 0
1885.3256 | 947.65 | 387.675 | 0
1885.3256 | 947.65 | 387.675 | 0
1885.3256 | 947.65 | 387.675 | 0
1885.3256 | 947.65 | 387.675 | 0
1885.3256 | 947.65 | 387.675 | 0
1885.3256 | 947.65 | 387.675 | 0
1885.3256 | 947.65 | 387.675 | 0
1885.3256 | 947.65 | 387.675 | 0
1885.3256 | 947.65 | 387.675 | 0
1885.3256 | 947.65 | 387.675 | 0
1885.3256 | 947.65 | 387.675 | 0
1885.3256 | 947.65 | 387.675 | 0
1885.3256 | 947.65 | 387.675 | 0
1885.3256 | 947.65 | 387.675 | 0
1885.3256 | 947.65 | 387.675 | 0
1885.3256 | 947.65 | 387.675 | 0
1885.3256 | 947.65 | 387.675 | 0
1885.3256 | 947.65 | 387.675 | 0
1885.3256 | 947.65 | 387.675 | 0
1885.3256 | 947.65 | 387.675 | 0
1885.3256 | 947.65 | 387.675 | 0
1885.3256 | 947.65 | 387.675 | 0
1885.3256 | 947.65 | 387.675 | 0
1885.3256 | 947.65 | 387.675 | 0
1885.3256 | 947.65 | 387.675 | 0
1885.3256 | 947.65 | 387.675 | 0
1885.3256 | 947.65 | 387.675 | 0
1885.3256 | 947.65 | 387.675 | 0
1868.3188 | 947.65 | 387.675 | 0
1868.3188 | 947.65 | 387.675 | 0
1868.3188 | 947.65 | 387.675 | 0
1868.3188 | 947.65 | 387.675 | 0
1868.3188 | 947.65 | 387.675 | 0
1868.3188 | 947.65 | 387.675 | 0
1868.3188 | 947.65 | 387.675 | 0
1868.3188 | 947.65 | 387.675 | 0
1868.3188 | 947.65 | 387.675 | 0
1868.3188 | 947.65 | 387.675 | 0
1868.3188 | 947.65 | 387.675 | 0
1868.3188 | 947.65 | 387.675 | 0
1868.3188 | 947.65 | 387.675 | 0
1868.3188 | 947.65 | 387.675 | 0
1868.3188 | 947.65 | 387.675 | 0
1868.3188 | 947.65 | 387.675 | 0
1868.3188 | 947.65 | 387.675 | 0
1868.3188 | 947.65 | 387.675 | 0
1868.3188 | 947.65 | 387.675 | 0
1868.3188 | 947.65 | 387.675 | 0
1868.3188 | 947.65 | 387.675 | 0
1868.3188 | 947.65 | 387.675 | 0
1868.3188 | 947.65 | 387.675 | 0
1868.3188 | 947.65 | 387.675 | 0
1868.3188 | 947.65 | 387.675 | 0
1868.3188 | 947.65 | 387.675 | 0
1868.3188 | 947.65 | 387.675 | 0
1868.3188 | 947.65 | 387.675 | 0
1868.3188 | 947.65 | 387.675 | 0
1868.3188 | 947.65 | 387.675 | 0
1868.3188 | 947.65 | 387.675 | 0
1834.3052 | 947.65 | 387.675 | 0
1834.3052 | 947.65 | 387.675 | 0
1834.3052 | 947.65 | 387.675 | 0
1834.3052 | 947.65 | 387.675 | 0
1834.3052 | 947.65 | 387.675 | 0
1834.3052 | 947.65 | 387.675 | 0
1834.3052 | 947.65 | 387.675 | 0
1834.3052 | 947.65 | 387.675 | 0
1834.3052 | 947.65 | 387.675 | 0
1834.3052 | 947.65 | 387.675 | 0
1834.3052 | 947.65 | 387.675 | 0
1834.3052 | 947.65 | 387.675 | 0
1834.3052 | 947.65 | 387.675 | 0
1834.3052 | 947.65 | 387.675 | 0
1834.3052 | 947.65 | 387.675 | 0
1834.3052 | 947.65 | 387.675 | 0
1834.3052 | 947.65 | 387.675 | 0
1834.3052 | 947.65 | 387.675 | 0
1834.3052 | 947.65 | 387.675 | 0
1834.3052 | 947.65 | 387.675 | 0
1834.3052 | 947.65 | 387.675 | 0
1834.3052 | 947.65 | 387.675 | 0
1834.3052 | 947.65 | 387.675 | 0
1834.3052 | 947.65 | 387.675 | 0
1834.3052 | 947.65 | 387.675 | 0
1834.3052 | 947.65 | 387.675 | 0
1834.3052 | 947.65 | 387.675 | 0
1834.3052 | 947.65 | 387.675 | 0
1834.3052 | 947.65 | 387.675 | 0
1834.3052 | 947.65 | 387.675 | 0
1834.3052 | 947.65 | 387.675 | 0
1834.3052 | 947.65 | 387.675 | 0
1834.3052 | 947.65 | 387.675 | 0
1834.3052 | 947.65 | 387.675 | 0
1834.3052 | 947.65 | 387.675 | 0
1834.3052 | 947.65 | 387.675 | 0
1834.3052 | 947.65 | 387.675 | 0
1834.3052 | 947.65 | 387.675 | 0
1834.3052 | 947.65 | 387.675 | 0
1834.3052 | 947.65 | 387.675 | 0
1834.3052 | 947.65 | 387.675 | 0
1834.3052 | 947.65 | 387.675 | 0
1834.3052 | 947.65 | 387.675 | 0
1834.3052 | 947.65 | 387.675 | 0
1834.3052 | 947.65 | 387.675 | 0
1834.3052 | 947.65 | 387.675 | 0
1834.3052 | 947.65 | 387.675 | 0
1834.3052 | 947.65 | 387.675 | 0
1834.3052 | 947.65 | 387.675 | 0
1834.3052 | 947.65 | 387.675 | 0
1834.3052 | 947.65 | 387.675 | 0
1834.3052 | 947.65 | 387.675 | 0
1834.3052 | 947.65 | 387.675 | 0
1834.3052 | 947.65 | 387.675 | 0
1834.3052 | 947.65 | 387.675 | 0
1834.3052 | 947.65 | 387.675 | 0
1834.3052 | 947.65 | 387.675 | 0
1834.3052 | 947.65 | 387.675 | 0
1834.3052 | 947.65 | 387.675 | 0
1834.3052 | 947.65 | 387.675 | 0
1797.862 | 947.65 | 387.675 | 0
1797.862 | 947.65 | 387.675 | 0
1797.862 | 947.65 | 387.675 | 0
1797.862 | 947.65 | 387.675 | 0
1797.862 | 947.65 | 387.675 | 0
1797.862 | 947.65 | 387.675 | 0
1797.862 | 947.65 | 387.675 | 0
1797.862 | 947.65 | 387.675 | 0
1797.862 | 947.65 | 387.675 | 0
1797.862 | 947.65 | 387.675 | 0
1797.862 | 947.65 | 387.675 | 0
1797.862 | 947.65 | 387.675 | 0
1797.862 | 947.65 | 387.675 | 0
1797.862 | 947.65 | 387.675 | 0
1797.862 | 947.65 | 387.675 | 0
1797.862 | 947.65 | 387.675 | 0
1797.862 | 947.65 | 387.675 | 0
1797.862 | 947.65 | 387.675 | 0
1797.862 | 947.65 | 387.675 | 0
1797.862 | 947.65 | 387.675 | 0
1797.862 | 947.65 | 387.675 | 0
1797.862 | 947.65 | 387.675 | 0
1797.862 | 947.65 | 387.675 | 0
1797.862 | 947.65 | 387.675 | 0
1797.862 | 947.65 | 387.675 | 0
1797.862 | 947.65 | 387.675 | 0
1797.862 | 947.65 | 387.675 | 0
1797.862 | 947.65 | 387.675 | 0
1797.862 | 947.65 | 387.675 | 0
1797.862 | 947.65 | 387.675 | 0
1797.862 | 947.65 | 387.675 | 0
1797.862 | 947.65 | 387.675 | 0
1797.862 | 947.65 | 387.675 | 0
1797.862 | 947.65 | 387.675 | 0
1797.862 | 947.65 | 387.675 | 0
1797.862 | 947.65 | 387.675 | 0
1797.862 | 947.65 | 387.675 | 0
1797.862 | 947.65 | 387.675 | 0
1797.862 | 947.65 | 387.675 | 0
1797.862 | 947.65 | 387.675 | 0
1797.862 | 947.65 | 387.675 | 0
1797.862 | 947.65 | 387.675 | 0
1797.862 | 947.65 | 387.675 | 0
1797.862 | 947.65 | 387.675 | 0
1797.862 | 947.65 | 387.675 | 0
1797.862 | 947.65 | 387.675 | 0
1797.862 | 947.65 | 387.675 | 0
1797.862 | 947.65 | 387.675 | 0
1797.862 | 947.65 | 387.675 | 0
1797.862 | 947.65 | 387.675 | 0
1797.862 | 947.65 | 387.675 | 0
1797.862 | 947.65 | 387.675 | 0
1797.862 | 947.65 | 387.675 | 0
1797.862 | 947.65 | 387.675 | 0
1797.862 | 947.65 | 387.675 | 0
1797.862 | 947.65 | 387.675 | 0
1797.862 | 947.65 | 387.675 | 0
1797.862 | 947.65 | 387.675 | 0
1797.862 | 947.65 | 387.675 | 0
1797.862 | 947.65 | 387.675 | 0
1797.862 | 947.65 | 387.675 | 0
1797.862 | 947.65 | 387.675 | 0
1773.5666 | 947.65 | 387.675 | 0
1773.5666 | 947.65 | 387.675 | 0
1773.5666 | 947.65 | 387.675 | 0
1773.5666 | 947.65 | 387.675 | 0
1773.5666 | 947.65 | 387.675 | 0
1773.5666 | 947.65 | 387.675 | 0
1773.5666 | 947.65 | 387.675 | 0
1773.5666 | 947.65 | 387.675 | 0
1773.5666 | 947.65 | 387.675 | 0
1773.5666 | 947.65 | 387.675 | 0
1773.5666 | 947.65 | 387.675 | 0
1773.5666 | 947.65 | 387.675 | 0
1773.5666 | 947.65 | 387.675 | 0
1773.5666 | 947.65 | 387.675 | 0
1773.5666 | 947.65 | 387.675 | 0
1773.5666 | 947.65 | 387.675 | 0
1773.5666 | 947.65 | 387.675 | 0
1773.5666 | 947.65 | 387.675 | 0
1773.5666 | 947.65 | 387.675 | 0
1773.5666 | 947.65 | 387.675 | 0
1773.5666 | 947.65 | 387.675 | 0
1773.5666 | 947.65 | 387.675 | 0
1773.5666 | 947.65 | 387.675 | 0
1773.5666 | 947.65 | 387.675 | 0
1773.5666 | 947.65 | 387.675 | 0
1773.5666 | 947.65 | 387.675 | 0
1773.5666 | 947.65 | 387.675 | 0
1773.5666 | 947.65 | 387.675 | 0
1773.5666 | 947.65 | 387.675 | 0
1773.5666 | 947.65 | 387.675 | 0
1773.5666 | 947.65 | 387.675 | 0
1761.4189 | 947.65 | 387.675 | 0
1761.4189 | 947.65 | 387.675 | 0
1761.4189 | 947.65 | 387.675 | 0
1761.4189 | 947.65 | 387.675 | 0
1761.4189 | 947.65 | 387.675 | 0
1761.4189 | 947.65 | 387.675 | 0
1761.4189 | 947.65 | 387.675 | 0
1761.4189 | 947.65 | 387.675 | 0
1761.4189 | 947.65 | 387.675 | 0
1761.4189 | 947.65 | 387.675 | 0
1761.4189 | 947.65 | 387.675 | 0
1761.4189 | 947.65 | 387.675 | 0
1761.4189 | 947.65 | 387.675 | 0
1761.4189 | 947.65 | 387.675 | 0
1761.4189 | 947.65 | 387.675 | 0
1761.4189 | 947.65 | 387.675 | 0
1761.4189 | 947.65 | 387.675 | 0
1761.4189 | 947.65 | 387.675 | 0
1761.4189 | 947.65 | 387.675 | 0
1761.4189 | 947.65 | 387.675 | 0
1761.4189 | 947.65 | 387.675 | 0
1761.4189 | 947.65 | 387.675 | 0
1761.4189 | 947.65 | 387.675 | 0
1761.4189 | 947.65 | 387.675 | 0
1761.4189 | 947.65 | 387.675 | 0
1761.4189 | 947.65 | 387.675 | 0
1761.4189 | 947.65 | 387.675 | 0
1761.4189 | 947.65 | 387.675 | 0
1761.4189 | 947.65 | 387.675 | 0
1761.4189 | 947.65 | 387.675 | 0
1761.4189 | 947.65 | 387.675 | 0
1761.4189 | 947.65 | 387.675 | 0
1761.4189 | 947.65 | 387.675 | 0
1761.4189 | 947.65 | 387.675 | 0
1761.4189 | 947.65 | 387.675 | 0
1761.4189 | 947.65 | 387.675 | 0
1761.4189 | 947.65 | 387.675 | 0
1761.4189 | 947.65 | 387.675 | 0
1761.4189 | 947.65 | 387.675 | 0
1761.4189 | 947.65 | 387.675 | 0
1761.4189 | 947.65 | 387.675 | 0
1761.4189 | 947.65 | 387.675 | 0
1761.4189 | 947.65 | 387.675 | 0
1761.4189 | 947.65 | 387.675 | 0
1761.4189 | 947.65 | 387.675 | 0
1761.4189 | 947.65 | 387.675 | 0
1761.4189 | 947.65 | 387.675 | 0
1761.4189 | 947.65 | 387.675 | 0
1761.4189 | 947.65 | 387.675 | 0
1761.4189 | 947.65 | 387.675 | 0
1761.4189 | 947.65 | 387.675 | 0
1761.4189 | 947.65 | 387.675 | 0
1761.4189 | 947.65 | 387.675 | 0
1761.4189 | 947.65 | 387.675 | 0
1761.4189 | 947.65 | 387.675 | 0
1761.4189 | 947.65 | 387.675 | 0
1761.4189 | 947.65 | 387.675 | 0
1761.4189 | 947.65 | 387.675 | 0
1761.4189 | 947.65 | 387.675 | 0
1761.4189 | 947.65 | 387.675 | 0
1761.4189 | 947.65 | 387.675 | 0
1761.4189 | 947.65 | 387.675 | 0
1761.4189 | 947.65 | 387.675 | 0
1761.4189 | 947.65 | 387.675 | 0
1761.4189 | 947.65 | 387.675 | 0
1761.4189 | 947.65 | 387.675 | 0
1761.4189 | 947.65 | 387.675 | 0
1761.4189 | 947.65 | 387.675 | 0
1761.4189 | 947.65 | 387.675 | 0
1761.4189 | 947.65 | 387.675 | 0
1761.4189 | 947.65 | 387.675 | 0
1761.4189 | 947.65 | 387.675 | 0
1761.4189 | 947.65 | 387.675 | 0
1761.4189 | 947.65 | 387.675 | 0
1761.4189 | 947.65 | 387.675 | 0
1761.4189 | 947.65 | 387.675 | 0
1761.4189 | 947.65 | 387.675 | 0
1761.4189 | 947.65 | 387.675 | 0
1761.4189 | 947.65 | 387.675 | 0
1761.4189 | 947.65 | 387.675 | 0
1761.4189 | 947.65 | 387.675 | 0
1761.4189 | 947.65 | 387.675 | 0
1761.4189 | 947.65 | 387.675 | 0
1761.4189 | 947.65 | 387.675 | 0
1761.4189 | 947.65 | 387.675 | 0
1761.4189 | 947.65 | 387.675 | 0
1761.4189 | 947.65 | 387.675 | 0
1761.4189 | 947.65 | 387.675 | 0
1761.4189 | 947.65 | 387.675 | 0
1761.4189 | 947.65 | 387.675 | 0
1761.4189 | 947.65 | 387.675 | 0
1761.4189 | 947.65 | 387.675 | 0
1761.4189 | 947.65 | 387.675 | 0
1761.4189 | 947.65 | 387.675 | 0
1761.4189 | 947.65 | 387.675 | 0
1761.4189 | 947.65 | 387.675 | 0
1761.4189 | 947.65 | 387.675 | 0
1761.4189 | 947.65 | 387.675 | 0
1761.4189 | 947.65 | 387.675 | 0
1761.4189 | 947.65 | 387.675 | 0
1761.4189 | 947.65 | 387.675 | 0
1761.4189 | 947.65 | 387.675 | 0
1761.4189 | 947.65 | 387.675 | 0
1761.4189 | 947.65 | 387.675 | 0
1761.4189 | 947.65 | 387.675 | 0
1761.4189 | 947.65 | 387.675 | 0
1761.4189 | 947.65 | 387.675 | 0
1761.4189 | 947.65 | 387.675 | 0
1761.4189 | 947.65 | 387.675 | 0
1761.4189 | 947.65 | 387.675 | 0
1761.4189 | 947.65 | 387.675 | 0
1761.4189 | 947.65 | 387.675 | 0
1761.4189 | 947.65 | 387.675 | 0
1761.4189 | 947.65 | 387.675 | 0
1761.4189 | 947.65 | 387.675 | 0
1761.4189 | 947.65 | 387.675 | 0
1761.4189 | 947.65 | 387.675 | 0
1761.4189 | 947.65 | 387.675 | 0
1761.4189 | 947.65 | 387.675 | 0
1761.4189 | 947.65 | 387.675 | 0
1761.4189 | 947.65 | 387.675 | 0
1761.4189 | 947.65 | 387.675 | 0
1700.6803 | 947.65 | 387.675 | 0
1700.6803 | 947.65 | 387.675 | 0
1700.6803 | 947.65 | 387.675 | 0
1700.6803 | 947.65 | 387.675 | 0
1700.6803 | 947.65 | 387.675 | 0
1700.6803 | 947.65 | 387.675 | 0
1700.6803 | 947.65 | 387.675 | 0
1700.6803 | 947.65 | 387.675 | 0
1700.6803 | 947.65 | 387.675 | 0
1700.6803 | 947.65 | 387.675 | 0
1700.6803 | 947.65 | 387.675 | 0
1700.6803 | 947.65 | 387.675 | 0
1700.6803 | 947.65 | 387.675 | 0
1700.6803 | 947.65 | 387.675 | 0
1700.6803 | 947.65 | 387.675 | 0
1700.6803 | 947.65 | 387.675 | 0
1700.6803 | 947.65 | 387.675 | 0
1700.6803 | 947.65 | 387.675 | 0
1700.6803 | 947.65 | 387.675 | 0
1700.6803 | 947.65 | 387.675 | 0
1700.6803 | 947.65 | 387.675 | 0
1700.6803 | 947.65 | 387.675 | 0
1700.6803 | 947.65 | 387.675 | 0
1700.6803 | 947.65 | 387.675 | 0
1700.6803 | 947.65 | 387.675 | 0
1700.6803 | 947.65 | 387.675 | 0
1700.6803 | 947.65 | 387.675 | 0
1700.6803 | 947.65 | 387.675 | 0
1700.6803 | 947.65 | 387.675 | 0
1700.6803 | 947.65 | 387.675 | 0
1700.6803 | 947.65 | 387.675 | 0
1700.6803 | 947.65 | 387.675 | 0
1700.6803 | 947.65 | 387.675 | 0
1700.6803 | 947.65 | 387.675 | 0
1700.6803 | 947.65 | 387.675 | 0
1700.6803 | 947.65 | 387.675 | 0
1700.6803 | 947.65 | 387.675 | 0
1700.6803 | 947.65 | 387.675 | 0
1700.6803 | 947.65 | 387.675 | 0
1700.6803 | 947.65 | 387.675 | 0
1700.6803 | 947.65 | 387.675 | 0
1700.6803 | 947.65 | 387.675 | 0
1700.6803 | 947.65 | 387.675 | 0
1700.6803 | 947.65 | 387.675 | 0
1700.6803 | 947.65 | 387.675 | 0
1700.6803 | 947.65 | 387.675 | 0
1700.6803 | 947.65 | 387.675 | 0
1700.6803 | 947.65 | 387.675 | 0
1700.6803 | 947.65 | 387.675 | 0
1700.6803 | 947.65 | 387.675 | 0
1700.6803 | 947.65 | 387.675 | 0
1700.6803 | 947.65 | 387.675 | 0
1700.6803 | 947.65 | 387.675 | 0
1700.6803 | 947.65 | 387.675 | 0
1700.6803 | 947.65 | 387.675 | 0
1700.6803 | 947.65 | 387.675 | 0
1700.6803 | 947.65 | 387.675 | 0
1700.6803 | 947.65 | 387.675 | 0
1700.6803 | 947.65 | 387.675 | 0
1700.6803 | 947.65 | 387.675 | 0
1700.6803 | 947.65 | 387.675 | 0
1700.6803 | 947.65 | 387.675 | 0
1700.6803 | 947.65 | 387.675 | 0
1700.6803 | 947.65 | 387.675 | 0
1700.6803 | 947.65 | 387.675 | 0
1700.6803 | 947.65 | 387.675 | 0
1700.6803 | 947.65 | 387.675 | 0
1700.6803 | 947.65 | 387.675 | 0
1700.6803 | 947.65 | 387.675 | 0
1700.6803 | 947.65 | 387.675 | 0
1700.6803 | 947.65 | 387.675 | 0
1700.6803 | 947.65 | 387.675 | 0
1700.6803 | 947.65 | 387.675 | 0
1700.6803 | 947.65 | 387.675 | 0
1700.6803 | 947.65 | 387.675 | 0
1700.6803 | 947.65 | 387.675 | 0
1700.6803 | 947.65 | 387.675 | 0
1700.6803 | 947.65 | 387.675 | 0
1700.6803 | 947.65 | 387.675 | 0
1700.6803 | 947.65 | 387.675 | 0
1700.6803 | 947.65 | 387.675 | 0
1700.6803 | 947.65 | 387.675 | 0
1700.6803 | 947.65 | 387.675 | 0
1700.6803 | 947.65 | 387.675 | 0
1700.6803 | 947.65 | 387.675 | 0
1700.6803 | 947.65 | 387.675 | 0
1700.6803 | 947.65 | 387.675 | 0
1700.6803 | 947.65 | 387.675 | 0
1700.6803 | 947.65 | 387.675 | 0
1700.6803 | 947.65 | 387.675 | 0
1700.6803 | 947.65 | 387.675 | 0
1700.6803 | 947.65 | 387.675 | 0
1700.6803 | 947.65 | 387.675 | 0
1700.6803 | 947.65 | 387.675 | 0
1700.6803 | 947.65 | 387.675 | 0
1700.6803 | 947.65 | 387.675 | 0
1700.6803 | 947.65 | 387.675 | 0
1700.6803 | 947.65 | 387.675 | 0
1700.6803 | 947.65 | 387.675 | 0
1700.6803 | 947.65 | 387.675 | 0
1700.6803 | 947.65 | 387.675 | 0
1700.6803 | 947.65 | 387.675 | 0
1700.6803 | 947.65 | 387.675 | 0
1700.6803 | 947.65 | 387.675 | 0
1700.6803 | 947.65 | 387.675 | 0
1700.6803 | 947.65 | 387.675 | 0
1700.6803 | 947.65 | 387.675 | 0
1700.6803 | 947.65 | 387.675 | 0
1700.6803 | 947.65 | 387.675 | 0
1700.6803 | 947.65 | 387.675 | 0
1700.6803 | 947.65 | 387.675 | 0
1700.6803 | 947.65 | 387.675 | 0
1700.6803 | 947.65 | 387.675 | 0
1700.6803 | 947.65 | 387.675 | 0
1700.6803 | 947.65 | 387.675 | 0
1700.6803 | 947.65 | 387.675 | 0
1700.6803 | 947.65 | 387.675 | 0
1700.6803 | 947.65 | 387.675 | 0
1700.6803 | 947.65 | 387.675 | 0
1700.6803 | 947.65 | 387.675 | 0
1688.5326 | 947.65 | 387.675 | 0
1688.5326 | 947.65 | 387.675 | 0
1688.5326 | 947.65 | 387.675 | 0
1688.5326 | 947.65 | 387.675 | 0
1688.5326 | 947.65 | 387.675 | 0
1688.5326 | 947.65 | 387.675 | 0
1688.5326 | 947.65 | 387.675 | 0
1688.5326 | 947.65 | 387.675 | 0
1688.5326 | 947.65 | 387.675 | 0
1688.5326 | 947.65 | 387.675 | 0
1688.5326 | 947.65 | 387.675 | 0
1688.5326 | 947.65 | 387.675 | 0
1688.5326 | 947.65 | 387.675 | 0
1688.5326 | 947.65 | 387.675 | 0
1688.5326 | 947.65 | 387.675 | 0
1688.5326 | 947.65 | 387.675 | 0
1688.5326 | 947.65 | 387.675 | 0
1688.5326 | 947.65 | 387.675 | 0
1688.5326 | 947.65 | 387.675 | 0
1688.5326 | 947.65 | 387.675 | 0
1688.5326 | 947.65 | 387.675 | 0
1688.5326 | 947.65 | 387.675 | 0
1688.5326 | 947.65 | 387.675 | 0
1688.5326 | 947.65 | 387.675 | 0
1688.5326 | 947.65 | 387.675 | 0
1688.5326 | 947.65 | 387.675 | 0
1688.5326 | 947.65 | 387.675 | 0
1688.5326 | 947.65 | 387.675 | 0
1688.5326 | 947.65 | 387.675 | 0
1688.5326 | 947.65 | 387.675 | 0
1688.5326 | 947.65 | 387.675 | 0
1688.5326 | 947.65 | 387.675 | 0
1688.5326 | 947.65 | 387.675 | 0
1688.5326 | 947.65 | 387.675 | 0
1688.5326 | 947.65 | 387.675 | 0
1688.5326 | 947.65 | 387.675 | 0
1688.5326 | 947.65 | 387.675 | 0
1688.5326 | 947.65 | 387.675 | 0
1688.5326 | 947.65 | 387.675 | 0
1688.5326 | 947.65 | 387.675 | 0
1688.5326 | 947.65 | 387.675 | 0
1688.5326 | 947.65 | 387.675 | 0
1688.5326 | 947.65 | 387.675 | 0
1688.5326 | 947.65 | 387.675 | 0
1688.5326 | 947.65 | 387.675 | 0
1688.5326 | 947.65 | 387.675 | 0
1688.5326 | 947.65 | 387.675 | 0
1688.5326 | 947.65 | 387.675 | 0
1688.5326 | 947.65 | 387.675 | 0
1688.5326 | 947.65 | 387.675 | 0
1688.5326 | 947.65 | 387.675 | 0
1688.5326 | 947.65 | 387.675 | 0
1688.5326 | 947.65 | 387.675 | 0
1688.5326 | 947.65 | 387.675 | 0
1688.5326 | 947.65 | 387.675 | 0
1688.5326 | 947.65 | 387.675 | 0
1688.5326 | 947.65 | 387.675 | 0
1688.5326 | 947.65 | 387.675 | 0
1688.5326 | 947.65 | 387.675 | 0
1688.5326 | 947.65 | 387.675 | 0
1652.0894 | 947.65 | 387.675 | 0
1652.0894 | 947.65 | 387.675 | 0
1652.0894 | 947.65 | 387.675 | 0
1652.0894 | 947.65 | 387.675 | 0
1652.0894 | 947.65 | 387.675 | 0
1652.0894 | 947.65 | 387.675 | 0
1652.0894 | 947.65 | 387.675 | 0
1652.0894 | 947.65 | 387.675 | 0
1652.0894 | 947.65 | 387.675 | 0
1652.0894 | 947.65 | 387.675 | 0
1652.0894 | 947.65 | 387.675 | 0
1652.0894 | 947.65 | 387.675 | 0
1652.0894 | 947.65 | 387.675 | 0
1652.0894 | 947.65 | 387.675 | 0
1652.0894 | 947.65 | 387.675 | 0
1652.0894 | 947.65 | 387.675 | 0
1652.0894 | 947.65 | 387.675 | 0
1652.0894 | 947.65 | 387.675 | 0
1652.0894 | 947.65 | 387.675 | 0
1652.0894 | 947.65 | 387.675 | 0
1652.0894 | 947.65 | 387.675 | 0
1652.0894 | 947.65 | 387.675 | 0
1652.0894 | 947.65 | 387.675 | 0
1652.0894 | 947.65 | 387.675 | 0
1652.0894 | 947.65 | 387.675 | 0
1652.0894 | 947.65 | 387.675 | 0
1652.0894 | 947.65 | 387.675 | 0
1652.0894 | 947.65 | 387.675 | 0
1652.0894 | 947.65 | 387.675 | 0
1652.0894 | 947.65 | 387.675 | 0
1652.0894 | 947.65 | 387.675 | 0
1652.0894 | 947.65 | 387.675 | 0
1652.0894 | 947.65 | 387.675 | 0
1652.0894 | 947.65 | 387.675 | 0
1652.0894 | 947.65 | 387.675 | 0
1652.0894 | 947.65 | 387.675 | 0
1652.0894 | 947.65 | 387.675 | 0
1652.0894 | 947.65 | 387.675 | 0
1652.0894 | 947.65 | 387.675 | 0
1652.0894 | 947.65 | 387.675 | 0
1652.0894 | 947.65 | 387.675 | 0
1652.0894 | 947.65 | 387.675 | 0
1652.0894 | 947.65 | 387.675 | 0
1652.0894 | 947.65 | 387.675 | 0
1652.0894 | 947.65 | 387.675 | 0
1652.0894 | 947.65 | 387.675 | 0
1652.0894 | 947.65 | 387.675 | 0
1652.0894 | 947.65 | 387.675 | 0
1652.0894 | 947.65 | 387.675 | 0
1652.0894 | 947.65 | 387.675 | 0
1652.0894 | 947.65 | 387.675 | 0
1652.0894 | 947.65 | 387.675 | 0
1652.0894 | 947.65 | 387.675 | 0
1652.0894 | 947.65 | 387.675 | 0
1652.0894 | 947.65 | 387.675 | 0
1652.0894 | 947.65 | 387.675 | 0
1652.0894 | 947.65 | 387.675 | 0
1652.0894 | 947.65 | 387.675 | 0
1652.0894 | 947.65 | 387.675 | 0
1652.0894 | 947.65 | 387.675 | 0
1652.0894 | 947.65 | 387.675 | 0
1652.0894 | 947.65 | 387.675 | 0
1652.0894 | 947.65 | 387.675 | 0
1652.0894 | 947.65 | 387.675 | 0
1652.0894 | 947.65 | 387.675 | 0
1652.0894 | 947.65 | 387.675 | 0
1652.0894 | 947.65 | 387.675 | 0
1652.0894 | 947.65 | 387.675 | 0
1652.0894 | 947.65 | 387.675 | 0
1652.0894 | 947.65 | 387.675 | 0
1652.0894 | 947.65 | 387.675 | 0
1652.0894 | 947.65 | 387.675 | 0
1652.0894 | 947.65 | 387.675 | 0
1652.0894 | 947.65 | 387.675 | 0
1652.0894 | 947.65 | 387.675 | 0
1652.0894 | 947.65 | 387.675 | 0
1652.0894 | 947.65 | 387.675 | 0
1652.0894 | 947.65 | 387.675 | 0
1652.0894 | 947.65 | 387.675 | 0
1652.0894 | 947.65 | 387.675 | 0
1652.0894 | 947.65 | 387.675 | 0
1652.0894 | 947.65 | 387.675 | 0
1652.0894 | 947.65 | 387.675 | 0
1652.0894 | 947.65 | 387.675 | 0
1652.0894 | 947.65 | 387.675 | 0
1652.0894 | 947.65 | 387.675 | 0
1652.0894 | 947.65 | 387.675 | 0
1652.0894 | 947.65 | 387.675 | 0
1652.0894 | 947.65 | 387.675 | 0
1652.0894 | 947.65 | 387.675 | 0
1652.0894 | 947.65 | 387.675 | 0
1652.0894 | 947.65 | 387.675 | 0
1652.0894 | 947.65 | 387.675 | 0
1652.0894 | 947.65 | 387.675 | 0
1652.0894 | 947.65 | 387.675 | 0
1652.0894 | 947.65 | 387.675 | 0
1652.0894 | 947.65 | 387.675 | 0
1652.0894 | 947.65 | 387.675 | 0
1652.0894 | 947.65 | 387.675 | 0
1652.0894 | 947.65 | 387.675 | 0
1652.0894 | 947.65 | 387.675 | 0
1652.0894 | 947.65 | 387.675 | 0
1652.0894 | 947.65 | 387.675 | 0
1652.0894 | 947.65 | 387.675 | 0
1652.0894 | 947.65 | 387.675 | 0
1652.0894 | 947.65 | 387.675 | 0
1652.0894 | 947.65 | 387.675 | 0
1652.0894 | 947.65 | 387.675 | 0
1652.0894 | 947.65 | 387.675 | 0
1652.0894 | 947.65 | 387.675 | 0
1652.0894 | 947.65 | 387.675 | 0
1652.0894 | 947.65 | 387.675 | 0
1652.0894 | 947.65 | 387.675 | 0
1652.0894 | 947.65 | 387.675 | 0
1652.0894 | 947.65 | 387.675 | 0
1652.0894 | 947.65 | 387.675 | 0
1652.0894 | 947.65 | 387.675 | 0
1652.0894 | 947.65 | 387.675 | 0
1652.0894 | 947.65 | 387.675 | 0
1652.0894 | 947.65 | 387.675 | 0
1652.0894 | 947.65 | 387.675 | 0
1652.0894 | 947.65 | 387.675 | 0
1652.0894 | 947.65 | 387.675 | 0
1652.0894 | 947.65 | 387.675 | 0
1646.0155 | 947.65 | 387.675 | 0
1646.0155 | 947.65 | 387.675 | 0
1646.0155 | 947.65 | 387.675 | 0
1646.0155 | 947.65 | 387.675 | 0
1646.0155 | 947.65 | 387.675 | 0
1646.0155 | 947.65 | 387.675 | 0
1646.0155 | 947.65 | 387.675 | 0
1646.0155 | 947.65 | 387.675 | 0
1646.0155 | 947.65 | 387.675 | 0
1646.0155 | 947.65 | 387.675 | 0
1646.0155 | 947.65 | 387.675 | 0
1646.0155 | 947.65 | 387.675 | 0
1646.0155 | 947.65 | 387.675 | 0
1646.0155 | 947.65 | 387.675 | 0
1646.0155 | 947.65 | 387.675 | 0
1646.0155 | 947.65 | 387.675 | 0
1646.0155 | 947.65 | 387.675 | 0
1646.0155 | 947.65 | 387.675 | 0
1646.0155 | 947.65 | 387.675 | 0
1646.0155 | 947.65 | 387.675 | 0
1646.0155 | 947.65 | 387.675 | 0
1646.0155 | 947.65 | 387.675 | 0
1646.0155 | 947.65 | 387.675 | 0
1646.0155 | 947.65 | 387.675 | 0
1646.0155 | 947.65 | 387.675 | 0
1646.0155 | 947.65 | 387.675 | 0
1646.0155 | 947.65 | 387.675 | 0
1646.0155 | 947.65 | 387.675 | 0
1646.0155 | 947.65 | 387.675 | 0
1646.0155 | 947.65 | 387.675 | 0
1646.0155 | 947.65 | 387.675 | 0
1646.0155 | 947.65 | 387.675 | 0
1646.0155 | 947.65 | 387.675 | 0
1646.0155 | 947.65 | 387.675 | 0
1646.0155 | 947.65 | 387.675 | 0
1646.0155 | 947.65 | 387.675 | 0
1646.0155 | 947.65 | 387.675 | 0
1646.0155 | 947.65 | 387.675 | 0
1646.0155 | 947.65 | 387.675 | 0
1646.0155 | 947.65 | 387.675 | 0
1646.0155 | 947.65 | 387.675 | 0
1646.0155 | 947.65 | 387.675 | 0
1646.0155 | 947.65 | 387.675 | 0
1646.0155 | 947.65 | 387.675 | 0
1646.0155 | 947.65 | 387.675 | 0
1646.0155 | 947.65 | 387.675 | 0
1646.0155 | 947.65 | 387.675 | 0
1646.0155 | 947.65 | 387.675 | 0
1646.0155 | 947.65 | 387.675 | 0
1646.0155 | 947.65 | 387.675 | 0
1646.0155 | 947.65 | 387.675 | 0
1646.0155 | 947.65 | 387.675 | 0
1646.0155 | 947.65 | 387.675 | 0
1646.0155 | 947.65 | 387.675 | 0
1646.0155 | 947.65 | 387.675 | 0
1646.0155 | 947.65 | 387.675 | 0
1646.0155 | 947.65 | 387.675 | 0
1646.0155 | 947.65 | 387.675 | 0
1646.0155 | 947.65 | 387.675 | 0
1646.0155 | 947.65 | 387.675 | 0
1646.0155 | 947.65 | 387.675 | 0
1646.0155 | 947.65 | 387.675 | 0
1542.76 | 947.65 | 387.675 | 0
1542.76 | 947.65 | 387.675 | 0
1542.76 | 947.65 | 387.675 | 0
1542.76 | 947.65 | 387.675 | 0
1542.76 | 947.65 | 387.675 | 0
1542.76 | 947.65 | 387.675 | 0
1542.76 | 947.65 | 387.675 | 0
1542.76 | 947.65 | 387.675 | 0
1542.76 | 947.65 | 387.675 | 0
1542.76 | 947.65 | 387.675 | 0
1542.76 | 947.65 | 387.675 | 0
1542.76 | 947.65 | 387.675 | 0
1542.76 | 947.65 | 387.675 | 0
1542.76 | 947.65 | 387.675 | 0
1542.76 | 947.65 | 387.675 | 0
1542.76 | 947.65 | 387.675 | 0
1542.76 | 947.65 | 387.675 | 0
1542.76 | 947.65 | 387.675 | 0
1542.76 | 947.65 | 387.675 | 0
1542.76 | 947.65 | 387.675 | 0
1542.76 | 947.65 | 387.675 | 0
1542.76 | 947.65 | 387.675 | 0
1542.76 | 947.65 | 387.675 | 0
1542.76 | 947.65 | 387.675 | 0
1542.76 | 947.65 | 387.675 | 0
1542.76 | 947.65 | 387.675 | 0
1542.76 | 947.65 | 387.675 | 0
1542.76 | 947.65 | 387.675 | 0
1542.76 | 947.65 | 387.675 | 0
1542.76 | 947.65 | 387.675 | 0
1542.76 | 947.65 | 387.675 | 0
1542.76 | 947.65 | 387.675 | 0
1542.76 | 947.65 | 387.675 | 0
1542.76 | 947.65 | 387.675 | 0
1542.76 | 947.65 | 387.675 | 0
1542.76 | 947.65 | 387.675 | 0
1542.76 | 947.65 | 387.675 | 0
1542.76 | 947.65 | 387.675 | 0
1542.76 | 947.65 | 387.675 | 0
1542.76 | 947.65 | 387.675 | 0
1542.76 | 947.65 | 387.675 | 0
1542.76 | 947.65 | 387.675 | 0
1542.76 | 947.65 | 387.675 | 0
1542.76 | 947.65 | 387.675 | 0
1542.76 | 947.65 | 387.675 | 0
1542.76 | 947.65 | 387.675 | 0
1542.76 | 947.65 | 387.675 | 0
1542.76 | 947.65 | 387.675 | 0
1542.76 | 947.65 | 387.675 | 0
1542.76 | 947.65 | 387.675 | 0
1542.76 | 947.65 | 387.675 | 0
1542.76 | 947.65 | 387.675 | 0
1542.76 | 947.65 | 387.675 | 0
1542.76 | 947.65 | 387.675 | 0
1542.76 | 947.65 | 387.675 | 0
1542.76 | 947.65 | 387.675 | 0
1542.76 | 947.65 | 387.675 | 0
1542.76 | 947.65 | 387.675 | 0
1542.76 | 947.65 | 387.675 | 0
1542.76 | 947.65 | 387.675 | 0
1542.76 | 947.65 | 387.675 | 0
1542.76 | 947.65 | 387.675 | 0
1542.76 | 947.65 | 387.675 | 0
1542.76 | 947.65 | 387.675 | 0
1542.76 | 947.65 | 387.675 | 0
1542.76 | 947.65 | 387.675 | 0
1542.76 | 947.65 | 387.675 | 0
1542.76 | 947.65 | 387.675 | 0
1542.76 | 947.65 | 387.675 | 0
1542.76 | 947.65 | 387.675 | 0
1542.76 | 947.65 | 387.675 | 0
1542.76 | 947.65 | 387.675 | 0
1542.76 | 947.65 | 387.675 | 0
1542.76 | 947.65 | 387.675 | 0
1542.76 | 947.65 | 387.675 | 0
1542.76 | 947.65 | 387.675 | 0
1542.76 | 947.65 | 387.675 | 0
1542.76 | 947.65 | 387.675 | 0
1542.76 | 947.65 | 387.675 | 0
1542.76 | 947.65 | 387.675 | 0
1542.76 | 947.65 | 387.675 | 0
1542.76 | 947.65 | 387.675 | 0
1542.76 | 947.65 | 387.675 | 0
1542.76 | 947.65 | 387.675 | 0
1542.76 | 947.65 | 387.675 | 0
1542.76 | 947.65 | 387.675 | 0
1542.76 | 947.65 | 387.675 | 0
1542.76 | 947.65 | 387.675 | 0
1542.76 | 947.65 | 387.675 | 0
1542.76 | 947.65 | 387.675 | 0
1542.76 | 947.65 | 387.675 | 0
1542.76 | 947.65 | 387.675 | 0
1542.76 | 947.65 | 387.675 | 0
1542.76 | 947.65 | 387.675 | 0
1542.76 | 947.65 | 387.675 | 0
1542.76 | 947.65 | 387.675 | 0
1542.76 | 947.65 | 387.675 | 0
1542.76 | 947.65 | 387.675 | 0
1542.76 | 947.65 | 387.675 | 0
1542.76 | 947.65 | 387.675 | 0
1542.76 | 947.65 | 387.675 | 0
1542.76 | 947.65 | 387.675 | 0
1542.76 | 947.65 | 387.675 | 0
1542.76 | 947.65 | 387.675 | 0
1542.76 | 947.65 | 387.675 | 0
1542.76 | 947.65 | 387.675 | 0
1542.76 | 947.65 | 387.675 | 0
1542.76 | 947.65 | 387.675 | 0
1542.76 | 947.65 | 387.675 | 0
1542.76 | 947.65 | 387.675 | 0
1542.76 | 947.65 | 387.675 | 0
1542.76 | 947.65 | 387.675 | 0
1542.76 | 947.65 | 387.675 | 0
1542.76 | 947.65 | 387.675 | 0
1542.76 | 947.65 | 387.675 | 0
1542.76 | 947.65 | 387.675 | 0
1542.76 | 947.65 | 387.675 | 0
1542.76 | 947.65 | 387.675 | 0
1542.76 | 947.65 | 387.675 | 0
1542.76 | 947.65 | 387.675 | 0
1542.76 | 947.65 | 387.675 | 0
1542.76 | 947.65 | 387.675 | 0
1542.76 | 947.65 | 387.675 | 0
1542.76 | 947.65 | 387.675 | 0
1542.76 | 947.65 | 387.675 | 0
1542.76 | 947.65 | 387.675 | 0
1542.76 | 947.65 | 387.675 | 0
1542.76 | 947.65 | 387.675 | 0
1542.76 | 947.65 | 387.675 | 0
1542.76 | 947.65 | 387.675 | 0
1542.76 | 947.65 | 387.675 | 0
1542.76 | 947.65 | 387.675 | 0
1542.76 | 947.65 | 387.675 | 0
1542.76 | 947.65 | 387.675 | 0
1542.76 | 947.65 | 387.675 | 0
1542.76 | 947.65 | 387.675 | 0
1542.76 | 947.65 | 387.675 | 0
1542.76 | 947.65 | 387.675 | 0
1542.76 | 947.65 | 387.675 | 0
1542.76 | 947.65 | 387.675 | 0
1542.76 | 947.65 | 387.675 | 0
1542.76 | 947.65 | 387.675 | 0
1542.76 | 947.65 | 387.675 | 0
1542.76 | 947.65 | 387.675 | 0
1542.76 | 947.65 | 387.675 | 0
1542.76 | 947.65 | 387.675 | 0
1542.76 | 947.65 | 387.675 | 0
1542.76 | 947.65 | 387.675 | 0
1542.76 | 947.65 | 387.675 | 0
1542.76 | 947.65 | 387.675 | 0
1542.76 | 947.65 | 387.675 | 0
1542.76 | 947.65 | 387.675 | 0
1542.76 | 947.65 | 387.675 | 0
1542.76 | 947.65 | 387.675 | 0
1542.76 | 947.65 | 387.675 | 0
1542.76 | 947.65 | 387.675 | 0
1542.76 | 947.65 | 387.675 | 0
1542.76 | 947.65 | 387.675 | 0
1542.76 | 947.65 | 387.675 | 0
1542.76 | 947.65 | 387.675 | 0
1542.76 | 947.65 | 387.675 | 0
1542.76 | 947.65 | 387.675 | 0
1542.76 | 947.65 | 387.675 | 0
1542.76 | 947.65 | 387.675 | 0
1542.76 | 947.65 | 387.675 | 0
1542.76 | 947.65 | 387.675 | 0
1542.76 | 947.65 | 387.675 | 0
1542.76 | 947.65 | 387.675 | 0
1542.76 | 947.65 | 387.675 | 0
1542.76 | 947.65 | 387.675 | 0
1542.76 | 947.65 | 387.675 | 0
1542.76 | 947.65 | 387.675 | 0
1542.76 | 947.65 | 387.675 | 0
1542.76 | 947.65 | 387.675 | 0
1542.76 | 947.65 | 387.675 | 0
1542.76 | 947.65 | 387.675 | 0
1542.76 | 947.65 | 387.675 | 0
1542.76 | 947.65 | 387.675 | 0
1542.76 | 947.65 | 387.675 | 0
1542.76 | 947.65 | 387.675 | 0
1542.76 | 947.65 | 387.675 | 0
1542.76 | 947.65 | 387.675 | 0
1542.76 | 947.65 | 387.675 | 0
1542.76 | 947.65 | 387.675 | 0
1542.76 | 947.65 | 387.675 | 0
1542.76 | 947.65 | 387.675 | 0
1542.76 | 947.65 | 387.675 | 0
1542.76 | 947.65 | 387.675 | 0
1542.76 | 947.65 | 387.675 | 0
1542.76 | 947.65 | 387.675 | 0
1542.76 | 947.65 | 387.675 | 0
1542.76 | 947.65 | 387.675 | 0
1542.76 | 947.65 | 387.675 | 0
1542.76 | 947.65 | 387.675 | 0
1542.76 | 947.65 | 387.675 | 0
1542.76 | 947.65 | 387.675 | 0
1542.76 | 947.65 | 387.675 | 0
1542.76 | 947.65 | 387.675 | 0
1542.76 | 947.65 | 387.675 | 0
1542.76 | 947.65 | 387.675 | 0
1542.76 | 947.65 | 387.675 | 0
1542.76 | 947.65 | 387.675 | 0
1542.76 | 947.65 | 387.675 | 0
1542.76 | 947.65 | 387.675 | 0
1542.76 | 947.65 | 387.675 | 0
1542.76 | 947.65 | 387.675 | 0
1542.76 | 947.65 | 387.675 | 0
1542.76 | 947.65 | 387.675 | 0
1542.76 | 947.65 | 387.675 | 0
1542.76 | 947.65 | 387.675 | 0
1488.0952 | 947.65 | 387.675 | 0
1488.0952 | 947.65 | 387.675 | 0
1488.0952 | 947.65 | 387.675 | 0
1488.0952 | 947.65 | 387.675 | 0
1488.0952 | 947.65 | 387.675 | 0
1488.0952 | 947.65 | 387.675 | 0
1488.0952 | 947.65 | 387.675 | 0
1488.0952 | 947.65 | 387.675 | 0
1488.0952 | 947.65 | 387.675 | 0
1488.0952 | 947.65 | 387.675 | 0
1488.0952 | 947.65 | 387.675 | 0
1488.0952 | 947.65 | 387.675 | 0
1488.0952 | 947.65 | 387.675 | 0
1488.0952 | 947.65 | 387.675 | 0
1488.0952 | 947.65 | 387.675 | 0
1488.0952 | 947.65 | 387.675 | 0
1488.0952 | 947.65 | 387.675 | 0
1488.0952 | 947.65 | 387.675 | 0
1488.0952 | 947.65 | 387.675 | 0
1488.0952 | 947.65 | 387.675 | 0
1488.0952 | 947.65 | 387.675 | 0
1488.0952 | 947.65 | 387.675 | 0
1488.0952 | 947.65 | 387.675 | 0
1488.0952 | 947.65 | 387.675 | 0
1488.0952 | 947.65 | 387.675 | 0
1488.0952 | 947.65 | 387.675 | 0
1488.0952 | 947.65 | 387.675 | 0
1488.0952 | 947.65 | 387.675 | 0
1488.0952 | 947.65 | 387.675 | 0
1488.0952 | 947.65 | 387.675 | 0
1488.0952 | 947.65 | 387.675 | 0
1488.0952 | 947.65 | 387.675 | 0
1488.0952 | 947.65 | 387.675 | 0
1488.0952 | 947.65 | 387.675 | 0
1488.0952 | 947.65 | 387.675 | 0
1488.0952 | 947.65 | 387.675 | 0
1488.0952 | 947.65 | 387.675 | 0
1488.0952 | 947.65 | 387.675 | 0
1488.0952 | 947.65 | 387.675 | 0
1488.0952 | 947.65 | 387.675 | 0
1488.0952 | 947.65 | 387.675 | 0
1488.0952 | 947.65 | 387.675 | 0
1488.0952 | 947.65 | 387.675 | 0
1488.0952 | 947.65 | 387.675 | 0
1488.0952 | 947.65 | 387.675 | 0
1488.0952 | 947.65 | 387.675 | 0
1488.0952 | 947.65 | 387.675 | 0
1488.0952 | 947.65 | 387.675 | 0
1488.0952 | 947.65 | 387.675 | 0
1488.0952 | 947.65 | 387.675 | 0
1488.0952 | 947.65 | 387.675 | 0
1488.0952 | 947.65 | 387.675 | 0
1488.0952 | 947.65 | 387.675 | 0
1488.0952 | 947.65 | 387.675 | 0
1488.0952 | 947.65 | 387.675 | 0
1488.0952 | 947.65 | 387.675 | 0
1488.0952 | 947.65 | 387.675 | 0
1488.0952 | 947.65 | 387.675 | 0
1488.0952 | 947.65 | 387.675 | 0
1488.0952 | 947.65 | 387.675 | 0
1488.0952 | 947.65 | 387.675 | 0
1488.0952 | 947.65 | 387.675 | 0
1488.0952 | 947.65 | 387.675 | 0
1488.0952 | 947.65 | 387.675 | 0
1488.0952 | 947.65 | 387.675 | 0
1488.0952 | 947.65 | 387.675 | 0
1488.0952 | 947.65 | 387.675 | 0
1488.0952 | 947.65 | 387.675 | 0
1488.0952 | 947.65 | 387.675 | 0
1488.0952 | 947.65 | 387.675 | 0
1488.0952 | 947.65 | 387.675 | 0
1488.0952 | 947.65 | 387.675 | 0
1488.0952 | 947.65 | 387.675 | 0
1488.0952 | 947.65 | 387.675 | 0
1488.0952 | 947.65 | 387.675 | 0
1488.0952 | 947.65 | 387.675 | 0
1488.0952 | 947.65 | 387.675 | 0
1488.0952 | 947.65 | 387.675 | 0
1488.0952 | 947.65 | 387.675 | 0
1488.0952 | 947.65 | 387.675 | 0
1488.0952 | 947.65 | 387.675 | 0
1488.0952 | 947.65 | 387.675 | 0
1488.0952 | 947.65 | 387.675 | 0
1488.0952 | 947.65 | 387.675 | 0
1488.0952 | 947.65 | 387.675 | 0
1488.0952 | 947.65 | 387.675 | 0
1488.0952 | 947.65 | 387.675 | 0
1488.0952 | 947.65 | 387.675 | 0
1488.0952 | 947.65 | 387.675 | 0
1488.0952 | 947.65 | 387.675 | 0
1488.0952 | 947.65 | 387.675 | 0
1488.0952 | 947.65 | 387.675 | 0
1488.0952 | 947.65 | 387.675 | 0
1488.0952 | 947.65 | 387.675 | 0
1488.0952 | 947.65 | 387.675 | 0
1488.0952 | 947.65 | 387.675 | 0
1488.0952 | 947.65 | 387.675 | 0
1488.0952 | 947.65 | 387.675 | 0
1488.0952 | 947.65 | 387.675 | 0
1488.0952 | 947.65 | 387.675 | 0
1488.0952 | 947.65 | 387.675 | 0
1488.0952 | 947.65 | 387.675 | 0
1488.0952 | 947.65 | 387.675 | 0
1488.0952 | 947.65 | 387.675 | 0
1488.0952 | 947.65 | 387.675 | 0
1488.0952 | 947.65 | 387.675 | 0
1488.0952 | 947.65 | 387.675 | 0
1488.0952 | 947.65 | 387.675 | 0
1488.0952 | 947.65 | 387.675 | 0
1488.0952 | 947.65 | 387.675 | 0
1488.0952 | 947.65 | 387.675 | 0
1488.0952 | 947.65 | 387.675 | 0
1488.0952 | 947.65 | 387.675 | 0
1488.0952 | 947.65 | 387.675 | 0
1488.0952 | 947.65 | 387.675 | 0
1488.0952 | 947.65 | 387.675 | 0
1488.0952 | 947.65 | 387.675 | 0
1488.0952 | 947.65 | 387.675 | 0
1488.0952 | 947.65 | 387.675 | 0
1488.0952 | 947.65 | 387.675 | 0
1488.0952 | 947.65 | 387.675 | 0
1488.0952 | 947.65 | 387.675 | 0
1488.0952 | 947.65 | 387.675 | 0
1488.0952 | 947.65 | 387.675 | 0
1426.1419 | 947.65 | 387.675 | 0
1426.1419 | 947.65 | 387.675 | 0
1426.1419 | 947.65 | 387.675 | 0
1426.1419 | 947.65 | 387.675 | 0
1426.1419 | 947.65 | 387.675 | 0
1426.1419 | 947.65 | 387.675 | 0
1426.1419 | 947.65 | 387.675 | 0
1426.1419 | 947.65 | 387.675 | 0
1426.1419 | 947.65 | 387.675 | 0
1426.1419 | 947.65 | 387.675 | 0
1426.1419 | 947.65 | 387.675 | 0
1426.1419 | 947.65 | 387.675 | 0
1426.1419 | 947.65 | 387.675 | 0
1426.1419 | 947.65 | 387.675 | 0
1426.1419 | 947.65 | 387.675 | 0
1426.1419 | 947.65 | 387.675 | 0
1426.1419 | 947.65 | 387.675 | 0
1426.1419 | 947.65 | 387.675 | 0
1426.1419 | 947.65 | 387.675 | 0
1426.1419 | 947.65 | 387.675 | 0
1426.1419 | 947.65 | 387.675 | 0
1426.1419 | 947.65 | 387.675 | 0
1426.1419 | 947.65 | 387.675 | 0
1426.1419 | 947.65 | 387.675 | 0
1426.1419 | 947.65 | 387.675 | 0
1426.1419 | 947.65 | 387.675 | 0
1426.1419 | 947.65 | 387.675 | 0
1426.1419 | 947.65 | 387.675 | 0
1426.1419 | 947.65 | 387.675 | 0
1426.1419 | 947.65 | 387.675 | 0
1426.1419 | 947.65 | 387.675 | 0
1404.276 | 947.65 | 387.675 | 0
1404.276 | 947.65 | 387.675 | 0
1404.276 | 947.65 | 387.675 | 0
1404.276 | 947.65 | 387.675 | 0
1404.276 | 947.65 | 387.675 | 0
1404.276 | 947.65 | 387.675 | 0
1404.276 | 947.65 | 387.675 | 0
1404.276 | 947.65 | 387.675 | 0
1404.276 | 947.65 | 387.675 | 0
1404.276 | 947.65 | 387.675 | 0
1404.276 | 947.65 | 387.675 | 0
1404.276 | 947.65 | 387.675 | 0
1404.276 | 947.65 | 387.675 | 0
1404.276 | 947.65 | 387.675 | 0
1404.276 | 947.65 | 387.675 | 0
1404.276 | 947.65 | 387.675 | 0
1404.276 | 947.65 | 387.675 | 0
1404.276 | 947.65 | 387.675 | 0
1404.276 | 947.65 | 387.675 | 0
1404.276 | 947.65 | 387.675 | 0
1404.276 | 947.65 | 387.675 | 0
1404.276 | 947.65 | 387.675 | 0
1404.276 | 947.65 | 387.675 | 0
1404.276 | 947.65 | 387.675 | 0
1404.276 | 947.65 | 387.675 | 0
1404.276 | 947.65 | 387.675 | 0
1404.276 | 947.65 | 387.675 | 0
1404.276 | 947.65 | 387.675 | 0
1404.276 | 947.65 | 387.675 | 0
1404.276 | 947.65 | 387.675 | 0
1404.276 | 947.65 | 387.675 | 0
1396.9874 | 947.65 | 387.675 | 0
1396.9874 | 947.65 | 387.675 | 0
1396.9874 | 947.65 | 387.675 | 0
1396.9874 | 947.65 | 387.675 | 0
1396.9874 | 947.65 | 387.675 | 0
1396.9874 | 947.65 | 387.675 | 0
1396.9874 | 947.65 | 387.675 | 0
1396.9874 | 947.65 | 387.675 | 0
1396.9874 | 947.65 | 387.675 | 0
1396.9874 | 947.65 | 387.675 | 0
1396.9874 | 947.65 | 387.675 | 0
1396.9874 | 947.65 | 387.675 | 0
1396.9874 | 947.65 | 387.675 | 0
1396.9874 | 947.65 | 387.675 | 0
1396.9874 | 947.65 | 387.675 | 0
1396.9874 | 947.65 | 387.675 | 0
1396.9874 | 947.65 | 387.675 | 0
1396.9874 | 947.65 | 387.675 | 0
1396.9874 | 947.65 | 387.675 | 0
1396.9874 | 947.65 | 387.675 | 0
1396.9874 | 947.65 | 387.675 | 0
1396.9874 | 947.65 | 387.675 | 0
1396.9874 | 947.65 | 387.675 | 0
1396.9874 | 947.65 | 387.675 | 0
1396.9874 | 947.65 | 387.675 | 0
1396.9874 | 947.65 | 387.675 | 0
1396.9874 | 947.65 | 387.675 | 0
1396.9874 | 947.65 | 387.675 | 0
1396.9874 | 947.65 | 387.675 | 0
1396.9874 | 947.65 | 387.675 | 0
1396.9874 | 947.65 | 387.675 | 0
1396.9874 | 947.65 | 387.675 | 0
1396.9874 | 947.65 | 387.675 | 0
1396.9874 | 947.65 | 387.675 | 0
1396.9874 | 947.65 | 387.675 | 0
1396.9874 | 947.65 | 387.675 | 0
1396.9874 | 947.65 | 387.675 | 0
1396.9874 | 947.65 | 387.675 | 0
1396.9874 | 947.65 | 387.675 | 0
1396.9874 | 947.65 | 387.675 | 0
1396.9874 | 947.65 | 387.675 | 0
1396.9874 | 947.65 | 387.675 | 0
1396.9874 | 947.65 | 387.675 | 0
1396.9874 | 947.65 | 387.675 | 0
1396.9874 | 947.65 | 387.675 | 0
1396.9874 | 947.65 | 387.675 | 0
1396.9874 | 947.65 | 387.675 | 0
1396.9874 | 947.65 | 387.675 | 0
1396.9874 | 947.65 | 387.675 | 0
1396.9874 | 947.65 | 387.675 | 0
1396.9874 | 947.65 | 387.675 | 0
1396.9874 | 947.65 | 387.675 | 0
1396.9874 | 947.65 | 387.675 | 0
1396.9874 | 947.65 | 387.675 | 0
1396.9874 | 947.65 | 387.675 | 0
1396.9874 | 947.65 | 387.675 | 0
1396.9874 | 947.65 | 387.675 | 0
1396.9874 | 947.65 | 387.675 | 0
1396.9874 | 947.65 | 387.675 | 0
1396.9874 | 947.65 | 387.675 | 0
1396.9874 | 947.65 | 387.675 | 0
1396.9874 | 947.65 | 387.675 | 0
1396.9874 | 947.65 | 387.675 | 0
1396.9874 | 947.65 | 387.675 | 0
1396.9874 | 947.65 | 387.675 | 0
1396.9874 | 947.65 | 387.675 | 0
1396.9874 | 947.65 | 387.675 | 0
1396.9874 | 947.65 | 387.675 | 0
1396.9874 | 947.65 | 387.675 | 0
1396.9874 | 947.65 | 387.675 | 0
1396.9874 | 947.65 | 387.675 | 0
1396.9874 | 947.65 | 387.675 | 0
1396.9874 | 947.65 | 387.675 | 0
1396.9874 | 947.65 | 387.675 | 0
1396.9874 | 947.65 | 387.675 | 0
1396.9874 | 947.65 | 387.675 | 0
1396.9874 | 947.65 | 387.675 | 0
1396.9874 | 947.65 | 387.675 | 0
1396.9874 | 947.65 | 387.675 | 0
1396.9874 | 947.65 | 387.675 | 0
1396.9874 | 947.65 | 387.675 | 0
1396.9874 | 947.65 | 387.675 | 0
1396.9874 | 947.65 | 387.675 | 0
1396.9874 | 947.65 | 387.675 | 0
1396.9874 | 947.65 | 387.675 | 0
1396.9874 | 947.65 | 387.675 | 0
1396.9874 | 947.65 | 387.675 | 0
1396.9874 | 947.65 | 387.675 | 0
1396.9874 | 947.65 | 387.675 | 0
1396.9874 | 947.65 | 387.675 | 0
1396.9874 | 947.65 | 387.675 | 0
1396.9874 | 947.65 | 387.675 | 0
1396.9874 | 947.65 | 387.675 | 0
1396.9874 | 947.65 | 387.675 | 0
1396.9874 | 947.65 | 387.675 | 0
1396.9874 | 947.65 | 387.675 | 0
1396.9874 | 947.65 | 387.675 | 0
1396.9874 | 947.65 | 387.675 | 0
1396.9874 | 947.65 | 387.675 | 0
1396.9874 | 947.65 | 387.675 | 0
1396.9874 | 947.65 | 387.675 | 0
1396.9874 | 947.65 | 387.675 | 0
1396.9874 | 947.65 | 387.675 | 0
1396.9874 | 947.65 | 387.675 | 0
1396.9874 | 947.65 | 387.675 | 0
1396.9874 | 947.65 | 387.675 | 0
1396.9874 | 947.65 | 387.675 | 0
1396.9874 | 947.65 | 387.675 | 0
1396.9874 | 947.65 | 387.675 | 0
1396.9874 | 947.65 | 387.675 | 0
1396.9874 | 947.65 | 387.675 | 0
1396.9874 | 947.65 | 387.675 | 0
1396.9874 | 947.65 | 387.675 | 0
1396.9874 | 947.65 | 387.675 | 0
1396.9874 | 947.65 | 387.675 | 0
1396.9874 | 947.65 | 387.675 | 0
1396.9874 | 947.65 | 387.675 | 0
1396.9874 | 947.65 | 387.675 | 0
1396.9874 | 947.65 | 387.675 | 0
1396.9874 | 947.65 | 387.675 | 0
1396.9874 | 947.65 | 387.675 | 0
1396.9874 | 947.65 | 387.675 | 0
1396.9874 | 947.65 | 387.675 | 0
1396.9874 | 947.65 | 387.675 | 0
1396.9874 | 947.65 | 387.675 | 0
1396.9874 | 947.65 | 387.675 | 0
1396.9874 | 947.65 | 387.675 | 0
1396.9874 | 947.65 | 387.675 | 0
1396.9874 | 947.65 | 387.675 | 0
1396.9874 | 947.65 | 387.675 | 0
1396.9874 | 947.65 | 387.675 | 0
1396.9874 | 947.65 | 387.675 | 0
1396.9874 | 947.65 | 387.675 | 0
1396.9874 | 947.65 | 387.675 | 0
1396.9874 | 947.65 | 387.675 | 0
1396.9874 | 947.65 | 387.675 | 0
1396.9874 | 947.65 | 387.675 | 0
1396.9874 | 947.65 | 387.675 | 0
1396.9874 | 947.65 | 387.675 | 0
1396.9874 | 947.65 | 387.675 | 0
1396.9874 | 947.65 | 387.675 | 0
1396.9874 | 947.65 | 387.675 | 0
1396.9874 | 947.65 | 387.675 | 0
1396.9874 | 947.65 | 387.675 | 0
1396.9874 | 947.65 | 387.675 | 0
1396.9874 | 947.65 | 387.675 | 0
1396.9874 | 947.65 | 387.675 | 0
1396.9874 | 947.65 | 387.675 | 0
1396.9874 | 947.65 | 387.675 | 0
1396.9874 | 947.65 | 387.675 | 0
1396.9874 | 947.65 | 387.675 | 0
1396.9874 | 947.65 | 387.675 | 0
1396.9874 | 947.65 | 387.675 | 0
1396.9874 | 947.65 | 387.675 | 0
1396.9874 | 947.65 | 387.675 | 0
1396.9874 | 947.65 | 387.675 | 0
1396.9874 | 947.65 | 387.675 | 0
1396.9874 | 947.65 | 387.675 | 0
1396.9874 | 947.65 | 387.675 | 0
1396.9874 | 947.65 | 387.675 | 0
1396.9874 | 947.65 | 387.675 | 0
1396.9874 | 947.65 | 387.675 | 0
1396.9874 | 947.65 | 387.675 | 0
1396.9874 | 947.65 | 387.675 | 0
1396.9874 | 947.65 | 387.675 | 0
1396.9874 | 947.65 | 387.675 | 0
1396.9874 | 947.65 | 387.675 | 0
1396.9874 | 947.65 | 387.675 | 0
1396.9874 | 947.65 | 387.675 | 0
1396.9874 | 947.65 | 387.675 | 0
1396.9874 | 947.65 | 387.675 | 0
1396.9874 | 947.65 | 387.675 | 0
1396.9874 | 947.65 | 387.675 | 0
1396.9874 | 947.65 | 387.675 | 0
1396.9874 | 947.65 | 387.675 | 0
1396.9874 | 947.65 | 387.675 | 0
1396.9874 | 947.65 | 387.675 | 0
1396.9874 | 947.65 | 387.675 | 0
1396.9874 | 947.65 | 387.675 | 0
1396.9874 | 947.65 | 387.675 | 0
1396.9874 | 947.65 | 387.675 | 0
1396.9874 | 947.65 | 387.675 | 0
1396.9874 | 947.65 | 387.675 | 0
1396.9874 | 947.65 | 387.675 | 0
1396.9874 | 947.65 | 387.675 | 0
1396.9874 | 947.65 | 387.675 | 0
1396.9874 | 947.65 | 387.675 | 0
1396.9874 | 947.65 | 387.675 | 0
1396.9874 | 947.65 | 387.675 | 0
1396.9874 | 947.65 | 387.675 | 0
1396.9874 | 947.65 | 387.675 | 0
1396.9874 | 947.65 | 387.675 | 0
1396.9874 | 947.65 | 387.675 | 0
1396.9874 | 947.65 | 387.675 | 0
1396.9874 | 947.65 | 387.675 | 0
1396.9874 | 947.65 | 387.675 | 0
1396.9874 | 947.65 | 387.675 | 0
1396.9874 | 947.65 | 387.675 | 0
1396.9874 | 947.65 | 387.675 | 0
1396.9874 | 947.65 | 387.675 | 0
1396.9874 | 947.65 | 387.675 | 0
1396.9874 | 947.65 | 387.675 | 0
1396.9874 | 947.65 | 387.675 | 0
1396.9874 | 947.65 | 387.675 | 0
1396.9874 | 947.65 | 387.675 | 0
1396.9874 | 947.65 | 387.675 | 0
1396.9874 | 947.65 | 387.675 | 0
1396.9874 | 947.65 | 387.675 | 0
1396.9874 | 947.65 | 387.675 | 0
1396.9874 | 947.65 | 387.675 | 0
1396.9874 | 947.65 | 387.675 | 0
1396.9874 | 947.65 | 387.675 | 0
1396.9874 | 947.65 | 387.675 | 0
1396.9874 | 947.65 | 387.675 | 0
1396.9874 | 947.65 | 387.675 | 0
1396.9874 | 947.65 | 387.675 | 0
1396.9874 | 947.65 | 387.675 | 0
1396.9874 | 947.65 | 387.675 | 0
1396.9874 | 947.65 | 387.675 | 0
1396.9874 | 947.65 | 387.675 | 0
1396.9874 | 947.65 | 387.675 | 0
1396.9874 | 947.65 | 387.675 | 0
1396.9874 | 947.65 | 387.675 | 0
1396.9874 | 947.65 | 387.675 | 0
1396.9874 | 947.65 | 387.675 | 0
1396.9874 | 947.65 | 387.675 | 0
1396.9874 | 947.65 | 387.675 | 0
1396.9874 | 947.65 | 387.675 | 0
1396.9874 | 947.65 | 387.675 | 0
1396.9874 | 947.65 | 387.675 | 0
1396.9874 | 947.65 | 387.675 | 0
1396.9874 | 947.65 | 387.675 | 0
1396.9874 | 947.65 | 387.675 | 0
1396.9874 | 947.65 | 387.675 | 0
1396.9874 | 947.65 | 387.675 | 0
1396.9874 | 947.65 | 387.675 | 0
1396.9874 | 947.65 | 387.675 | 0
1396.9874 | 947.65 | 387.675 | 0
1396.9874 | 947.65 | 387.675 | 0
1396.9874 | 947.65 | 387.675 | 0
1396.9874 | 947.65 | 387.675 | 0
1396.9874 | 947.65 | 387.675 | 0
1396.9874 | 947.65 | 387.675 | 0
1396.9874 | 947.65 | 387.675 | 0
1396.9874 | 947.65 | 387.675 | 0
1396.9874 | 947.65 | 387.675 | 0
1396.9874 | 947.65 | 387.675 | 0
1396.9874 | 947.65 | 387.675 | 0
1396.9874 | 947.65 | 387.675 | 0
1396.9874 | 947.65 | 387.675 | 0
1396.9874 | 947.65 | 387.675 | 0
1396.9874 | 947.65 | 387.675 | 0
1396.9874 | 947.65 | 387.675 | 0
1396.9874 | 947.65 | 387.675 | 0
1396.9874 | 947.65 | 387.675 | 0
1396.9874 | 947.65 | 387.675 | 0
1396.9874 | 947.65 | 387.675 | 0
1396.9874 | 947.65 | 387.675 | 0
1396.9874 | 947.65 | 387.675 | 0
1396.9874 | 947.65 | 387.675 | 0
1396.9874 | 947.65 | 387.675 | 0
1396.9874 | 947.65 | 387.675 | 0
1396.9874 | 947.65 | 387.675 | 0
1396.9874 | 947.65 | 387.675 | 0
1396.9874 | 947.65 | 387.675 | 0
1396.9874 | 947.65 | 387.675 | 0
1396.9874 | 947.65 | 387.675 | 0
1396.9874 | 947.65 | 387.675 | 0
1396.9874 | 947.65 | 387.675 | 0
1396.9874 | 947.65 | 387.675 | 0
1396.9874 | 947.65 | 387.675 | 0
1396.9874 | 947.65 | 387.675 | 0
1396.9874 | 947.65 | 387.675 | 0
1396.9874 | 947.65 | 387.675 | 0
1396.9874 | 947.65 | 387.675 | 0
1396.9874 | 947.65 | 387.675 | 0
1396.9874 | 947.65 | 387.675 | 0
1396.9874 | 947.65 | 387.675 | 0
1396.9874 | 947.65 | 387.675 | 0
1396.9874 | 947.65 | 387.675 | 0
1396.9874 | 947.65 | 387.675 | 0
1396.9874 | 947.65 | 387.675 | 0
1396.9874 | 947.65 | 387.675 | 0
1396.9874 | 947.65 | 387.675 | 0
1396.9874 | 947.65 | 387.675 | 0
1396.9874 | 947.65 | 387.675 | 0
1396.9874 | 947.65 | 387.675 | 0
1396.9874 | 947.65 | 387.675 | 0
1396.9874 | 947.65 | 387.675 | 0
1396.9874 | 947.65 | 387.675 | 0
1396.9874 | 947.65 | 387.675 | 0
1396.9874 | 947.65 | 387.675 | 0
1396.9874 | 947.65 | 387.675 | 0
1396.9874 | 947.65 | 387.675 | 0
1396.9874 | 947.65 | 387.675 | 0
1396.9874 | 947.65 | 387.675 | 0
1396.9874 | 947.65 | 387.675 | 0
1396.9874 | 947.65 | 387.675 | 0
1396.9874 | 947.65 | 387.675 | 0
1396.9874 | 947.65 | 387.675 | 0
1396.9874 | 947.65 | 387.675 | 0
1396.9874 | 947.65 | 387.675 | 0
1396.9874 | 947.65 | 387.675 | 0
1396.9874 | 947.65 | 387.675 | 0
1396.9874 | 947.65 | 387.675 | 0
1396.9874 | 947.65 | 387.675 | 0
1396.9874 | 947.65 | 387.675 | 0
1396.9874 | 947.65 | 387.675 | 0
1396.9874 | 947.65 | 387.675 | 0
1396.9874 | 947.65 | 387.675 | 0
1396.9874 | 947.65 | 387.675 | 0
1396.9874 | 947.65 | 387.675 | 0
1396.9874 | 947.65 | 387.675 | 0
1396.9874 | 947.65 | 387.675 | 0
1396.9874 | 947.65 | 387.675 | 0
1396.9874 | 947.65 | 387.675 | 0
1396.9874 | 947.65 | 387.675 | 0
1396.9874 | 947.65 | 387.675 | 0
1396.9874 | 947.65 | 387.675 | 0
1396.9874 | 947.65 | 387.675 | 0
1396.9874 | 947.65 | 387.675 | 0
1396.9874 | 947.65 | 387.675 | 0
1396.9874 | 947.65 | 387.675 | 0
1396.9874 | 947.65 | 387.675 | 0
1396.9874 | 947.65 | 387.675 | 0
1396.9874 | 947.65 | 387.675 | 0
1396.9874 | 947.65 | 387.675 | 0
1396.9874 | 947.65 | 387.675 | 0
1396.9874 | 947.65 | 387.675 | 0
1396.9874 | 947.65 | 387.675 | 0
1358.1147 | 947.65 | 387.675 | 0
1358.1147 | 947.65 | 387.675 | 0
1358.1147 | 947.65 | 387.675 | 0
1358.1147 | 947.65 | 387.675 | 0
1358.1147 | 947.65 | 387.675 | 0
1358.1147 | 947.65 | 387.675 | 0
1358.1147 | 947.65 | 387.675 | 0
1358.1147 | 947.65 | 387.675 | 0
1358.1147 | 947.65 | 387.675 | 0
1358.1147 | 947.65 | 387.675 | 0
1358.1147 | 947.65 | 387.675 | 0
1358.1147 | 947.65 | 387.675 | 0
1358.1147 | 947.65 | 387.675 | 0
1358.1147 | 947.65 | 387.675 | 0
1358.1147 | 947.65 | 387.675 | 0
1358.1147 | 947.65 | 387.675 | 0
1358.1147 | 947.65 | 387.675 | 0
1358.1147 | 947.65 | 387.675 | 0
1358.1147 | 947.65 | 387.675 | 0
1358.1147 | 947.65 | 387.675 | 0
1358.1147 | 947.65 | 387.675 | 0
1358.1147 | 947.65 | 387.675 | 0
1358.1147 | 947.65 | 387.675 | 0
1358.1147 | 947.65 | 387.675 | 0
1358.1147 | 947.65 | 387.675 | 0
1358.1147 | 947.65 | 387.675 | 0
1358.1147 | 947.65 | 387.675 | 0
1358.1147 | 947.65 | 387.675 | 0
1358.1147 | 947.65 | 387.675 | 0
1358.1147 | 947.65 | 387.675 | 0
1358.1147 | 947.65 | 387.675 | 0
1358.1147 | 947.65 | 387.675 | 0
1358.1147 | 947.65 | 387.675 | 0
1358.1147 | 947.65 | 387.675 | 0
1358.1147 | 947.65 | 387.675 | 0
1358.1147 | 947.65 | 387.675 | 0
1358.1147 | 947.65 | 387.675 | 0
1358.1147 | 947.65 | 387.675 | 0
1358.1147 | 947.65 | 387.675 | 0
1358.1147 | 947.65 | 387.675 | 0
1358.1147 | 947.65 | 387.675 | 0
1358.1147 | 947.65 | 387.675 | 0
1358.1147 | 947.65 | 387.675 | 0
1358.1147 | 947.65 | 387.675 | 0
1358.1147 | 947.65 | 387.675 | 0
1358.1147 | 947.65 | 387.675 | 0
1358.1147 | 947.65 | 387.675 | 0
1358.1147 | 947.65 | 387.675 | 0
1358.1147 | 947.65 | 387.675 | 0
1358.1147 | 947.65 | 387.675 | 0
1358.1147 | 947.65 | 387.675 | 0
1358.1147 | 947.65 | 387.675 | 0
1358.1147 | 947.65 | 387.675 | 0
1358.1147 | 947.65 | 387.675 | 0
1358.1147 | 947.65 | 387.675 | 0
1358.1147 | 947.65 | 387.675 | 0
1358.1147 | 947.65 | 387.675 | 0
1358.1147 | 947.65 | 387.675 | 0
1358.1147 | 947.65 | 387.675 | 0
1358.1147 | 947.65 | 387.675 | 0
1358.1147 | 947.65 | 387.675 | 0
1358.1147 | 947.65 | 387.675 | 0
1358.1147 | 947.65 | 387.675 | 0
1358.1147 | 947.65 | 387.675 | 0
1358.1147 | 947.65 | 387.675 | 0
1358.1147 | 947.65 | 387.675 | 0
1358.1147 | 947.65 | 387.675 | 0
1358.1147 | 947.65 | 387.675 | 0
1358.1147 | 947.65 | 387.675 | 0
1358.1147 | 947.65 | 387.675 | 0
1358.1147 | 947.65 | 387.675 | 0
1358.1147 | 947.65 | 387.675 | 0
1358.1147 | 947.65 | 387.675 | 0
1358.1147 | 947.65 | 387.675 | 0
1358.1147 | 947.65 | 387.675 | 0
1358.1147 | 947.65 | 387.675 | 0
1358.1147 | 947.65 | 387.675 | 0
1358.1147 | 947.65 | 387.675 | 0
1358.1147 | 947.65 | 387.675 | 0
1358.1147 | 947.65 | 387.675 | 0
1358.1147 | 947.65 | 387.675 | 0
1358.1147 | 947.65 | 387.675 | 0
1358.1147 | 947.65 | 387.675 | 0
1358.1147 | 947.65 | 387.675 | 0
1358.1147 | 947.65 | 387.675 | 0
1358.1147 | 947.65 | 387.675 | 0
1358.1147 | 947.65 | 387.675 | 0
1358.1147 | 947.65 | 387.675 | 0
1358.1147 | 947.65 | 387.675 | 0
1358.1147 | 947.65 | 387.675 | 0
1358.1147 | 947.65 | 387.675 | 0
1358.1147 | 947.65 | 387.675 | 0
1358.1147 | 947.65 | 387.675 | 0
1358.1147 | 947.65 | 387.675 | 0
1358.1147 | 947.65 | 387.675 | 0
1358.1147 | 947.65 | 387.675 | 0
1358.1147 | 947.65 | 387.675 | 0
1358.1147 | 947.65 | 387.675 | 0
1358.1147 | 947.65 | 387.675 | 0
1358.1147 | 947.65 | 387.675 | 0
1358.1147 | 947.65 | 387.675 | 0
1358.1147 | 947.65 | 387.675 | 0
1358.1147 | 947.65 | 387.675 | 0
1358.1147 | 947.65 | 387.675 | 0
1358.1147 | 947.65 | 387.675 | 0
1358.1147 | 947.65 | 387.675 | 0
1358.1147 | 947.65 | 387.675 | 0
1358.1147 | 947.65 | 387.675 | 0
1358.1147 | 947.65 | 387.675 | 0
1358.1147 | 947.65 | 387.675 | 0
1358.1147 | 947.65 | 387.675 | 0
1358.1147 | 947.65 | 387.675 | 0
1358.1147 | 947.65 | 387.675 | 0
1358.1147 | 947.65 | 387.675 | 0
1358.1147 | 947.65 | 387.675 | 0
1358.1147 | 947.65 | 387.675 | 0
1358.1147 | 947.65 | 387.675 | 0
1358.1147 | 947.65 | 387.675 | 0
1358.1147 | 947.65 | 387.675 | 0
1358.1147 | 947.65 | 387.675 | 0
1358.1147 | 947.65 | 387.675 | 0
1358.1147 | 947.65 | 387.675 | 0
1358.1147 | 947.65 | 387.675 | 0
1358.1147 | 947.65 | 387.675 | 0
1358.1147 | 947.65 | 387.675 | 0
1358.1147 | 947.65 | 387.675 | 0
1358.1147 | 947.65 | 387.675 | 0
1358.1147 | 947.65 | 387.675 | 0
1358.1147 | 947.65 | 387.675 | 0
1358.1147 | 947.65 | 387.675 | 0
1358.1147 | 947.65 | 387.675 | 0
1358.1147 | 947.65 | 387.675 | 0
1358.1147 | 947.65 | 387.675 | 0
1358.1147 | 947.65 | 387.675 | 0
1358.1147 | 947.65 | 387.675 | 0
1358.1147 | 947.65 | 387.675 | 0
1358.1147 | 947.65 | 387.675 | 0
1358.1147 | 947.65 | 387.675 | 0
1358.1147 | 947.65 | 387.675 | 0
1358.1147 | 947.65 | 387.675 | 0
1358.1147 | 947.65 | 387.675 | 0
1358.1147 | 947.65 | 387.675 | 0
1358.1147 | 947.65 | 387.675 | 0
1358.1147 | 947.65 | 387.675 | 0
1358.1147 | 947.65 | 387.675 | 0
1358.1147 | 947.65 | 387.675 | 0
1358.1147 | 947.65 | 387.675 | 0
1358.1147 | 947.65 | 387.675 | 0
1358.1147 | 947.65 | 387.675 | 0
1358.1147 | 947.65 | 387.675 | 0
1358.1147 | 947.65 | 387.675 | 0
1358.1147 | 947.65 | 387.675 | 0
1358.1147 | 947.65 | 387.675 | 0
1358.1147 | 947.65 | 387.675 | 0
1358.1147 | 947.65 | 387.675 | 0
1358.1147 | 947.65 | 387.675 | 0
1358.1147 | 947.65 | 387.675 | 0
1358.1147 | 947.65 | 387.675 | 0
1358.1147 | 947.65 | 387.675 | 0
1358.1147 | 947.65 | 387.675 | 0
1358.1147 | 947.65 | 387.675 | 0
1358.1147 | 947.65 | 387.675 | 0
1358.1147 | 947.65 | 387.675 | 0
1358.1147 | 947.65 | 387.675 | 0
1358.1147 | 947.65 | 387.675 | 0
1358.1147 | 947.65 | 387.675 | 0
1358.1147 | 947.65 | 387.675 | 0
1358.1147 | 947.65 | 387.675 | 0
1358.1147 | 947.65 | 387.675 | 0
1358.1147 | 947.65 | 387.675 | 0
1358.1147 | 947.65 | 387.675 | 0
1358.1147 | 947.65 | 387.675 | 0
1358.1147 | 947.65 | 387.675 | 0
1358.1147 | 947.65 | 387.675 | 0
1358.1147 | 947.65 | 387.675 | 0
1358.1147 | 947.65 | 387.675 | 0
1358.1147 | 947.65 | 387.675 | 0
1358.1147 | 947.65 | 387.675 | 0
1358.1147 | 947.65 | 387.675 | 0
1358.1147 | 947.65 | 387.675 | 0
1358.1147 | 947.65 | 387.675 | 0
1358.1147 | 947.65 | 387.675 | 0
1358.1147 | 947.65 | 387.675 | 0
1358.1147 | 947.65 | 387.675 | 0
1358.1147 | 947.65 | 387.675 | 0
1358.1147 | 947.65 | 387.675 | 0
1358.1147 | 947.65 | 387.675 | 0
1358.1147 | 947.65 | 387.675 | 0
1358.1147 | 947.65 | 387.675 | 0
1358.1147 | 947.65 | 387.675 | 0
1358.1147 | 947.65 | 387.675 | 0
1358.1147 | 947.65 | 387.675 | 0
1358.1147 | 947.65 | 387.675 | 0
1358.1147 | 947.65 | 387.675 | 0
1358.1147 | 947.65 | 387.675 | 0
1358.1147 | 947.65 | 387.675 | 0
1358.1147 | 947.65 | 387.675 | 0
1358.1147 | 947.65 | 387.675 | 0
1358.1147 | 947.65 | 387.675 | 0
1358.1147 | 947.65 | 387.675 | 0
1358.1147 | 947.65 | 387.675 | 0
1358.1147 | 947.65 | 387.675 | 0
1358.1147 | 947.65 | 387.675 | 0
1358.1147 | 947.65 | 387.675 | 0
1358.1147 | 947.65 | 387.675 | 0
1358.1147 | 947.65 | 387.675 | 0
1358.1147 | 947.65 | 387.675 | 0
1358.1147 | 947.65 | 387.675 | 0
1358.1147 | 947.65 | 387.675 | 0
1358.1147 | 947.65 | 387.675 | 0
1358.1147 | 947.65 | 387.675 | 0
1358.1147 | 947.65 | 387.675 | 0
1358.1147 | 947.65 | 387.675 | 0
1358.1147 | 947.65 | 387.675 | 0
1358.1147 | 947.65 | 387.675 | 0
1358.1147 | 947.65 | 387.675 | 0
1358.1147 | 947.65 | 387.675 | 0
1342.3226 | 947.65 | 387.675 | 0
1342.3226 | 947.65 | 387.675 | 0
1342.3226 | 947.65 | 387.675 | 0
1342.3226 | 947.65 | 387.675 | 0
1342.3226 | 947.65 | 387.675 | 0
1342.3226 | 947.65 | 387.675 | 0
1342.3226 | 947.65 | 387.675 | 0
1342.3226 | 947.65 | 387.675 | 0
1342.3226 | 947.65 | 387.675 | 0
1342.3226 | 947.65 | 387.675 | 0
1342.3226 | 947.65 | 387.675 | 0
1342.3226 | 947.65 | 387.675 | 0
1342.3226 | 947.65 | 387.675 | 0
1342.3226 | 947.65 | 387.675 | 0
1342.3226 | 947.65 | 387.675 | 0
1342.3226 | 947.65 | 387.675 | 0
1342.3226 | 947.65 | 387.675 | 0
1342.3226 | 947.65 | 387.675 | 0
1342.3226 | 947.65 | 387.675 | 0
1342.3226 | 947.65 | 387.675 | 0
1342.3226 | 947.65 | 387.675 | 0
1342.3226 | 947.65 | 387.675 | 0
1342.3226 | 947.65 | 387.675 | 0
1342.3226 | 947.65 | 387.675 | 0
1342.3226 | 947.65 | 387.675 | 0
1342.3226 | 947.65 | 387.675 | 0
1342.3226 | 947.65 | 387.675 | 0
1342.3226 | 947.65 | 387.675 | 0
1342.3226 | 947.65 | 387.675 | 0
1342.3226 | 947.65 | 387.675 | 0
1342.3226 | 947.65 | 387.675 | 0
1342.3226 | 947.65 | 387.675 | 0
1342.3226 | 947.65 | 387.675 | 0
1342.3226 | 947.65 | 387.675 | 0
1342.3226 | 947.65 | 387.675 | 0
1342.3226 | 947.65 | 387.675 | 0
1342.3226 | 947.65 | 387.675 | 0
1342.3226 | 947.65 | 387.675 | 0
1342.3226 | 947.65 | 387.675 | 0
1342.3226 | 947.65 | 387.675 | 0
1342.3226 | 947.65 | 387.675 | 0
1342.3226 | 947.65 | 387.675 | 0
1342.3226 | 947.65 | 387.675 | 0
1342.3226 | 947.65 | 387.675 | 0
1342.3226 | 947.65 | 387.675 | 0
1342.3226 | 947.65 | 387.675 | 0
1342.3226 | 947.65 | 387.675 | 0
1342.3226 | 947.65 | 387.675 | 0
1342.3226 | 947.65 | 387.675 | 0
1342.3226 | 947.65 | 387.675 | 0
1342.3226 | 947.65 | 387.675 | 0
1342.3226 | 947.65 | 387.675 | 0
1342.3226 | 947.65 | 387.675 | 0
1342.3226 | 947.65 | 387.675 | 0
1342.3226 | 947.65 | 387.675 | 0
1342.3226 | 947.65 | 387.675 | 0
1342.3226 | 947.65 | 387.675 | 0
1342.3226 | 947.65 | 387.675 | 0
1342.3226 | 947.65 | 387.675 | 0
1342.3226 | 947.65 | 387.675 | 0
1342.3226 | 947.65 | 387.675 | 0
1342.3226 | 947.65 | 387.675 | 0
1336.2488 | 947.65 | 387.675 | 0
1336.2488 | 947.65 | 387.675 | 0
1336.2488 | 947.65 | 387.675 | 0
1336.2488 | 947.65 | 387.675 | 0
1336.2488 | 947.65 | 387.675 | 0
1336.2488 | 947.65 | 387.675 | 0
1336.2488 | 947.65 | 387.675 | 0
1336.2488 | 947.65 | 387.675 | 0
1336.2488 | 947.65 | 387.675 | 0
1336.2488 | 947.65 | 387.675 | 0
1336.2488 | 947.65 | 387.675 | 0
1336.2488 | 947.65 | 387.675 | 0
1336.2488 | 947.65 | 387.675 | 0
1336.2488 | 947.65 | 387.675 | 0
1336.2488 | 947.65 | 387.675 | 0
1336.2488 | 947.65 | 387.675 | 0
1336.2488 | 947.65 | 387.675 | 0
1336.2488 | 947.65 | 387.675 | 0
1336.2488 | 947.65 | 387.675 | 0
1336.2488 | 947.65 | 387.675 | 0
1336.2488 | 947.65 | 387.675 | 0
1336.2488 | 947.65 | 387.675 | 0
1336.2488 | 947.65 | 387.675 | 0
1336.2488 | 947.65 | 387.675 | 0
1336.2488 | 947.65 | 387.675 | 0
1336.2488 | 947.65 | 387.675 | 0
1336.2488 | 947.65 | 387.675 | 0
1336.2488 | 947.65 | 387.675 | 0
1336.2488 | 947.65 | 387.675 | 0
1336.2488 | 947.65 | 387.675 | 0
1263.3625 | 947.65 | 387.675 | 0
1263.3625 | 947.65 | 387.675 | 0
1263.3625 | 947.65 | 387.675 | 0
1263.3625 | 947.65 | 387.675 | 0
1263.3625 | 947.65 | 387.675 | 0
1263.3625 | 947.65 | 387.675 | 0
1263.3625 | 947.65 | 387.675 | 0
1263.3625 | 947.65 | 387.675 | 0
1263.3625 | 947.65 | 387.675 | 0
1263.3625 | 947.65 | 387.675 | 0
1263.3625 | 947.65 | 387.675 | 0
1263.3625 | 947.65 | 387.675 | 0
1263.3625 | 947.65 | 387.675 | 0
1263.3625 | 947.65 | 387.675 | 0
1263.3625 | 947.65 | 387.675 | 0
1263.3625 | 947.65 | 387.675 | 0
1263.3625 | 947.65 | 387.675 | 0
1263.3625 | 947.65 | 387.675 | 0
1263.3625 | 947.65 | 387.675 | 0
1263.3625 | 947.65 | 387.675 | 0
1263.3625 | 947.65 | 387.675 | 0
1263.3625 | 947.65 | 387.675 | 0
1263.3625 | 947.65 | 387.675 | 0
1263.3625 | 947.65 | 387.675 | 0
1263.3625 | 947.65 | 387.675 | 0
1263.3625 | 947.65 | 387.675 | 0
1263.3625 | 947.65 | 387.675 | 0
1263.3625 | 947.65 | 387.675 | 0
1263.3625 | 947.65 | 387.675 | 0
1263.3625 | 947.65 | 387.675 | 0
1178.3285 | 947.65 | 387.675 | 0
1178.3285 | 947.65 | 387.675 | 0
1178.3285 | 947.65 | 387.675 | 0
1178.3285 | 947.65 | 387.675 | 0
1178.3285 | 947.65 | 387.675 | 0
1178.3285 | 947.65 | 387.675 | 0
1178.3285 | 947.65 | 387.675 | 0
1178.3285 | 947.65 | 387.675 | 0
1178.3285 | 947.65 | 387.675 | 0
1178.3285 | 947.65 | 387.675 | 0
1178.3285 | 947.65 | 387.675 | 0
1178.3285 | 947.65 | 387.675 | 0
1178.3285 | 947.65 | 387.675 | 0
1178.3285 | 947.65 | 387.675 | 0
1178.3285 | 947.65 | 387.675 | 0
1178.3285 | 947.65 | 387.675 | 0
1178.3285 | 947.65 | 387.675 | 0
1178.3285 | 947.65 | 387.675 | 0
1178.3285 | 947.65 | 387.675 | 0
1178.3285 | 947.65 | 387.675 | 0
1178.3285 | 947.65 | 387.675 | 0
1178.3285 | 947.65 | 387.675 | 0
1178.3285 | 947.65 | 387.675 | 0
1178.3285 | 947.65 | 387.675 | 0
1178.3285 | 947.65 | 387.675 | 0
1178.3285 | 947.65 | 387.675 | 0
1178.3285 | 947.65 | 387.675 | 0
1178.3285 | 947.65 | 387.675 | 0
1178.3285 | 947.65 | 387.675 | 0
1178.3285 | 947.65 | 387.675 | 0
1178.3285 | 947.65 | 387.675 | 0
1178.3285 | 947.65 | 387.675 | 0
1178.3285 | 947.65 | 387.675 | 0
1178.3285 | 947.65 | 387.675 | 0
1178.3285 | 947.65 | 387.675 | 0
1178.3285 | 947.65 | 387.675 | 0
1178.3285 | 947.65 | 387.675 | 0
1178.3285 | 947.65 | 387.675 | 0
1178.3285 | 947.65 | 387.675 | 0
1178.3285 | 947.65 | 387.675 | 0
1178.3285 | 947.65 | 387.675 | 0
1178.3285 | 947.65 | 387.675 | 0
1178.3285 | 947.65 | 387.675 | 0
1178.3285 | 947.65 | 387.675 | 0
1178.3285 | 947.65 | 387.675 | 0
1178.3285 | 947.65 | 387.675 | 0
1178.3285 | 947.65 | 387.675 | 0
1178.3285 | 947.65 | 387.675 | 0
1178.3285 | 947.65 | 387.675 | 0
1178.3285 | 947.65 | 387.675 | 0
1178.3285 | 947.65 | 387.675 | 0
1178.3285 | 947.65 | 387.675 | 0
1178.3285 | 947.65 | 387.675 | 0
1178.3285 | 947.65 | 387.675 | 0
1178.3285 | 947.65 | 387.675 | 0
1178.3285 | 947.65 | 387.675 | 0
1178.3285 | 947.65 | 387.675 | 0
1178.3285 | 947.65 | 387.675 | 0
1178.3285 | 947.65 | 387.675 | 0
1178.3285 | 947.65 | 387.675 | 0
1178.3285 | 947.65 | 387.675 | 0
1178.3285 | 947.65 | 387.675 | 0
1178.3285 | 947.65 | 387.675 | 0
1178.3285 | 947.65 | 387.675 | 0
1178.3285 | 947.65 | 387.675 | 0
1178.3285 | 947.65 | 387.675 | 0
1178.3285 | 947.65 | 387.675 | 0
1178.3285 | 947.65 | 387.675 | 0
1178.3285 | 947.65 | 387.675 | 0
1178.3285 | 947.65 | 387.675 | 0
1178.3285 | 947.65 | 387.675 | 0
1178.3285 | 947.65 | 387.675 | 0
1178.3285 | 947.65 | 387.675 | 0
1178.3285 | 947.65 | 387.675 | 0
1178.3285 | 947.65 | 387.675 | 0
1178.3285 | 947.65 | 387.675 | 0
1178.3285 | 947.65 | 387.675 | 0
1178.3285 | 947.65 | 387.675 | 0
1178.3285 | 947.65 | 387.675 | 0
1178.3285 | 947.65 | 387.675 | 0
1178.3285 | 947.65 | 387.675 | 0
1178.3285 | 947.65 | 387.675 | 0
1178.3285 | 947.65 | 387.675 | 0
1178.3285 | 947.65 | 387.675 | 0
1178.3285 | 947.65 | 387.675 | 0
1178.3285 | 947.65 | 387.675 | 0
1178.3285 | 947.65 | 387.675 | 0
1178.3285 | 947.65 | 387.675 | 0
1178.3285 | 947.65 | 387.675 | 0
1178.3285 | 947.65 | 387.675 | 0
1178.3285 | 947.65 | 387.675 | 0
1178.3285 | 947.65 | 387.675 | 0
1178.3285 | 947.65 | 387.675 | 0
1178.3285 | 947.65 | 387.675 | 0
1178.3285 | 947.65 | 387.675 | 0
1178.3285 | 947.65 | 387.675 | 0
1178.3285 | 947.65 | 387.675 | 0
1178.3285 | 947.65 | 387.675 | 0
1178.3285 | 947.65 | 387.675 | 0
1178.3285 | 947.65 | 387.675 | 0
1178.3285 | 947.65 | 387.675 | 0
1178.3285 | 947.65 | 387.675 | 0
1178.3285 | 947.65 | 387.675 | 0
1178.3285 | 947.65 | 387.675 | 0
1178.3285 | 947.65 | 387.675 | 0
1178.3285 | 947.65 | 387.675 | 0
1178.3285 | 947.65 | 387.675 | 0
1178.3285 | 947.65 | 387.675 | 0
1178.3285 | 947.65 | 387.675 | 0
1178.3285 | 947.65 | 387.675 | 0
1178.3285 | 947.65 | 387.675 | 0
1178.3285 | 947.65 | 387.675 | 0
1178.3285 | 947.65 | 387.675 | 0
1178.3285 | 947.65 | 387.675 | 0
1178.3285 | 947.65 | 387.675 | 0
1178.3285 | 947.65 | 387.675 | 0
1178.3285 | 947.65 | 387.675 | 0
1178.3285 | 947.65 | 387.675 | 0
1178.3285 | 947.65 | 387.675 | 0
1178.3285 | 947.65 | 387.675 | 0
1178.3285 | 947.65 | 387.675 | 0
1178.3285 | 947.65 | 387.675 | 0
1178.3285 | 947.65 | 387.675 | 0
1178.3285 | 947.65 | 387.675 | 0
1178.3285 | 947.65 | 387.675 | 0
1178.3285 | 947.65 | 387.675 | 0
1178.3285 | 947.65 | 387.675 | 0
1178.3285 | 947.65 | 387.675 | 0
1178.3285 | 947.65 | 387.675 | 0
1178.3285 | 947.65 | 387.675 | 0
1178.3285 | 947.65 | 387.675 | 0
1178.3285 | 947.65 | 387.675 | 0
1178.3285 | 947.65 | 387.675 | 0
1178.3285 | 947.65 | 387.675 | 0
1178.3285 | 947.65 | 387.675 | 0
1178.3285 | 947.65 | 387.675 | 0
1178.3285 | 947.65 | 387.675 | 0
1178.3285 | 947.65 | 387.675 | 0
1178.3285 | 947.65 | 387.675 | 0
1178.3285 | 947.65 | 387.675 | 0
1178.3285 | 947.65 | 387.675 | 0
1178.3285 | 947.65 | 387.675 | 0
1178.3285 | 947.65 | 387.675 | 0
1178.3285 | 947.65 | 387.675 | 0
1178.3285 | 947.65 | 387.675 | 0
1178.3285 | 947.65 | 387.675 | 0
1178.3285 | 947.65 | 387.675 | 0
1178.3285 | 947.65 | 387.675 | 0
1178.3285 | 947.65 | 387.675 | 0
1178.3285 | 947.65 | 387.675 | 0
1178.3285 | 947.65 | 387.675 | 0
1178.3285 | 947.65 | 387.675 | 0
1178.3285 | 947.65 | 387.675 | 0
1178.3285 | 947.65 | 387.675 | 0
1178.3285 | 947.65 | 387.675 | 0
1178.3285 | 947.65 | 387.675 | 0
1178.3285 | 947.65 | 387.675 | 0
1178.3285 | 947.65 | 387.675 | 0
1178.3285 | 947.65 | 387.675 | 0
1178.3285 | 947.65 | 387.675 | 0
1178.3285 | 947.65 | 387.675 | 0
1178.3285 | 947.65 | 387.675 | 0
1178.3285 | 947.65 | 387.675 | 0
1178.3285 | 947.65 | 387.675 | 0
1178.3285 | 947.65 | 387.675 | 0
1178.3285 | 947.65 | 387.675 | 0
1178.3285 | 947.65 | 387.675 | 0
1178.3285 | 947.65 | 387.675 | 0
1178.3285 | 947.65 | 387.675 | 0
1178.3285 | 947.65 | 387.675 | 0
1178.3285 | 947.65 | 387.675 | 0
1178.3285 | 947.65 | 387.675 | 0
1178.3285 | 947.65 | 387.675 | 0
1178.3285 | 947.65 | 387.675 | 0
1178.3285 | 947.65 | 387.675 | 0
1178.3285 | 947.65 | 387.675 | 0
1178.3285 | 947.65 | 387.675 | 0
1178.3285 | 947.65 | 387.675 | 0
1178.3285 | 947.65 | 387.675 | 0
1178.3285 | 947.65 | 387.675 | 0
1178.3285 | 947.65 | 387.675 | 0
1178.3285 | 947.65 | 387.675 | 0
1178.3285 | 947.65 | 387.675 | 0
1178.3285 | 947.65 | 387.675 | 0
1178.3285 | 947.65 | 387.675 | 0
1178.3285 | 947.65 | 387.675 | 0
1178.3285 | 947.65 | 387.675 | 0
1178.3285 | 947.65 | 387.675 | 0
1178.3285 | 947.65 | 387.675 | 0
1178.3285 | 947.65 | 387.675 | 0
1178.3285 | 947.65 | 387.675 | 0
1178.3285 | 947.65 | 387.675 | 0
1178.3285 | 947.65 | 387.675 | 0
1178.3285 | 947.65 | 387.675 | 0
1178.3285 | 947.65 | 387.675 | 0
1178.3285 | 947.65 | 387.675 | 0
1178.3285 | 947.65 | 387.675 | 0
1178.3285 | 947.65 | 387.675 | 0
1178.3285 | 947.65 | 387.675 | 0
1178.3285 | 947.65 | 387.675 | 0
1178.3285 | 947.65 | 387.675 | 0
1178.3285 | 947.65 | 387.675 | 0
1178.3285 | 947.65 | 387.675 | 0
1178.3285 | 947.65 | 387.675 | 0
1178.3285 | 947.65 | 387.675 | 0
1178.3285 | 947.65 | 387.675 | 0
1178.3285 | 947.65 | 387.675 | 0
1178.3285 | 947.65 | 387.675 | 0
1178.3285 | 947.65 | 387.675 | 0
1178.3285 | 947.65 | 387.675 | 0
1178.3285 | 947.65 | 387.675 | 0
1178.3285 | 947.65 | 387.675 | 0
1178.3285 | 947.65 | 387.675 | 0
1178.3285 | 947.65 | 387.675 | 0
1178.3285 | 947.65 | 387.675 | 0
1178.3285 | 947.65 | 387.675 | 0
1178.3285 | 947.65 | 387.675 | 0
1154.033 | 947.65 | 387.675 | 0
1154.033 | 947.65 | 387.675 | 0
1154.033 | 947.65 | 387.675 | 0
1154.033 | 947.65 | 387.675 | 0
1154.033 | 947.65 | 387.675 | 0
1154.033 | 947.65 | 387.675 | 0
1154.033 | 947.65 | 387.675 | 0
1154.033 | 947.65 | 387.675 | 0
1154.033 | 947.65 | 387.675 | 0
1154.033 | 947.65 | 387.675 | 0
1154.033 | 947.65 | 387.675 | 0
1154.033 | 947.65 | 387.675 | 0
1154.033 | 947.65 | 387.675 | 0
1154.033 | 947.65 | 387.675 | 0
1154.033 | 947.65 | 387.675 | 0
1154.033 | 947.65 | 387.675 | 0
1154.033 | 947.65 | 387.675 | 0
1154.033 | 947.65 | 387.675 | 0
1154.033 | 947.65 | 387.675 | 0
1154.033 | 947.65 | 387.675 | 0
1154.033 | 947.65 | 387.675 | 0
1154.033 | 947.65 | 387.675 | 0
1154.033 | 947.65 | 387.675 | 0
1154.033 | 947.65 | 387.675 | 0
1154.033 | 947.65 | 387.675 | 0
1154.033 | 947.65 | 387.675 | 0
1154.033 | 947.65 | 387.675 | 0
1154.033 | 947.65 | 387.675 | 0
1154.033 | 947.65 | 387.675 | 0
1154.033 | 947.65 | 387.675 | 0
1154.033 | 947.65 | 387.675 | 0
1154.033 | 947.65 | 387.675 | 0
1154.033 | 947.65 | 387.675 | 0
1154.033 | 947.65 | 387.675 | 0
1154.033 | 947.65 | 387.675 | 0
1154.033 | 947.65 | 387.675 | 0
1154.033 | 947.65 | 387.675 | 0
1154.033 | 947.65 | 387.675 | 0
1154.033 | 947.65 | 387.675 | 0
1154.033 | 947.65 | 387.675 | 0
1154.033 | 947.65 | 387.675 | 0
1154.033 | 947.65 | 387.675 | 0
1154.033 | 947.65 | 387.675 | 0
1154.033 | 947.65 | 387.675 | 0
1154.033 | 947.65 | 387.675 | 0
1154.033 | 947.65 | 387.675 | 0
1154.033 | 947.65 | 387.675 | 0
1154.033 | 947.65 | 387.675 | 0
1154.033 | 947.65 | 387.675 | 0
1154.033 | 947.65 | 387.675 | 0
1154.033 | 947.65 | 387.675 | 0
1154.033 | 947.65 | 387.675 | 0
1154.033 | 947.65 | 387.675 | 0
1154.033 | 947.65 | 387.675 | 0
1154.033 | 947.65 | 387.675 | 0
1154.033 | 947.65 | 387.675 | 0
1154.033 | 947.65 | 387.675 | 0
1154.033 | 947.65 | 387.675 | 0
1154.033 | 947.65 | 387.675 | 0
1154.033 | 947.65 | 387.675 | 0
1032.5559 | 947.65 | 387.675 | 0
1032.5559 | 947.65 | 387.675 | 0
1032.5559 | 947.65 | 387.675 | 0
1032.5559 | 947.65 | 387.675 | 0
1032.5559 | 947.65 | 387.675 | 0
1032.5559 | 947.65 | 387.675 | 0
1032.5559 | 947.65 | 387.675 | 0
1032.5559 | 947.65 | 387.675 | 0
1032.5559 | 947.65 | 387.675 | 0
1032.5559 | 947.65 | 387.675 | 0
1032.5559 | 947.65 | 387.675 | 0
1032.5559 | 947.65 | 387.675 | 0
1032.5559 | 947.65 | 387.675 | 0
1032.5559 | 947.65 | 387.675 | 0
1032.5559 | 947.65 | 387.675 | 0
1032.5559 | 947.65 | 387.675 | 0
1032.5559 | 947.65 | 387.675 | 0
1032.5559 | 947.65 | 387.675 | 0
1032.5559 | 947.65 | 387.675 | 0
1032.5559 | 947.65 | 387.675 | 0
1032.5559 | 947.65 | 387.675 | 0
1032.5559 | 947.65 | 387.675 | 0
1032.5559 | 947.65 | 387.675 | 0
1032.5559 | 947.65 | 387.675 | 0
1032.5559 | 947.65 | 387.675 | 0
1032.5559 | 947.65 | 387.675 | 0
1032.5559 | 947.65 | 387.675 | 0
1032.5559 | 947.65 | 387.675 | 0
1032.5559 | 947.65 | 387.675 | 0
1032.5559 | 947.65 | 387.675 | 0
1032.5559 | 947.65 | 387.675 | 0
1032.5559 | 947.65 | 387.675 | 0
1032.5559 | 947.65 | 387.675 | 0
1032.5559 | 947.65 | 387.675 | 0
1032.5559 | 947.65 | 387.675 | 0
1032.5559 | 947.65 | 387.675 | 0
1032.5559 | 947.65 | 387.675 | 0
1032.5559 | 947.65 | 387.675 | 0
1032.5559 | 947.65 | 387.675 | 0
1032.5559 | 947.65 | 387.675 | 0
1032.5559 | 947.65 | 387.675 | 0
1032.5559 | 947.65 | 387.675 | 0
1032.5559 | 947.65 | 387.675 | 0
1032.5559 | 947.65 | 387.675 | 0
1032.5559 | 947.65 | 387.675 | 0
1032.5559 | 947.65 | 387.675 | 0
1032.5559 | 947.65 | 387.675 | 0
1032.5559 | 947.65 | 387.675 | 0
1032.5559 | 947.65 | 387.675 | 0
1032.5559 | 947.65 | 387.675 | 0
1032.5559 | 947.65 | 387.675 | 0
1032.5559 | 947.65 | 387.675 | 0
1032.5559 | 947.65 | 387.675 | 0
1032.5559 | 947.65 | 387.675 | 0
1032.5559 | 947.65 | 387.675 | 0
1032.5559 | 947.65 | 387.675 | 0
1032.5559 | 947.65 | 387.675 | 0
1032.5559 | 947.65 | 387.675 | 0
1032.5559 | 947.65 | 387.675 | 0
1032.5559 | 947.65 | 387.675 | 0
1032.5559 | 947.65 | 387.675 | 0
1032.5559 | 947.65 | 387.675 | 0
1032.5559 | 947.65 | 387.675 | 0
1032.5559 | 947.65 | 387.675 | 0
1032.5559 | 947.65 | 387.675 | 0
1032.5559 | 947.65 | 387.675 | 0
1032.5559 | 947.65 | 387.675 | 0
1032.5559 | 947.65 | 387.675 | 0
1032.5559 | 947.65 | 387.675 | 0
1032.5559 | 947.65 | 387.675 | 0
1032.5559 | 947.65 | 387.675 | 0
1032.5559 | 947.65 | 387.675 | 0
1032.5559 | 947.65 | 387.675 | 0
1032.5559 | 947.65 | 387.675 | 0
1032.5559 | 947.65 | 387.675 | 0
1032.5559 | 947.65 | 387.675 | 0
1032.5559 | 947.65 | 387.675 | 0
1032.5559 | 947.65 | 387.675 | 0
1032.5559 | 947.65 | 387.675 | 0
1032.5559 | 947.65 | 387.675 | 0
1032.5559 | 947.65 | 387.675 | 0
1032.5559 | 947.65 | 387.675 | 0
1032.5559 | 947.65 | 387.675 | 0
1032.5559 | 947.65 | 387.675 | 0
1032.5559 | 947.65 | 387.675 | 0
1032.5559 | 947.65 | 387.675 | 0
1032.5559 | 947.65 | 387.675 | 0
1032.5559 | 947.65 | 387.675 | 0
1032.5559 | 947.65 | 387.675 | 0
1032.5559 | 947.65 | 387.675 | 0
1032.5559 | 947.65 | 387.675 | 0
1032.5559 | 947.65 | 387.675 | 0
1032.5559 | 947.65 | 387.675 | 0
1032.5559 | 947.65 | 387.675 | 0
1032.5559 | 947.65 | 387.675 | 0
1032.5559 | 947.65 | 387.675 | 0
1032.5559 | 947.65 | 387.675 | 0
1032.5559 | 947.65 | 387.675 | 0
1032.5559 | 947.65 | 387.675 | 0
1032.5559 | 947.65 | 387.675 | 0
1032.5559 | 947.65 | 387.675 | 0
1032.5559 | 947.65 | 387.675 | 0
1032.5559 | 947.65 | 387.675 | 0
1032.5559 | 947.65 | 387.675 | 0
1032.5559 | 947.65 | 387.675 | 0
1032.5559 | 947.65 | 387.675 | 0
1032.5559 | 947.65 | 387.675 | 0
1032.5559 | 947.65 | 387.675 | 0
1032.5559 | 947.65 | 387.675 | 0
1032.5559 | 947.65 | 387.675 | 0
1032.5559 | 947.65 | 387.675 | 0
1032.5559 | 947.65 | 387.675 | 0
1032.5559 | 947.65 | 387.675 | 0
1032.5559 | 947.65 | 387.675 | 0
1032.5559 | 947.65 | 387.675 | 0
1032.5559 | 947.65 | 387.675 | 0
1032.5559 | 947.65 | 387.675 | 0
1032.5559 | 947.65 | 387.675 | 0
1032.5559 | 947.65 | 387.675 | 0
1032.5559 | 947.65 | 387.675 | 0
1032.5559 | 947.65 | 387.675 | 0
1032.5559 | 947.65 | 387.675 | 0
1032.5559 | 947.65 | 387.675 | 0
1032.5559 | 947.65 | 387.675 | 0
1032.5559 | 947.65 | 387.675 | 0
1032.5559 | 947.65 | 387.675 | 0
1032.5559 | 947.65 | 387.675 | 0
1032.5559 | 947.65 | 387.675 | 0
1032.5559 | 947.65 | 387.675 | 0
1032.5559 | 947.65 | 387.675 | 0
1032.5559 | 947.65 | 387.675 | 0
1032.5559 | 947.65 | 387.675 | 0
1032.5559 | 947.65 | 387.675 | 0
1032.5559 | 947.65 | 387.675 | 0
1032.5559 | 947.65 | 387.675 | 0
1032.5559 | 947.65 | 387.675 | 0
1032.5559 | 947.65 | 387.675 | 0
1032.5559 | 947.65 | 387.675 | 0
1032.5559 | 947.65 | 387.675 | 0
1032.5559 | 947.65 | 387.675 | 0
1032.5559 | 947.65 | 387.675 | 0
1032.5559 | 947.65 | 387.675 | 0
1032.5559 | 947.65 | 387.675 | 0
1032.5559 | 947.65 | 387.675 | 0
1032.5559 | 947.65 | 387.675 | 0
1032.5559 | 947.65 | 387.675 | 0
1032.5559 | 947.65 | 387.675 | 0
1032.5559 | 947.65 | 387.675 | 0
1032.5559 | 947.65 | 387.675 | 0
1032.5559 | 947.65 | 387.675 | 0
1032.5559 | 947.65 | 387.675 | 0
1032.5559 | 947.65 | 387.675 | 0
1032.5559 | 947.65 | 387.675 | 0
1032.5559 | 947.65 | 387.675 | 0
1032.5559 | 947.65 | 387.675 | 0
1032.5559 | 947.65 | 387.675 | 0
1032.5559 | 947.65 | 387.675 | 0
1032.5559 | 947.65 | 387.675 | 0
1032.5559 | 947.65 | 387.675 | 0
1032.5559 | 947.65 | 387.675 | 0
1032.5559 | 947.65 | 387.675 | 0
1032.5559 | 947.65 | 387.675 | 0
1032.5559 | 947.65 | 387.675 | 0
1032.5559 | 947.65 | 387.675 | 0
1032.5559 | 947.65 | 387.675 | 0
1032.5559 | 947.65 | 387.675 | 0
1032.5559 | 947.65 | 387.675 | 0
1032.5559 | 947.65 | 387.675 | 0
1032.5559 | 947.65 | 387.675 | 0
1032.5559 | 947.65 | 387.675 | 0
1032.5559 | 947.65 | 387.675 | 0
1032.5559 | 947.65 | 387.675 | 0
1032.5559 | 947.65 | 387.675 | 0
1032.5559 | 947.65 | 387.675 | 0
1032.5559 | 947.65 | 387.675 | 0
1032.5559 | 947.65 | 387.675 | 0
1032.5559 | 947.65 | 387.675 | 0
1032.5559 | 947.65 | 387.675 | 0
1032.5559 | 947.65 | 387.675 | 0
1032.5559 | 947.65 | 387.675 | 0
1032.5559 | 947.65 | 387.675 | 0
1032.5559 | 947.65 | 387.675 | 0
1032.5559 | 947.65 | 387.675 | 0
1032.5559 | 947.65 | 387.675 | 0
1032.5559 | 947.65 | 387.675 | 0
1032.5559 | 947.65 | 387.675 | 0
1032.5559 | 947.65 | 387.675 | 0
1032.5559 | 947.65 | 387.675 | 0
1032.5559 | 947.65 | 387.675 | 0
1032.5559 | 947.65 | 387.675 | 0
1032.5559 | 947.65 | 387.675 | 0
1032.5559 | 947.65 | 387.675 | 0
1032.5559 | 947.65 | 387.675 | 0
1032.5559 | 947.65 | 387.675 | 0
1032.5559 | 947.65 | 387.675 | 0
1032.5559 | 947.65 | 387.675 | 0
1032.5559 | 947.65 | 387.675 | 0
1032.5559 | 947.65 | 387.675 | 0
1032.5559 | 947.65 | 387.675 | 0
1032.5559 | 947.65 | 387.675 | 0
1032.5559 | 947.65 | 387.675 | 0
1032.5559 | 947.65 | 387.675 | 0
1032.5559 | 947.65 | 387.675 | 0
1032.5559 | 947.65 | 387.675 | 0
1032.5559 | 947.65 | 387.675 | 0
1032.5559 | 947.65 | 387.675 | 0
1032.5559 | 947.65 | 387.675 | 0
1032.5559 | 947.65 | 387.675 | 0
1032.5559 | 947.65 | 387.675 | 0
1032.5559 | 947.65 | 387.675 | 0
1032.5559 | 947.65 | 387.675 | 0
1032.5559 | 947.65 | 387.675 | 0
1032.5559 | 947.65 | 387.675 | 0
1032.5559 | 947.65 | 387.675 | 0
1032.5559 | 947.65 | 387.675 | 0
1032.5559 | 947.65 | 387.675 | 0
1032.5559 | 947.65 | 387.675 | 0
1008.2604 | 947.65 | 387.675 | 0
1008.2604 | 947.65 | 387.675 | 0
1008.2604 | 947.65 | 387.675 | 0
1008.2604 | 947.65 | 387.675 | 0
1008.2604 | 947.65 | 387.675 | 0
1008.2604 | 947.65 | 387.675 | 0
1008.2604 | 947.65 | 387.675 | 0
1008.2604 | 947.65 | 387.675 | 0
1008.2604 | 947.65 | 387.675 | 0
1008.2604 | 947.65 | 387.675 | 0
1008.2604 | 947.65 | 387.675 | 0
1008.2604 | 947.65 | 387.675 | 0
1008.2604 | 947.65 | 387.675 | 0
1008.2604 | 947.65 | 387.675 | 0
1008.2604 | 947.65 | 387.675 | 0
1008.2604 | 947.65 | 387.675 | 0
1008.2604 | 947.65 | 387.675 | 0
1008.2604 | 947.65 | 387.675 | 0
1008.2604 | 947.65 | 387.675 | 0
1008.2604 | 947.65 | 387.675 | 0
1008.2604 | 947.65 | 387.675 | 0
1008.2604 | 947.65 | 387.675 | 0
1008.2604 | 947.65 | 387.675 | 0
1008.2604 | 947.65 | 387.675 | 0
1008.2604 | 947.65 | 387.675 | 0
1008.2604 | 947.65 | 387.675 | 0
1008.2604 | 947.65 | 387.675 | 0
1008.2604 | 947.65 | 387.675 | 0
1008.2604 | 947.65 | 387.675 | 0
1008.2604 | 947.65 | 387.675 | 0
1008.2604 | 947.65 | 387.675 | 0
1008.2604 | 947.65 | 387.675 | 0
1008.2604 | 947.65 | 387.675 | 0
1008.2604 | 947.65 | 387.675 | 0
1008.2604 | 947.65 | 387.675 | 0
1008.2604 | 947.65 | 387.675 | 0
1008.2604 | 947.65 | 387.675 | 0
1008.2604 | 947.65 | 387.675 | 0
1008.2604 | 947.65 | 387.675 | 0
1008.2604 | 947.65 | 387.675 | 0
1008.2604 | 947.65 | 387.675 | 0
1008.2604 | 947.65 | 387.675 | 0
1008.2604 | 947.65 | 387.675 | 0
1008.2604 | 947.65 | 387.675 | 0
1008.2604 | 947.65 | 387.675 | 0
1008.2604 | 947.65 | 387.675 | 0
1008.2604 | 947.65 | 387.675 | 0
1008.2604 | 947.65 | 387.675 | 0
1008.2604 | 947.65 | 387.675 | 0
1008.2604 | 947.65 | 387.675 | 0
1008.2604 | 947.65 | 387.675 | 0
1008.2604 | 947.65 | 387.675 | 0
1008.2604 | 947.65 | 387.675 | 0
1008.2604 | 947.65 | 387.675 | 0
1008.2604 | 947.65 | 387.675 | 0
1008.2604 | 947.65 | 387.675 | 0
1008.2604 | 947.65 | 387.675 | 0
1008.2604 | 947.65 | 387.675 | 0
1008.2604 | 947.65 | 387.675 | 0
1008.2604 | 947.65 | 387.675 | 0
1008.2604 | 947.65 | 387.675 | 0
1008.2604 | 947.65 | 387.675 | 0
1008.2604 | 947.65 | 387.675 | 0
1008.2604 | 947.65 | 387.675 | 0
1008.2604 | 947.65 | 387.675 | 0
1008.2604 | 947.65 | 387.675 | 0
1008.2604 | 947.65 | 387.675 | 0
1008.2604 | 947.65 | 387.675 | 0
1008.2604 | 947.65 | 387.675 | 0
1008.2604 | 947.65 | 387.675 | 0
1008.2604 | 947.65 | 387.675 | 0
1008.2604 | 947.65 | 387.675 | 0
1008.2604 | 947.65 | 387.675 | 0
1008.2604 | 947.65 | 387.675 | 0
1008.2604 | 947.65 | 387.675 | 0
1008.2604 | 947.65 | 387.675 | 0
1008.2604 | 947.65 | 387.675 | 0
1008.2604 | 947.65 | 387.675 | 0
1008.2604 | 947.65 | 387.675 | 0
1008.2604 | 947.65 | 387.675 | 0
1008.2604 | 947.65 | 387.675 | 0
1008.2604 | 947.65 | 387.675 | 0
1008.2604 | 947.65 | 387.675 | 0
1008.2604 | 947.65 | 387.675 | 0
1008.2604 | 947.65 | 387.675 | 0
1008.2604 | 947.65 | 387.675 | 0
1008.2604 | 947.65 | 387.675 | 0
1008.2604 | 947.65 | 387.675 | 0
1008.2604 | 947.65 | 387.675 | 0
1008.2604 | 947.65 | 387.675 | 0
1008.2604 | 947.65 | 387.675 | 0
1008.2604 | 947.65 | 387.675 | 0
1008.2604 | 947.65 | 387.675 | 0
1008.2604 | 947.65 | 387.675 | 0
1008.2604 | 947.65 | 387.675 | 0
1008.2604 | 947.65 | 387.675 | 0
1008.2604 | 947.65 | 387.675 | 0
1008.2604 | 947.65 | 387.675 | 0
1008.2604 | 947.65 | 387.675 | 0
1008.2604 | 947.65 | 387.675 | 0
1008.2604 | 947.65 | 387.675 | 0
1008.2604 | 947.65 | 387.675 | 0
1008.2604 | 947.65 | 387.675 | 0
1008.2604 | 947.65 | 387.675 | 0
1008.2604 | 947.65 | 387.675 | 0
1008.2604 | 947.65 | 387.675 | 0
1008.2604 | 947.65 | 387.675 | 0
1008.2604 | 947.65 | 387.675 | 0
1008.2604 | 947.65 | 387.675 | 0
1008.2604 | 947.65 | 387.675 | 0
1008.2604 | 947.65 | 387.675 | 0
1008.2604 | 947.65 | 387.675 | 0
1008.2604 | 947.65 | 387.675 | 0
1008.2604 | 947.65 | 387.675 | 0
1008.2604 | 947.65 | 387.675 | 0
1008.2604 | 947.65 | 387.675 | 0
1008.2604 | 947.65 | 387.675 | 0
1008.2604 | 947.65 | 387.675 | 0
1008.2604 | 947.65 | 387.675 | 0
1008.2604 | 947.65 | 387.675 | 0
1008.2604 | 947.65 | 387.675 | 0
1008.2604 | 947.65 | 387.675 | 0
1008.2604 | 947.65 | 387.675 | 0
1008.2604 | 947.65 | 387.675 | 0
1008.2604 | 947.65 | 387.675 | 0
1008.2604 | 947.65 | 387.675 | 0
1008.2604 | 947.65 | 387.675 | 0
1008.2604 | 947.65 | 387.675 | 0
1008.2604 | 947.65 | 387.675 | 0
1008.2604 | 947.65 | 387.675 | 0
1008.2604 | 947.65 | 387.675 | 0
1008.2604 | 947.65 | 387.675 | 0
1008.2604 | 947.65 | 387.675 | 0
1008.2604 | 947.65 | 387.675 | 0
1008.2604 | 947.65 | 387.675 | 0
1008.2604 | 947.65 | 387.675 | 0
1008.2604 | 947.65 | 387.675 | 0
1008.2604 | 947.65 | 387.675 | 0
1008.2604 | 947.65 | 387.675 | 0
1008.2604 | 947.65 | 387.675 | 0
1008.2604 | 947.65 | 387.675 | 0
1008.2604 | 947.65 | 387.675 | 0
1008.2604 | 947.65 | 387.675 | 0
1008.2604 | 947.65 | 387.675 | 0
1008.2604 | 947.65 | 387.675 | 0
1008.2604 | 947.65 | 387.675 | 0
1008.2604 | 947.65 | 387.675 | 0
1008.2604 | 947.65 | 387.675 | 0
1008.2604 | 947.65 | 387.675 | 0
1008.2604 | 947.65 | 387.675 | 0
1008.2604 | 947.65 | 387.675 | 0
1008.2604 | 947.65 | 387.675 | 0
1008.2604 | 947.65 | 387.675 | 0
1008.2604 | 947.65 | 387.675 | 0
1008.2604 | 947.65 | 387.675 | 0
1008.2604 | 947.65 | 387.675 | 0
1008.2604 | 947.65 | 387.675 | 0
1008.2604 | 947.65 | 387.675 | 0
1008.2604 | 947.65 | 387.675 | 0
1008.2604 | 947.65 | 387.675 | 0
1008.2604 | 947.65 | 387.675 | 0
1008.2604 | 947.65 | 387.675 | 0
1008.2604 | 947.65 | 387.675 | 0
1008.2604 | 947.65 | 387.675 | 0
1008.2604 | 947.65 | 387.675 | 0
1008.2604 | 947.65 | 387.675 | 0
1008.2604 | 947.65 | 387.675 | 0
1008.2604 | 947.65 | 387.675 | 0
1008.2604 | 947.65 | 387.675 | 0
1008.2604 | 947.65 | 387.675 | 0
1008.2604 | 947.65 | 387.675 | 0
1008.2604 | 947.65 | 387.675 | 0
1008.2604 | 947.65 | 387.675 | 0
1008.2604 | 947.65 | 387.675 | 0
1008.2604 | 947.65 | 387.675 | 0
1008.2604 | 947.65 | 387.675 | 0
1008.2604 | 947.65 | 387.675 | 0
1008.2604 | 947.65 | 387.675 | 0
1008.2604 | 947.65 | 387.675 | 0
1008.2604 | 947.65 | 387.675 | 0
1008.2604 | 947.65 | 387.675 | 0
1008.2604 | 947.65 | 387.675 | 0
1008.2604 | 947.65 | 387.675 | 0
1008.2604 | 947.65 | 387.675 | 0
1008.2604 | 947.65 | 387.675 | 0
1008.2604 | 947.65 | 387.675 | 0
1008.2604 | 947.65 | 387.675 | 0
1008.2604 | 947.65 | 387.675 | 0
1008.2604 | 947.65 | 387.675 | 0
1008.2604 | 947.65 | 387.675 | 0
1008.2604 | 947.65 | 387.675 | 0
1008.2604 | 947.65 | 387.675 | 0
1008.2604 | 947.65 | 387.675 | 0
1008.2604 | 947.65 | 387.675 | 0
1008.2604 | 947.65 | 387.675 | 0
1008.2604 | 947.65 | 387.675 | 0
1008.2604 | 947.65 | 387.675 | 0
1008.2604 | 947.65 | 387.675 | 0
1008.2604 | 947.65 | 387.675 | 0
1008.2604 | 947.65 | 387.675 | 0
1008.2604 | 947.65 | 387.675 | 0
1008.2604 | 947.65 | 387.675 | 0
1008.2604 | 947.65 | 387.675 | 0
1008.2604 | 947.65 | 387.675 | 0
1008.2604 | 947.65 | 387.675 | 0
1008.2604 | 947.65 | 387.675 | 0
1008.2604 | 947.65 | 387.675 | 0
1008.2604 | 947.65 | 387.675 | 0
1008.2604 | 947.65 | 387.675 | 0
1008.2604 | 947.65 | 387.675 | 0
1008.2604 | 947.65 | 387.675 | 0
1008.2604 | 947.65 | 387.675 | 0
1008.2604 | 947.65 | 387.675 | 0
1008.2604 | 947.65 | 387.675 | 0
1008.2604 | 947.65 | 387.675 | 0
1008.2604 | 947.65 | 387.675 | 0
1008.2604 | 947.65 | 387.675 | 0
923.2264 | 947.65 | 387.675 | 0
923.2264 | 947.65 | 387.675 | 0
923.2264 | 947.65 | 387.675 | 0
923.2264 | 947.65 | 387.675 | 0
923.2264 | 947.65 | 387.675 | 0
923.2264 | 947.65 | 387.675 | 0
923.2264 | 947.65 | 387.675 | 0
923.2264 | 947.65 | 387.675 | 0
923.2264 | 947.65 | 387.675 | 0
923.2264 | 947.65 | 387.675 | 0
923.2264 | 947.65 | 387.675 | 0
923.2264 | 947.65 | 387.675 | 0
923.2264 | 947.65 | 387.675 | 0
923.2264 | 947.65 | 387.675 | 0
923.2264 | 947.65 | 387.675 | 0
923.2264 | 947.65 | 387.675 | 0
923.2264 | 947.65 | 387.675 | 0
923.2264 | 947.65 | 387.675 | 0
923.2264 | 947.65 | 387.675 | 0
923.2264 | 947.65 | 387.675 | 0
923.2264 | 947.65 | 387.675 | 0
923.2264 | 947.65 | 387.675 | 0
923.2264 | 947.65 | 387.675 | 0
923.2264 | 947.65 | 387.675 | 0
923.2264 | 947.65 | 387.675 | 0
923.2264 | 947.65 | 387.675 | 0
923.2264 | 947.65 | 387.675 | 0
923.2264 | 947.65 | 387.675 | 0
923.2264 | 947.65 | 387.675 | 0
923.2264 | 947.65 | 387.675 | 0
898.931 | 947.65 | 387.675 | 0
898.931 | 947.65 | 387.675 | 0
898.931 | 947.65 | 387.675 | 0
898.931 | 947.65 | 387.675 | 0
898.931 | 947.65 | 387.675 | 0
898.931 | 947.65 | 387.675 | 0
898.931 | 947.65 | 387.675 | 0
898.931 | 947.65 | 387.675 | 0
898.931 | 947.65 | 387.675 | 0
898.931 | 947.65 | 387.675 | 0
898.931 | 947.65 | 387.675 | 0
898.931 | 947.65 | 387.675 | 0
898.931 | 947.65 | 387.675 | 0
898.931 | 947.65 | 387.675 | 0
898.931 | 947.65 | 387.675 | 0
898.931 | 947.65 | 387.675 | 0
898.931 | 947.65 | 387.675 | 0
898.931 | 947.65 | 387.675 | 0
898.931 | 947.65 | 387.675 | 0
898.931 | 947.65 | 387.675 | 0
898.931 | 947.65 | 387.675 | 0
898.931 | 947.65 | 387.675 | 0
898.931 | 947.65 | 387.675 | 0
898.931 | 947.65 | 387.675 | 0
898.931 | 947.65 | 387.675 | 0
898.931 | 947.65 | 387.675 | 0
898.931 | 947.65 | 387.675 | 0
898.931 | 947.65 | 387.675 | 0
898.931 | 947.65 | 387.675 | 0
898.931 | 947.65 | 387.675 | 0
898.931 | 947.65 | 387.675 | 0
898.931 | 947.65 | 387.675 | 0
898.931 | 947.65 | 387.675 | 0
898.931 | 947.65 | 387.675 | 0
898.931 | 947.65 | 387.675 | 0
898.931 | 947.65 | 387.675 | 0
898.931 | 947.65 | 387.675 | 0
898.931 | 947.65 | 387.675 | 0
898.931 | 947.65 | 387.675 | 0
898.931 | 947.65 | 387.675 | 0
898.931 | 947.65 | 387.675 | 0
898.931 | 947.65 | 387.675 | 0
898.931 | 947.65 | 387.675 | 0
898.931 | 947.65 | 387.675 | 0
898.931 | 947.65 | 387.675 | 0
898.931 | 947.65 | 387.675 | 0
898.931 | 947.65 | 387.675 | 0
898.931 | 947.65 | 387.675 | 0
898.931 | 947.65 | 387.675 | 0
898.931 | 947.65 | 387.675 | 0
898.931 | 947.65 | 387.675 | 0
898.931 | 947.65 | 387.675 | 0
898.931 | 947.65 | 387.675 | 0
898.931 | 947.65 | 387.675 | 0
898.931 | 947.65 | 387.675 | 0
898.931 | 947.65 | 387.675 | 0
898.931 | 947.65 | 387.675 | 0
898.931 | 947.65 | 387.675 | 0
898.931 | 947.65 | 387.675 | 0
898.931 | 947.65 | 387.675 | 0
898.931 | 947.65 | 387.675 | 0
898.931 | 947.65 | 387.675 | 0
898.931 | 947.65 | 387.675 | 0
898.931 | 947.65 | 387.675 | 0
898.931 | 947.65 | 387.675 | 0
898.931 | 947.65 | 387.675 | 0
898.931 | 947.65 | 387.675 | 0
898.931 | 947.65 | 387.675 | 0
898.931 | 947.65 | 387.675 | 0
898.931 | 947.65 | 387.675 | 0
898.931 | 947.65 | 387.675 | 0
898.931 | 947.65 | 387.675 | 0
898.931 | 947.65 | 387.675 | 0
898.931 | 947.65 | 387.675 | 0
898.931 | 947.65 | 387.675 | 0
898.931 | 947.65 | 387.675 | 0
898.931 | 947.65 | 387.675 | 0
898.931 | 947.65 | 387.675 | 0
898.931 | 947.65 | 387.675 | 0
898.931 | 947.65 | 387.675 | 0
898.931 | 947.65 | 387.675 | 0
898.931 | 947.65 | 387.675 | 0
898.931 | 947.65 | 387.675 | 0
898.931 | 947.65 | 387.675 | 0
898.931 | 947.65 | 387.675 | 0
898.931 | 947.65 | 387.675 | 0
898.931 | 947.65 | 387.675 | 0
898.931 | 947.65 | 387.675 | 0
898.931 | 947.65 | 387.675 | 0
898.931 | 947.65 | 387.675 | 0
898.931 | 947.65 | 387.675 | 0
898.931 | 947.65 | 387.675 | 0
898.931 | 947.65 | 387.675 | 0
898.931 | 947.65 | 387.675 | 0
898.931 | 947.65 | 387.675 | 0
898.931 | 947.65 | 387.675 | 0
898.931 | 947.65 | 387.675 | 0
898.931 | 947.65 | 387.675 | 0
898.931 | 947.65 | 387.675 | 0
898.931 | 947.65 | 387.675 | 0
898.931 | 947.65 | 387.675 | 0
898.931 | 947.65 | 387.675 | 0
898.931 | 947.65 | 387.675 | 0
898.931 | 947.65 | 387.675 | 0
898.931 | 947.65 | 387.675 | 0
898.931 | 947.65 | 387.675 | 0
898.931 | 947.65 | 387.675 | 0
898.931 | 947.65 | 387.675 | 0
898.931 | 947.65 | 387.675 | 0
898.931 | 947.65 | 387.675 | 0
898.931 | 947.65 | 387.675 | 0
898.931 | 947.65 | 387.675 | 0
898.931 | 947.65 | 387.675 | 0
898.931 | 947.65 | 387.675 | 0
898.931 | 947.65 | 387.675 | 0
898.931 | 947.65 | 387.675 | 0
898.931 | 947.65 | 387.675 | 0
898.931 | 947.65 | 387.675 | 0
898.931 | 947.65 | 387.675 | 0
898.931 | 947.65 | 387.675 | 0
898.931 | 947.65 | 387.675 | 0
898.931 | 947.65 | 387.675 | 0
898.931 | 947.65 | 387.675 | 0
898.931 | 947.65 | 387.675 | 0
898.931 | 947.65 | 387.675 | 0
898.931 | 947.65 | 387.675 | 0
898.931 | 947.65 | 387.675 | 0
898.931 | 947.65 | 387.675 | 0
898.931 | 947.65 | 387.675 | 0
898.931 | 947.65 | 387.675 | 0
898.931 | 947.65 | 387.675 | 0
898.931 | 947.65 | 387.675 | 0
898.931 | 947.65 | 387.675 | 0
898.931 | 947.65 | 387.675 | 0
898.931 | 947.65 | 387.675 | 0
898.931 | 947.65 | 387.675 | 0
898.931 | 947.65 | 387.675 | 0
898.931 | 947.65 | 387.675 | 0
898.931 | 947.65 | 387.675 | 0
898.931 | 947.65 | 387.675 | 0
898.931 | 947.65 | 387.675 | 0
898.931 | 947.65 | 387.675 | 0
898.931 | 947.65 | 387.675 | 0
898.931 | 947.65 | 387.675 | 0
898.931 | 947.65 | 387.675 | 0
898.931 | 947.65 | 387.675 | 0
898.931 | 947.65 | 387.675 | 0
898.931 | 947.65 | 387.675 | 0
898.931 | 947.65 | 387.675 | 0
898.931 | 947.65 | 387.675 | 0
898.931 | 947.65 | 387.675 | 0
898.931 | 947.65 | 387.675 | 0
898.931 | 947.65 | 387.675 | 0
898.931 | 947.65 | 387.675 | 0
898.931 | 947.65 | 387.675 | 0
898.931 | 947.65 | 387.675 | 0
898.931 | 947.65 | 387.675 | 0
898.931 | 947.65 | 387.675 | 0
898.931 | 947.65 | 387.675 | 0
898.931 | 947.65 | 387.675 | 0
898.931 | 947.65 | 387.675 | 0
898.931 | 947.65 | 387.675 | 0
898.931 | 947.65 | 387.675 | 0
898.931 | 947.65 | 387.675 | 0
898.931 | 947.65 | 387.675 | 0
898.931 | 947.65 | 387.675 | 0
898.931 | 947.65 | 387.675 | 0
898.931 | 947.65 | 387.675 | 0
898.931 | 947.65 | 387.675 | 0
898.931 | 947.65 | 387.675 | 0
898.931 | 947.65 | 387.675 | 0
898.931 | 947.65 | 387.675 | 0
898.931 | 947.65 | 387.675 | 0
898.931 | 947.65 | 387.675 | 0
898.931 | 947.65 | 387.675 | 0
898.931 | 947.65 | 387.675 | 0
898.931 | 947.65 | 387.675 | 0
898.931 | 947.65 | 387.675 | 0
898.931 | 947.65 | 387.675 | 0
898.931 | 947.65 | 387.675 | 0
898.931 | 947.65 | 387.675 | 0
898.931 | 947.65 | 387.675 | 0
898.931 | 947.65 | 387.675 | 0
898.931 | 947.65 | 387.675 | 0
898.931 | 947.65 | 387.675 | 0
898.931 | 947.65 | 387.675 | 0
898.931 | 947.65 | 387.675 | 0
898.931 | 947.65 | 387.675 | 0
898.931 | 947.65 | 387.675 | 0
898.931 | 947.65 | 387.675 | 0
898.931 | 947.65 | 387.675 | 0
898.931 | 947.65 | 387.675 | 0
898.931 | 947.65 | 387.675 | 0
898.931 | 947.65 | 387.675 | 0
898.931 | 947.65 | 387.675 | 0
898.931 | 947.65 | 387.675 | 0
898.931 | 947.65 | 387.675 | 0
898.931 | 947.65 | 387.675 | 0
898.931 | 947.65 | 387.675 | 0
898.931 | 947.65 | 387.675 | 0
898.931 | 947.65 | 387.675 | 0
898.931 | 947.65 | 387.675 | 0
898.931 | 947.65 | 387.675 | 0
898.931 | 947.65 | 387.675 | 0
898.931 | 947.65 | 387.675 | 0
898.931 | 947.65 | 387.675 | 0
898.931 | 947.65 | 387.675 | 0
898.931 | 947.65 | 387.675 | 0
898.931 | 947.65 | 387.675 | 0
898.931 | 947.65 | 387.675 | 0
886.7833 | 947.65 | 387.675 | 0
886.7833 | 947.65 | 387.675 | 0
886.7833 | 947.65 | 387.675 | 0
886.7833 | 947.65 | 387.675 | 0
886.7833 | 947.65 | 387.675 | 0
886.7833 | 947.65 | 387.675 | 0
886.7833 | 947.65 | 387.675 | 0
886.7833 | 947.65 | 387.675 | 0
886.7833 | 947.65 | 387.675 | 0
886.7833 | 947.65 | 387.675 | 0
886.7833 | 947.65 | 387.675 | 0
886.7833 | 947.65 | 387.675 | 0
886.7833 | 947.65 | 387.675 | 0
886.7833 | 947.65 | 387.675 | 0
886.7833 | 947.65 | 387.675 | 0
886.7833 | 947.65 | 387.675 | 0
886.7833 | 947.65 | 387.675 | 0
886.7833 | 947.65 | 387.675 | 0
886.7833 | 947.65 | 387.675 | 0
886.7833 | 947.65 | 387.675 | 0
886.7833 | 947.65 | 387.675 | 0
886.7833 | 947.65 | 387.675 | 0
886.7833 | 947.65 | 387.675 | 0
886.7833 | 947.65 | 387.675 | 0
886.7833 | 947.65 | 387.675 | 0
886.7833 | 947.65 | 387.675 | 0
886.7833 | 947.65 | 387.675 | 0
886.7833 | 947.65 | 387.675 | 0
886.7833 | 947.65 | 387.675 | 0
886.7833 | 947.65 | 387.675 | 0
792.0311 | 947.65 | 387.675 | 0
792.0311 | 947.65 | 387.675 | 0
792.0311 | 947.65 | 387.675 | 0
792.0311 | 947.65 | 387.675 | 0
792.0311 | 947.65 | 387.675 | 0
792.0311 | 947.65 | 387.675 | 0
792.0311 | 947.65 | 387.675 | 0
792.0311 | 947.65 | 387.675 | 0
792.0311 | 947.65 | 387.675 | 0
792.0311 | 947.65 | 387.675 | 0
792.0311 | 947.65 | 387.675 | 0
792.0311 | 947.65 | 387.675 | 0
792.0311 | 947.65 | 387.675 | 0
792.0311 | 947.65 | 387.675 | 0
792.0311 | 947.65 | 387.675 | 0
792.0311 | 947.65 | 387.675 | 0
792.0311 | 947.65 | 387.675 | 0
792.0311 | 947.65 | 387.675 | 0
792.0311 | 947.65 | 387.675 | 0
792.0311 | 947.65 | 387.675 | 0
792.0311 | 947.65 | 387.675 | 0
792.0311 | 947.65 | 387.675 | 0
792.0311 | 947.65 | 387.675 | 0
792.0311 | 947.65 | 387.675 | 0
792.0311 | 947.65 | 387.675 | 0
792.0311 | 947.65 | 387.675 | 0
792.0311 | 947.65 | 387.675 | 0
792.0311 | 947.65 | 387.675 | 0
792.0311 | 947.65 | 387.675 | 0
792.0311 | 947.65 | 387.675 | 0
792.0311 | 947.65 | 387.675 | 0
792.0311 | 947.65 | 387.675 | 0
792.0311 | 947.65 | 387.675 | 0
792.0311 | 947.65 | 387.675 | 0
792.0311 | 947.65 | 387.675 | 0
792.0311 | 947.65 | 387.675 | 0
792.0311 | 947.65 | 387.675 | 0
792.0311 | 947.65 | 387.675 | 0
792.0311 | 947.65 | 387.675 | 0
792.0311 | 947.65 | 387.675 | 0
792.0311 | 947.65 | 387.675 | 0
792.0311 | 947.65 | 387.675 | 0
792.0311 | 947.65 | 387.675 | 0
792.0311 | 947.65 | 387.675 | 0
792.0311 | 947.65 | 387.675 | 0
792.0311 | 947.65 | 387.675 | 0
792.0311 | 947.65 | 387.675 | 0
792.0311 | 947.65 | 387.675 | 0
792.0311 | 947.65 | 387.675 | 0
792.0311 | 947.65 | 387.675 | 0
792.0311 | 947.65 | 387.675 | 0
792.0311 | 947.65 | 387.675 | 0
792.0311 | 947.65 | 387.675 | 0
792.0311 | 947.65 | 387.675 | 0
792.0311 | 947.65 | 387.675 | 0
792.0311 | 947.65 | 387.675 | 0
792.0311 | 947.65 | 387.675 | 0
792.0311 | 947.65 | 387.675 | 0
792.0311 | 947.65 | 387.675 | 0
792.0311 | 947.65 | 387.675 | 0
792.0311 | 947.65 | 387.675 | 0
792.0311 | 947.65 | 387.675 | 0
792.0311 | 947.65 | 387.675 | 0
792.0311 | 947.65 | 387.675 | 0
792.0311 | 947.65 | 387.675 | 0
792.0311 | 947.65 | 387.675 | 0
792.0311 | 947.65 | 387.675 | 0
792.0311 | 947.65 | 387.675 | 0
792.0311 | 947.65 | 387.675 | 0
792.0311 | 947.65 | 387.675 | 0
792.0311 | 947.65 | 387.675 | 0
792.0311 | 947.65 | 387.675 | 0
792.0311 | 947.65 | 387.675 | 0
792.0311 | 947.65 | 387.675 | 0
792.0311 | 947.65 | 387.675 | 0
792.0311 | 947.65 | 387.675 | 0
792.0311 | 947.65 | 387.675 | 0
792.0311 | 947.65 | 387.675 | 0
792.0311 | 947.65 | 387.675 | 0
792.0311 | 947.65 | 387.675 | 0
792.0311 | 947.65 | 387.675 | 0
792.0311 | 947.65 | 387.675 | 0
792.0311 | 947.65 | 387.675 | 0
792.0311 | 947.65 | 387.675 | 0
792.0311 | 947.65 | 387.675 | 0
792.0311 | 947.65 | 387.675 | 0
792.0311 | 947.65 | 387.675 | 0
792.0311 | 947.65 | 387.675 | 0
792.0311 | 947.65 | 387.675 | 0
792.0311 | 947.65 | 387.675 | 0
792.0311 | 947.65 | 387.675 | 0
792.0311 | 947.65 | 387.675 | 0
792.0311 | 947.65 | 387.675 | 0
792.0311 | 947.65 | 387.675 | 0
792.0311 | 947.65 | 387.675 | 0
792.0311 | 947.65 | 387.675 | 0
792.0311 | 947.65 | 387.675 | 0
792.0311 | 947.65 | 387.675 | 0
792.0311 | 947.65 | 387.675 | 0
792.0311 | 947.65 | 387.675 | 0
792.0311 | 947.65 | 387.675 | 0
792.0311 | 947.65 | 387.675 | 0
792.0311 | 947.65 | 387.675 | 0
792.0311 | 947.65 | 387.675 | 0
792.0311 | 947.65 | 387.675 | 0
792.0311 | 947.65 | 387.675 | 0
792.0311 | 947.65 | 387.675 | 0
792.0311 | 947.65 | 387.675 | 0
792.0311 | 947.65 | 387.675 | 0
792.0311 | 947.65 | 387.675 | 0
792.0311 | 947.65 | 387.675 | 0
792.0311 | 947.65 | 387.675 | 0
792.0311 | 947.65 | 387.675 | 0
792.0311 | 947.65 | 387.675 | 0
792.0311 | 947.65 | 387.675 | 0
792.0311 | 947.65 | 387.675 | 0
792.0311 | 947.65 | 387.675 | 0
792.0311 | 947.65 | 387.675 | 0
792.0311 | 947.65 | 387.675 | 0
792.0311 | 947.65 | 387.675 | 0
792.0311 | 947.65 | 387.675 | 0
792.0311 | 947.65 | 387.675 | 0
792.0311 | 947.65 | 387.675 | 0
792.0311 | 947.65 | 387.675 | 0
792.0311 | 947.65 | 387.675 | 0
792.0311 | 947.65 | 387.675 | 0
792.0311 | 947.65 | 387.675 | 0
792.0311 | 947.65 | 387.675 | 0
792.0311 | 947.65 | 387.675 | 0
792.0311 | 947.65 | 387.675 | 0
792.0311 | 947.65 | 387.675 | 0
792.0311 | 947.65 | 387.675 | 0
792.0311 | 947.65 | 387.675 | 0
792.0311 | 947.65 | 387.675 | 0
792.0311 | 947.65 | 387.675 | 0
792.0311 | 947.65 | 387.675 | 0
792.0311 | 947.65 | 387.675 | 0
792.0311 | 947.65 | 387.675 | 0
792.0311 | 947.65 | 387.675 | 0
792.0311 | 947.65 | 387.675 | 0
792.0311 | 947.65 | 387.675 | 0
792.0311 | 947.65 | 387.675 | 0
792.0311 | 947.65 | 387.675 | 0
792.0311 | 947.65 | 387.675 | 0
792.0311 | 947.65 | 387.675 | 0
792.0311 | 947.65 | 387.675 | 0
792.0311 | 947.65 | 387.675 | 0
792.0311 | 947.65 | 387.675 | 0
792.0311 | 947.65 | 387.675 | 0
792.0311 | 947.65 | 387.675 | 0
792.0311 | 947.65 | 387.675 | 0
792.0311 | 947.65 | 387.675 | 0
792.0311 | 947.65 | 387.675 | 0
792.0311 | 947.65 | 387.675 | 0
792.0311 | 947.65 | 387.675 | 0
792.0311 | 947.65 | 387.675 | 0
792.0311 | 947.65 | 387.675 | 0
792.0311 | 947.65 | 387.675 | 0
792.0311 | 947.65 | 387.675 | 0
792.0311 | 947.65 | 387.675 | 0
792.0311 | 947.65 | 387.675 | 0
792.0311 | 947.65 | 387.675 | 0
792.0311 | 947.65 | 387.675 | 0
792.0311 | 947.65 | 387.675 | 0
792.0311 | 947.65 | 387.675 | 0
792.0311 | 947.65 | 387.675 | 0
792.0311 | 947.65 | 387.675 | 0
792.0311 | 947.65 | 387.675 | 0
792.0311 | 947.65 | 387.675 | 0
792.0311 | 947.65 | 387.675 | 0
792.0311 | 947.65 | 387.675 | 0
792.0311 | 947.65 | 387.675 | 0
792.0311 | 947.65 | 387.675 | 0
792.0311 | 947.65 | 387.675 | 0
792.0311 | 947.65 | 387.675 | 0
792.0311 | 947.65 | 387.675 | 0
792.0311 | 947.65 | 387.675 | 0
792.0311 | 947.65 | 387.675 | 0
792.0311 | 947.65 | 387.675 | 0
792.0311 | 947.65 | 387.675 | 0
792.0311 | 947.65 | 387.675 | 0
792.0311 | 947.65 | 387.675 | 0
792.0311 | 947.65 | 387.675 | 0
792.0311 | 947.65 | 387.675 | 0
792.0311 | 947.65 | 387.675 | 0
792.0311 | 947.65 | 387.675 | 0
792.0311 | 947.65 | 387.675 | 0
792.0311 | 947.65 | 387.675 | 0
792.0311 | 947.65 | 387.675 | 0
792.0311 | 947.65 | 387.675 | 0
792.0311 | 947.65 | 387.675 | 0
792.0311 | 947.65 | 387.675 | 0
792.0311 | 947.65 | 387.675 | 0
792.0311 | 947.65 | 387.675 | 0
792.0311 | 947.65 | 387.675 | 0
792.0311 | 947.65 | 387.675 | 0
792.0311 | 947.65 | 387.675 | 0
792.0311 | 947.65 | 387.675 | 0
792.0311 | 947.65 | 387.675 | 0
792.0311 | 947.65 | 387.675 | 0
792.0311 | 947.65 | 387.675 | 0
792.0311 | 947.65 | 387.675 | 0
792.0311 | 947.65 | 387.675 | 0
792.0311 | 947.65 | 387.675 | 0
792.0311 | 947.65 | 387.675 | 0
792.0311 | 947.65 | 387.675 | 0
792.0311 | 947.65 | 387.675 | 0
792.0311 | 947.65 | 387.675 | 0
792.0311 | 947.65 | 387.675 | 0
792.0311 | 947.65 | 387.675 | 0
792.0311 | 947.65 | 387.675 | 0
792.0311 | 947.65 | 387.675 | 0
792.0311 | 947.65 | 387.675 | 0
792.0311 | 947.65 | 387.675 | 0
792.0311 | 947.65 | 387.675 | 0
792.0311 | 947.65 | 387.675 | 0
792.0311 | 947.65 | 387.675 | 0
792.0311 | 947.65 | 387.675 | 0
792.0311 | 947.65 | 387.675 | 0
792.0311 | 947.65 | 387.675 | 0
792.0311 | 947.65 | 387.675 | 0
792.0311 | 947.65 | 387.675 | 0
792.0311 | 947.65 | 387.675 | 0
792.0311 | 947.65 | 387.675 | 0
792.0311 | 947.65 | 387.675 | 0
792.0311 | 947.65 | 387.675 | 0
792.0311 | 947.65 | 387.675 | 0
792.0311 | 947.65 | 387.675 | 0
792.0311 | 947.65 | 387.675 | 0
792.0311 | 947.65 | 387.675 | 0
792.0311 | 947.65 | 387.675 | 0
792.0311 | 947.65 | 387.675 | 0
792.0311 | 947.65 | 387.675 | 0
792.0311 | 947.65 | 387.675 | 0
792.0311 | 947.65 | 387.675 | 0
792.0311 | 947.65 | 387.675 | 0
792.0311 | 947.65 | 387.675 | 0
792.0311 | 947.65 | 387.675 | 0
792.0311 | 947.65 | 387.675 | 0
792.0311 | 947.65 | 387.675 | 0
792.0311 | 947.65 | 387.675 | 0
792.0311 | 947.65 | 387.675 | 0
792.0311 | 947.65 | 387.675 | 0
792.0311 | 947.65 | 387.675 | 0
792.0311 | 947.65 | 387.675 | 0
792.0311 | 947.65 | 387.675 | 0
792.0311 | 947.65 | 387.675 | 0
792.0311 | 947.65 | 387.675 | 0
792.0311 | 947.65 | 387.675 | 0
792.0311 | 947.65 | 387.675 | 0
792.0311 | 947.65 | 387.675 | 0
792.0311 | 947.65 | 387.675 | 0
792.0311 | 947.65 | 387.675 | 0
792.0311 | 947.65 | 387.675 | 0
792.0311 | 947.65 | 387.675 | 0
792.0311 | 947.65 | 387.675 | 0
792.0311 | 947.65 | 387.675 | 0
792.0311 | 947.65 | 387.675 | 0
792.0311 | 947.65 | 387.675 | 0
792.0311 | 947.65 | 387.675 | 0
792.0311 | 947.65 | 387.675 | 0
792.0311 | 947.65 | 387.675 | 0
792.0311 | 947.65 | 387.675 | 0
792.0311 | 947.65 | 387.675 | 0
792.0311 | 947.65 | 387.675 | 0
792.0311 | 947.65 | 387.675 | 0
792.0311 | 947.65 | 387.675 | 0
792.0311 | 947.65 | 387.675 | 0
792.0311 | 947.65 | 387.675 | 0
792.0311 | 947.65 | 387.675 | 0
792.0311 | 947.65 | 387.675 | 0
792.0311 | 947.65 | 387.675 | 0
792.0311 | 947.65 | 387.675 | 0
792.0311 | 947.65 | 387.675 | 0
792.0311 | 947.65 | 387.675 | 0
792.0311 | 947.65 | 387.675 | 0
792.0311 | 947.65 | 387.675 | 0
792.0311 | 947.65 | 387.675 | 0
792.0311 | 947.65 | 387.675 | 0
792.0311 | 947.65 | 387.675 | 0
792.0311 | 947.65 | 387.675 | 0
792.0311 | 947.65 | 387.675 | 0
792.0311 | 947.65 | 387.675 | 0
792.0311 | 947.65 | 387.675 | 0
792.0311 | 947.65 | 387.675 | 0
792.0311 | 947.65 | 387.675 | 0
792.0311 | 947.65 | 387.675 | 0
792.0311 | 947.65 | 387.675 | 0
792.0311 | 947.65 | 387.675 | 0
792.0311 | 947.65 | 387.675 | 0
792.0311 | 947.65 | 387.675 | 0
792.0311 | 947.65 | 387.675 | 0
792.0311 | 947.65 | 387.675 | 0
792.0311 | 947.65 | 387.675 | 0
792.0311 | 947.65 | 387.675 | 0
792.0311 | 947.65 | 387.675 | 0
792.0311 | 947.65 | 387.675 | 0
792.0311 | 947.65 | 387.675 | 0
792.0311 | 947.65 | 387.675 | 0
792.0311 | 947.65 | 387.675 | 0
792.0311 | 947.65 | 387.675 | 0
792.0311 | 947.65 | 387.675 | 0
792.0311 | 947.65 | 387.675 | 0
792.0311 | 947.65 | 387.675 | 0
792.0311 | 947.65 | 387.675 | 0
792.0311 | 947.65 | 387.675 | 0
792.0311 | 947.65 | 387.675 | 0
792.0311 | 947.65 | 387.675 | 0
792.0311 | 947.65 | 387.675 | 0
792.0311 | 947.65 | 387.675 | 0
792.0311 | 947.65 | 387.675 | 0
792.0311 | 947.65 | 387.675 | 0
792.0311 | 947.65 | 387.675 | 0
792.0311 | 947.65 | 387.675 | 0
792.0311 | 947.65 | 387.675 | 0
792.0311 | 947.65 | 387.675 | 0
792.0311 | 947.65 | 387.675 | 0
792.0311 | 947.65 | 387.675 | 0
792.0311 | 947.65 | 387.675 | 0
792.0311 | 947.65 | 387.675 | 0
792.0311 | 947.65 | 387.675 | 0
792.0311 | 947.65 | 387.675 | 0
792.0311 | 947.65 | 387.675 | 0
792.0311 | 947.65 | 387.675 | 0
792.0311 | 947.65 | 387.675 | 0
792.0311 | 947.65 | 387.675 | 0
792.0311 | 947.65 | 387.675 | 0
792.0311 | 947.65 | 387.675 | 0
792.0311 | 947.65 | 387.675 | 0
792.0311 | 947.65 | 387.675 | 0
792.0311 | 947.65 | 387.675 | 0
792.0311 | 947.65 | 387.675 | 0
792.0311 | 947.65 | 387.675 | 0
792.0311 | 947.65 | 387.675 | 0
792.0311 | 947.65 | 387.675 | 0
792.0311 | 947.65 | 387.675 | 0
792.0311 | 947.65 | 387.675 | 0
792.0311 | 947.65 | 387.675 | 0
792.0311 | 947.65 | 387.675 | 0
792.0311 | 947.65 | 387.675 | 0
792.0311 | 947.65 | 387.675 | 0
792.0311 | 947.65 | 387.675 | 0
792.0311 | 947.65 | 387.675 | 0
792.0311 | 947.65 | 387.675 | 0
792.0311 | 947.65 | 387.675 | 0
792.0311 | 947.65 | 387.675 | 0
792.0311 | 947.65 | 387.675 | 0
792.0311 | 947.65 | 387.675 | 0
792.0311 | 947.65 | 387.675 | 0
792.0311 | 947.65 | 387.675 | 0
792.0311 | 947.65 | 387.675 | 0
792.0311 | 947.65 | 387.675 | 0
792.0311 | 947.65 | 387.675 | 0
792.0311 | 947.65 | 387.675 | 0
792.0311 | 947.65 | 387.675 | 0
792.0311 | 947.65 | 387.675 | 0
792.0311 | 947.65 | 387.675 | 0
792.0311 | 947.65 | 387.675 | 0
792.0311 | 947.65 | 387.675 | 0
792.0311 | 947.65 | 387.675 | 0
792.0311 | 947.65 | 387.675 | 0
792.0311 | 947.65 | 387.675 | 0
792.0311 | 947.65 | 387.675 | 0
792.0311 | 947.65 | 387.675 | 0
792.0311 | 947.65 | 387.675 | 0
792.0311 | 947.65 | 387.675 | 0
792.0311 | 947.65 | 387.675 | 0
792.0311 | 947.65 | 387.675 | 0
792.0311 | 947.65 | 387.675 | 0
792.0311 | 947.65 | 387.675 | 0
792.0311 | 947.65 | 387.675 | 0
792.0311 | 947.65 | 387.675 | 0
792.0311 | 947.65 | 387.675 | 0
792.0311 | 947.65 | 387.675 | 0
792.0311 | 947.65 | 387.675 | 0
792.0311 | 947.65 | 387.675 | 0
792.0311 | 947.65 | 387.675 | 0
792.0311 | 947.65 | 387.675 | 0
792.0311 | 947.65 | 387.675 | 0
792.0311 | 947.65 | 387.675 | 0
792.0311 | 947.65 | 387.675 | 0
792.0311 | 947.65 | 387.675 | 0
792.0311 | 947.65 | 387.675 | 0
792.0311 | 947.65 | 387.675 | 0
792.0311 | 947.65 | 387.675 | 0
792.0311 | 947.65 | 387.675 | 0
792.0311 | 947.65 | 387.675 | 0
792.0311 | 947.65 | 387.675 | 0
792.0311 | 947.65 | 387.675 | 0
792.0311 | 947.65 | 387.675 | 0
792.0311 | 947.65 | 387.675 | 0
792.0311 | 947.65 | 387.675 | 0
792.0311 | 947.65 | 387.675 | 0
792.0311 | 947.65 | 387.675 | 0
792.0311 | 947.65 | 387.675 | 0
792.0311 | 947.65 | 387.675 | 0
792.0311 | 947.65 | 387.675 | 0
792.0311 | 947.65 | 387.675 | 0
792.0311 | 947.65 | 387.675 | 0
792.0311 | 947.65 | 387.675 | 0
792.0311 | 947.65 | 387.675 | 0
792.0311 | 947.65 | 387.675 | 0
792.0311 | 947.65 | 387.675 | 0
792.0311 | 947.65 | 387.675 | 0
792.0311 | 947.65 | 387.675 | 0
792.0311 | 947.65 | 387.675 | 0
792.0311 | 947.65 | 387.675 | 0
792.0311 | 947.65 | 387.675 | 0
792.0311 | 947.65 | 387.675 | 0
792.0311 | 947.65 | 387.675 | 0
792.0311 | 947.65 | 387.675 | 0
792.0311 | 947.65 | 387.675 | 0
792.0311 | 947.65 | 387.675 | 0
792.0311 | 947.65 | 387.675 | 0
792.0311 | 947.65 | 387.675 | 0
792.0311 | 947.65 | 387.675 | 0
792.0311 | 947.65 | 387.675 | 0
792.0311 | 947.65 | 387.675 | 0
792.0311 | 947.65 | 387.675 | 0
792.0311 | 947.65 | 387.675 | 0
792.0311 | 947.65 | 387.675 | 0
792.0311 | 947.65 | 387.675 | 0
792.0311 | 947.65 | 387.675 | 0
792.0311 | 947.65 | 387.675 | 0
792.0311 | 947.65 | 387.675 | 0
792.0311 | 947.65 | 387.675 | 0
792.0311 | 947.65 | 387.675 | 0
792.0311 | 947.65 | 387.675 | 0
792.0311 | 947.65 | 387.675 | 0
792.0311 | 947.65 | 387.675 | 0
792.0311 | 947.65 | 387.675 | 0
792.0311 | 947.65 | 387.675 | 0
792.0311 | 947.65 | 387.675 | 0
792.0311 | 947.65 | 387.675 | 0
759.2323 | 947.65 | 387.675 | 0
759.2323 | 947.65 | 387.675 | 0
759.2323 | 947.65 | 387.675 | 0
759.2323 | 947.65 | 387.675 | 0
759.2323 | 947.65 | 387.675 | 0
759.2323 | 947.65 | 387.675 | 0
759.2323 | 947.65 | 387.675 | 0
759.2323 | 947.65 | 387.675 | 0
759.2323 | 947.65 | 387.675 | 0
759.2323 | 947.65 | 387.675 | 0
759.2323 | 947.65 | 387.675 | 0
759.2323 | 947.65 | 387.675 | 0
759.2323 | 947.65 | 387.675 | 0
759.2323 | 947.65 | 387.675 | 0
759.2323 | 947.65 | 387.675 | 0
759.2323 | 947.65 | 387.675 | 0
759.2323 | 947.65 | 0 | 0
759.2323 | 947.65 | 0 | 0
759.2323 | 947.65 | 0 | 0
759.2323 | 947.65 | 0 | 0
759.2323 | 947.65 | 0 | 0
759.2323 | 947.65 | 0 | 0
759.2323 | 947.65 | 0 | 0
759.2323 | 947.65 | 0 | 0
759.2323 | 947.65 | 0 | 0
759.2323 | 947.65 | 0 | 0
759.2323 | 947.65 | 0 | 0
759.2323 | 947.65 | 0 | 0
759.2323 | 947.65 | 0 | 0
759.2323 | 947.65 | 0 | 0
759.2323 | 947.65 | 0 | 0
759.2323 | 947.65 | 0 | 0
759.2323 | 947.65 | 0 | 0
759.2323 | 947.65 | 0 | 0
759.2323 | 947.65 | 0 | 0
759.2323 | 947.65 | 0 | 0
759.2323 | 947.65 | 0 | 0
759.2323 | 947.65 | 0 | 0
759.2323 | 947.65 | 0 | 0
759.2323 | 947.65 | 0 | 0
759.2323 | 947.65 | 0 | 0
759.2323 | 947.65 | 0 | 0
759.2323 | 947.65 | 0 | 0
759.2323 | 947.65 | 0 | 0
759.2323 | 947.65 | 0 | 0
759.2323 | 947.65 | 0 | 0
759.2323 | 947.65 | 0 | 0
759.2323 | 947.65 | 0 | 0
759.2323 | 947.65 | 0 | 0
759.2323 | 947.65 | 0 | 0
759.2323 | 947.65 | 0 | 0
759.2323 | 947.65 | 0 | 0
759.2323 | 947.65 | 0 | 0
759.2323 | 947.65 | 0 | 0
759.2323 | 947.65 | 0 | 0
759.2323 | 947.65 | 0 | 0
759.2323 | 947.65 | 0 | 0
759.2323 | 947.65 | 0 | 0
759.2323 | 947.65 | 0 | 0
759.2323 | 947.65 | 0 | 0
607.3858 | 947.65 | 0 | 0
607.3858 | 947.65 | 0 | 0
607.3858 | 947.65 | 0 | 0
607.3858 | 947.65 | 0 | 0
607.3858 | 947.65 | 0 | 0
607.3858 | 947.65 | 0 | 0
607.3858 | 947.65 | 0 | 0
607.3858 | 947.65 | 0 | 0
607.3858 | 947.65 | 0 | 0
607.3858 | 947.65 | 0 | 0
607.3858 | 947.65 | 0 | 0
607.3858 | 947.65 | 0 | 0
607.3858 | 947.65 | 0 | 0
607.3858 | 947.65 | 0 | 0
607.3858 | 947.65 | 0 | 0
607.3858 | 947.65 | 0 | 0
607.3858 | 947.65 | 0 | 0
607.3858 | 947.65 | 0 | 0
607.3858 | 947.65 | 0 | 0
607.3858 | 947.65 | 0 | 0
607.3858 | 947.65 | 0 | 0
607.3858 | 947.65 | 0 | 0
607.3858 | 947.65 | 0 | 0
607.3858 | 947.65 | 0 | 0
607.3858 | 947.65 | 0 | 0
607.3858 | 947.65 | 0 | 0
607.3858 | 947.65 | 0 | 0
607.3858 | 947.65 | 0 | 0
607.3858 | 947.65 | 0 | 0
607.3858 | 947.65 | 0 | 0
607.3858 | 947.65 | 0 | 0
607.3858 | 947.65 | 0 | 0
607.3858 | 947.65 | 0 | 0
607.3858 | 947.65 | 0 | 0
607.3858 | 947.65 | 0 | 0
607.3858 | 947.65 | 0 | 0
607.3858 | 947.65 | 0 | 0
607.3858 | 947.65 | 0 | 0
607.3858 | 947.65 | 0 | 0
607.3858 | 947.65 | 0 | 0
607.3858 | 947.65 | 0 | 0
607.3858 | 947.65 | 0 | 0
607.3858 | 947.65 | 0 | 0
607.3858 | 947.65 | 0 | 0
607.3858 | 947.65 | 0 | 0
607.3858 | 947.65 | 0 | 0
607.3858 | 947.65 | 0 | 0
607.3858 | 947.65 | 0 | 0
607.3858 | 947.65 | 0 | 0
607.3858 | 947.65 | 0 | 0
607.3858 | 947.65 | 0 | 0
607.3858 | 947.65 | 0 | 0
607.3858 | 947.65 | 0 | 0
607.3858 | 947.65 | 0 | 0
607.3858 | 947.65 | 0 | 0
607.3858 | 947.65 | 0 | 0
607.3858 | 947.65 | 0 | 0
607.3858 | 947.65 | 0 | 0
607.3858 | 947.65 | 0 | 0
607.3858 | 947.65 | 0 | 0
607.3858 | 947.65 | 0 | 0
607.3858 | 947.65 | 0 | 0
607.3858 | 947.65 | 0 | 0
607.3858 | 947.65 | 0 | 0
607.3858 | 947.65 | 0 | 0
607.3858 | 947.65 | 0 | 0
607.3858 | 947.65 | 0 | 0
607.3858 | 947.65 | 0 | 0
607.3858 | 947.65 | 0 | 0
607.3858 | 947.65 | 0 | 0
607.3858 | 947.65 | 0 | 0
607.3858 | 947.65 | 0 | 0
607.3858 | 947.65 | 0 | 0
607.3858 | 947.65 | 0 | 0
607.3858 | 947.65 | 0 | 0
607.3858 | 947.65 | 0 | 0
607.3858 | 947.65 | 0 | 0
607.3858 | 947.65 | 0 | 0
607.3858 | 947.65 | 0 | 0
607.3858 | 947.65 | 0 | 0
607.3858 | 947.65 | 0 | 0
607.3858 | 947.65 | 0 | 0
607.3858 | 947.65 | 0 | 0
607.3858 | 947.65 | 0 | 0
607.3858 | 947.65 | 0 | 0
607.3858 | 947.65 | 0 | 0
607.3858 | 947.65 | 0 | 0
607.3858 | 947.65 | 0 | 0
607.3858 | 947.65 | 0 | 0
607.3858 | 947.65 | 0 | 0
607.3858 | 947.65 | 0 | 0
607.3858 | 947.65 | 0 | 0
607.3858 | 947.65 | 0 | 0
607.3858 | 947.65 | 0 | 0
607.3858 | 947.65 | 0 | 0
607.3858 | 947.65 | 0 | 0
607.3858 | 947.65 | 0 | 0
607.3858 | 947.65 | 0 | 0
607.3858 | 947.65 | 0 | 0
607.3858 | 947.65 | 0 | 0
607.3858 | 947.65 | 0 | 0
607.3858 | 947.65 | 0 | 0
607.3858 | 947.65 | 0 | 0
607.3858 | 947.65 | 0 | 0
607.3858 | 947.65 | 0 | 0
607.3858 | 947.65 | 0 | 0
607.3858 | 947.65 | 0 | 0
607.3858 | 947.65 | 0 | 0
607.3858 | 947.65 | 0 | 0
607.3858 | 947.65 | 0 | 0
607.3858 | 947.65 | 0 | 0
607.3858 | 947.65 | 0 | 0
607.3858 | 947.65 | 0 | 0
607.3858 | 947.65 | 0 | 0
607.3858 | 947.65 | 0 | 0
607.3858 | 947.65 | 0 | 0
607.3858 | 947.65 | 0 | 0
607.3858 | 947.65 | 0 | 0
607.3858 | 947.65 | 0 | 0
607.3858 | 947.65 | 0 | 0
607.3858 | 947.65 | 0 | 0
607.3858 | 947.65 | 0 | 0
607.3858 | 947.65 | 0 | 0
607.3858 | 947.65 | 0 | 0
607.3858 | 947.65 | 0 | 0
607.3858 | 947.65 | 0 | 0
607.3858 | 947.65 | 0 | 0
607.3858 | 947.65 | 0 | 0
607.3858 | 947.65 | 0 | 0
607.3858 | 947.65 | 0 | 0
607.3858 | 947.65 | 0 | 0
607.3858 | 947.65 | 0 | 0
607.3858 | 947.65 | 0 | 0
607.3858 | 947.65 | 0 | 0
607.3858 | 947.65 | 0 | 0
607.3858 | 947.65 | 0 | 0
607.3858 | 947.65 | 0 | 0
607.3858 | 947.65 | 0 | 0
607.3858 | 947.65 | 0 | 0
607.3858 | 947.65 | 0 | 0
607.3858 | 947.65 | 0 | 0
607.3858 | 947.65 | 0 | 0
607.3858 | 947.65 | 0 | 0
607.3858 | 947.65 | 0 | 0
607.3858 | 947.65 | 0 | 0
607.3858 | 947.65 | 0 | 0
607.3858 | 947.65 | 0 | 0
607.3858 | 947.65 | 0 | 0
607.3858 | 947.65 | 0 | 0
607.3858 | 947.65 | 0 | 0
607.3858 | 947.65 | 0 | 0
607.3858 | 947.65 | 0 | 0
607.3858 | 947.65 | 0 | 0
607.3858 | 947.65 | 0 | 0
607.3858 | 947.65 | 0 | 0
607.3858 | 947.65 | 0 | 0
607.3858 | 947.65 | 0 | 0
607.3858 | 947.65 | 0 | 0
607.3858 | 947.65 | 0 | 0
607.3858 | 947.65 | 0 | 0
607.3858 | 947.65 | 0 | 0
607.3858 | 947.65 | 0 | 0
607.3858 | 947.65 | 0 | 0
607.3858 | 947.65 | 0 | 0
607.3858 | 947.65 | 0 | 0
607.3858 | 947.65 | 0 | 0
607.3858 | 947.65 | 0 | 0
607.3858 | 947.65 | 0 | 0
607.3858 | 947.65 | 0 | 0
607.3858 | 947.65 | 0 | 0
607.3858 | 947.65 | 0 | 0
607.3858 | 947.65 | 0 | 0
607.3858 | 947.65 | 0 | 0
607.3858 | 947.65 | 0 | 0
607.3858 | 947.65 | 0 | 0
607.3858 | 947.65 | 0 | 0
607.3858 | 947.65 | 0 | 0
607.3858 | 947.65 | 0 | 0
607.3858 | 947.65 | 0 | 0
607.3858 | 947.65 | 0 | 0
607.3858 | 947.65 | 0 | 0
607.3858 | 947.65 | 0 | 0
607.3858 | 947.65 | 0 | 0
607.3858 | 947.65 | 0 | 0
607.3858 | 947.65 | 0 | 0
607.3858 | 947.65 | 0 | 0
607.3858 | 947.65 | 0 | 0
607.3858 | 947.65 | 0 | 0
607.3858 | 947.65 | 0 | 0
607.3858 | 947.65 | 0 | 0
607.3858 | 947.65 | 0 | 0
607.3858 | 947.65 | 0 | 0
607.3858 | 947.65 | 0 | 0
607.3858 | 947.65 | 0 | 0
607.3858 | 947.65 | 0 | 0
607.3858 | 947.65 | 0 | 0
607.3858 | 947.65 | 0 | 0
607.3858 | 947.65 | 0 | 0
607.3858 | 947.65 | 0 | 0
607.3858 | 947.65 | 0 | 0
607.3858 | 947.65 | 0 | 0
607.3858 | 947.65 | 0 | 0
607.3858 | 947.65 | 0 | 0
607.3858 | 947.65 | 0 | 0
607.3858 | 947.65 | 0 | 0
607.3858 | 947.65 | 0 | 0
607.3858 | 947.65 | 0 | 0
607.3858 | 947.65 | 0 | 0
607.3858 | 947.65 | 0 | 0
607.3858 | 947.65 | 0 | 0
413.0224 | 947.65 | 0 | 0
413.0224 | 947.65 | 0 | 0
413.0224 | 947.65 | 0 | 0
413.0224 | 947.65 | 0 | 0
413.0224 | 947.65 | 0 | 0
413.0224 | 947.65 | 0 | 0
413.0224 | 947.65 | 0 | 0
413.0224 | 947.65 | 0 | 0
413.0224 | 947.65 | 0 | 0
413.0224 | 947.65 | 0 | 0
413.0224 | 947.65 | 0 | 0
413.0224 | 947.65 | 0 | 0
413.0224 | 947.65 | 0 | 0
413.0224 | 947.65 | 0 | 0
413.0224 | 947.65 | 0 | 0
413.0224 | 947.65 | 0 | 0
413.0224 | 947.65 | 0 | 0
413.0224 | 947.65 | 0 | 0
413.0224 | 947.65 | 0 | 0
413.0224 | 947.65 | 0 | 0
413.0224 | 947.65 | 0 | 0
413.0224 | 947.65 | 0 | 0
413.0224 | 947.65 | 0 | 0
413.0224 | 947.65 | 0 | 0
413.0224 | 947.65 | 0 | 0
413.0224 | 947.65 | 0 | 0
413.0224 | 947.65 | 0 | 0
413.0224 | 947.65 | 0 | 0
413.0224 | 947.65 | 0 | 0
413.0224 | 947.65 | 0 | 0
413.0224 | 947.65 | 0 | 0
413.0224 | 947.65 | 0 | 0
413.0224 | 947.65 | 0 | 0
413.0224 | 947.65 | 0 | 0
413.0224 | 947.65 | 0 | 0
413.0224 | 947.65 | 0 | 0
413.0224 | 947.65 | 0 | 0
413.0224 | 947.65 | 0 | 0
413.0224 | 947.65 | 0 | 0
413.0224 | 947.65 | 0 | 0
413.0224 | 947.65 | 0 | 0
413.0224 | 947.65 | 0 | 0
413.0224 | 947.65 | 0 | 0
413.0224 | 947.65 | 0 | 0
413.0224 | 0 | 0 | 0
413.0224 | 0 | 0 | 0
413.0224 | 0 | 0 | 0
413.0224 | 0 | 0 | 0
413.0224 | 0 | 0 | 0
413.0224 | 0 | 0 | 0
413.0224 | 0 | 0 | 0
413.0224 | 0 | 0 | 0
413.0224 | 0 | 0 | 0
413.0224 | 0 | 0 | 0
413.0224 | 0 | 0 | 0
413.0224 | 0 | 0 | 0
413.0224 | 0 | 0 | 0
413.0224 | 0 | 0 | 0
413.0224 | 0 | 0 | 0
413.0224 | 0 | 0 | 0
413.0224 | 0 | 0 | 0
413.0224 | 0 | 0 | 0
413.0224 | 0 | 0 | 0
413.0224 | 0 | 0 | 0
413.0224 | 0 | 0 | 0
413.0224 | 0 | 0 | 0
413.0224 | 0 | 0 | 0
413.0224 | 0 | 0 | 0
413.0224 | 0 | 0 | 0
413.0224 | 0 | 0 | 0
413.0224 | 0 | 0 | 0
413.0224 | 0 | 0 | 0
413.0224 | 0 | 0 | 0
413.0224 | 0 | 0 | 0
413.0224 | 0 | 0 | 0
413.0224 | 0 | 0 | 0
413.0224 | 0 | 0 | 0
413.0224 | 0 | 0 | 0
413.0224 | 0 | 0 | 0
413.0224 | 0 | 0 | 0
413.0224 | 0 | 0 | 0
413.0224 | 0 | 0 | 0
413.0224 | 0 | 0 | 0
413.0224 | 0 | 0 | 0
413.0224 | 0 | 0 | 0
413.0224 | 0 | 0 | 0
413.0224 | 0 | 0 | 0
413.0224 | 0 | 0 | 0
413.0224 | 0 | 0 | 0
413.0224 | 0 | 0 | 0
413.0224 | 0 | 0 | 0
413.0224 | 0 | 0 | 0
413.0224 | 0 | 0 | 0
413.0224 | 0 | 0 | 0
413.0224 | 0 | 0 | 0
413.0224 | 0 | 0 | 0
413.0224 | 0 | 0 | 0
413.0224 | 0 | 0 | 0
413.0224 | 0 | 0 | 0
413.0224 | 0 | 0 | 0
413.0224 | 0 | 0 | 0
413.0224 | 0 | 0 | 0
413.0224 | 0 | 0 | 0
413.0224 | 0 | 0 | 0
413.0224 | 0 | 0 | 0
413.0224 | 0 | 0 | 0
413.0224 | 0 | 0 | 0
413.0224 | 0 | 0 | 0
413.0224 | 0 | 0 | 0
413.0224 | 0 | 0 | 0
413.0224 | 0 | 0 | 0
413.0224 | 0 | 0 | 0
413.0224 | 0 | 0 | 0
413.0224 | 0 | 0 | 0
413.0224 | 0 | 0 | 0
413.0224 | 0 | 0 | 0
413.0224 | 0 | 0 | 0
413.0224 | 0 | 0 | 0
413.0224 | 0 | 0 | 0
413.0224 | 0 | 0 | 0
413.0224 | 0 | 0 | 0
413.0224 | 0 | 0 | 0
413.0224 | 0 | 0 | 0
413.0224 | 0 | 0 | 0
413.0224 | 0 | 0 | 0
413.0224 | 0 | 0 | 0
413.0224 | 0 | 0 | 0
413.0224 | 0 | 0 | 0
413.0224 | 0 | 0 | 0
413.0224 | 0 | 0 | 0
413.0224 | 0 | 0 | 0
413.0224 | 0 | 0 | 0
413.0224 | 0 | 0 | 0
413.0224 | 0 | 0 | 0
413.0224 | 0 | 0 | 0
413.0224 | 0 | 0 | 0
413.0224 | 0 | 0 | 0
413.0224 | 0 | 0 | 0
413.0224 | 0 | 0 | 0
413.0224 | 0 | 0 | 0
413.0224 | 0 | 0 | 0
413.0224 | 0 | 0 | 0
413.0224 | 0 | 0 | 0
413.0224 | 0 | 0 | 0
413.0224 | 0 | 0 | 0
413.0224 | 0 | 0 | 0
413.0224 | 0 | 0 | 0
413.0224 | 0 | 0 | 0
413.0224 | 0 | 0 | 0
413.0224 | 0 | 0 | 0
413.0224 | 0 | 0 | 0
413.0224 | 0 | 0 | 0
413.0224 | 0 | 0 | 0
413.0224 | 0 | 0 | 0
413.0224 | 0 | 0 | 0
413.0224 | 0 | 0 | 0
413.0224 | 0 | 0 | 0
413.0224 | 0 | 0 | 0
413.0224 | 0 | 0 | 0
413.0224 | 0 | 0 | 0
413.0224 | 0 | 0 | 0
413.0224 | 0 | 0 | 0
413.0224 | 0 | 0 | 0
413.0224 | 0 | 0 | 0
413.0224 | 0 | 0 | 0
413.0224 | 0 | 0 | 0
413.0224 | 0 | 0 | 0
413.0224 | 0 | 0 | 0
413.0224 | 0 | 0 | 0
413.0224 | 0 | 0 | 0
413.0224 | 0 | 0 | 0
413.0224 | 0 | 0 | 0
413.0224 | 0 | 0 | 0
413.0224 | 0 | 0 | 0
413.0224 | 0 | 0 | 0
413.0224 | 0 | 0 | 0
413.0224 | 0 | 0 | 0
413.0224 | 0 | 0 | 0
413.0224 | 0 | 0 | 0
413.0224 | 0 | 0 | 0
413.0224 | 0 | 0 | 0
413.0224 | 0 | 0 | 0
413.0224 | 0 | 0 | 0
413.0224 | 0 | 0 | 0
413.0224 | 0 | 0 | 0
413.0224 | 0 | 0 | 0
413.0224 | 0 | 0 | 0
413.0224 | 0 | 0 | 0
413.0224 | 0 | 0 | 0
413.0224 | 0 | 0 | 0
413.0224 | 0 | 0 | 0
413.0224 | 0 | 0 | 0
413.0224 | 0 | 0 | 0
413.0224 | 0 | 0 | 0
413.0224 | 0 | 0 | 0
413.0224 | 0 | 0 | 0
413.0224 | 0 | 0 | 0
413.0224 | 0 | 0 | 0
413.0224 | 0 | 0 | 0
413.0224 | 0 | 0 | 0
413.0224 | 0 | 0 | 0
413.0224 | 0 | 0 | 0
413.0224 | 0 | 0 | 0
413.0224 | 0 | 0 | 0
413.0224 | 0 | 0 | 0
413.0224 | 0 | 0 | 0
413.0224 | 0 | 0 | 0
413.0224 | 0 | 0 | 0
413.0224 | 0 | 0 | 0
413.0224 | 0 | 0 | 0
121.4772 | 0 | 0 | 0
121.4772 | 0 | 0 | 0
121.4772 | 0 | 0 | 0
121.4772 | 0 | 0 | 0
121.4772 | 0 | 0 | 0
121.4772 | 0 | 0 | 0
121.4772 | 0 | 0 | 0
121.4772 | 0 | 0 | 0
121.4772 | 0 | 0 | 0
121.4772 | 0 | 0 | 0
121.4772 | 0 | 0 | 0
121.4772 | 0 | 0 | 0
121.4772 | 0 | 0 | 0
121.4772 | 0 | 0 | 0
121.4772 | 0 | 0 | 0
121.4772 | 0 | 0 | 0
121.4772 | 0 | 0 | 0
121.4772 | 0 | 0 | 0
121.4772 | 0 | 0 | 0
121.4772 | 0 | 0 | 0
121.4772 | 0 | 0 | 0
121.4772 | 0 | 0 | 0
121.4772 | 0 | 0 | 0
121.4772 | 0 | 0 | 0
121.4772 | 0 | 0 | 0
121.4772 | 0 | 0 | 0
121.4772 | 0 | 0 | 0
121.4772 | 0 | 0 | 0
121.4772 | 0 | 0 | 0
121.4772 | 0 | 0 | 0
121.4772 | 0 | 0 | 0
121.4772 | 0 | 0 | 0
121.4772 | 0 | 0 | 0
121.4772 | 0 | 0 | 0
121.4772 | 0 | 0 | 0
121.4772 | 0 | 0 | 0
121.4772 | 0 | 0 | 0
121.4772 | 0 | 0 | 0
121.4772 | 0 | 0 | 0
121.4772 | 0 | 0 | 0
121.4772 | 0 | 0 | 0
121.4772 | 0 | 0 | 0
121.4772 | 0 | 0 | 0
121.4772 | 0 | 0 | 0
121.4772 | 0 | 0 | 0
121.4772 | 0 | 0 | 0
121.4772 | 0 | 0 | 0
121.4772 | 0 | 0 | 0
121.4772 | 0 | 0 | 0
121.4772 | 0 | 0 | 0
121.4772 | 0 | 0 | 0
121.4772 | 0 | 0 | 0
121.4772 | 0 | 0 | 0
121.4772 | 0 | 0 | 0
121.4772 | 0 | 0 | 0
121.4772 | 0 | 0 | 0
121.4772 | 0 | 0 | 0
121.4772 | 0 | 0 | 0
121.4772 | 0 | 0 | 0
121.4772 | 0 | 0 | 0
121.4772 | 0 | 0 | 0
121.4772 | 0 | 0 | 0
121.4772 | 0 | 0 | 0
121.4772 | 0 | 0 | 0
121.4772 | 0 | 0 | 0
121.4772 | 0 | 0 | 0
121.4772 | 0 | 0 | 0
121.4772 | 0 | 0 | 0
121.4772 | 0 | 0 | 0
121.4772 | 0 | 0 | 0
121.4772 | 0 | 0 | 0
121.4772 | 0 | 0 | 0
121.4772 | 0 | 0 | 0
121.4772 | 0 | 0 | 0
121.4772 | 0 | 0 | 0
121.4772 | 0 | 0 | 0
121.4772 | 0 | 0 | 0
121.4772 | 0 | 0 | 0
121.4772 | 0 | 0 | 0
121.4772 | 0 | 0 | 0
121.4772 | 0 | 0 | 0
121.4772 | 0 | 0 | 0
121.4772 | 0 | 0 | 0
121.4772 | 0 | 0 | 0
121.4772 | 0 | 0 | 0
121.4772 | 0 | 0 | 0
121.4772 | 0 | 0 | 0
121.4772 | 0 | 0 | 0
121.4772 | 0 | 0 | 0
121.4772 | 0 | 0 | 0
121.4772 | 0 | 0 | 0
121.4772 | 0 | 0 | 0
121.4772 | 0 | 0 | 0
121.4772 | 0 | 0 | 0
121.4772 | 0 | 0 | 0
121.4772 | 0 | 0 | 0
121.4772 | 0 | 0 | 0
121.4772 | 0 | 0 | 0
121.4772 | 0 | 0 | 0
121.4772 | 0 | 0 | 0
121.4772 | 0 | 0 | 0
121.4772 | 0 | 0 | 0
121.4772 | 0 | 0 | 0
121.4772 | 0 | 0 | 0
121.4772 | 0 | 0 | 0
121.4772 | 0 | 0 | 0
121.4772 | 0 | 0 | 0
121.4772 | 0 | 0 | 0
121.4772 | 0 | 0 | 0
121.4772 | 0 | 0 | 0
121.4772 | 0 | 0 | 0
121.4772 | 0 | 0 | 0
121.4772 | 0 | 0 | 0
121.4772 | 0 | 0 | 0
121.4772 | 0 | 0 | 0
121.4772 | 0 | 0 | 0
121.4772 | 0 | 0 | 0
121.4772 | 0 | 0 | 0
121.4772 | 0 | 0 | 0
121.4772 | 0 | 0 | 0
121.4772 | 0 | 0 | 0
121.4772 | 0 | 0 | 0
121.4772 | 0 | 0 | 0
121.4772 | 0 | 0 | 0
121.4772 | 0 | 0 | 0
121.4772 | 0 | 0 | 0
121.4772 | 0 | 0 | 0
121.4772 | 0 | 0 | 0
121.4772 | 0 | 0 | 0
121.4772 | 0 | 0 | 0
121.4772 | 0 | 0 | 0
121.4772 | 0 | 0 | 0
121.4772 | 0 | 0 | 0
121.4772 | 0 | 0 | 0
121.4772 | 0 | 0 | 0
121.4772 | 0 | 0 | 0
121.4772 | 0 | 0 | 0
121.4772 | 0 | 0 | 0
121.4772 | 0 | 0 | 0
121.4772 | 0 | 0 | 0
121.4772 | 0 | 0 | 0
121.4772 | 0 | 0 | 0
121.4772 | 0 | 0 | 0
121.4772 | 0 | 0 | 0
121.4772 | 0 | 0 | 0
121.4772 | 0 | 0 | 0
121.4772 | 0 | 0 | 0
121.4772 | 0 | 0 | 0
121.4772 | 0 | 0 | 0
121.4772 | 0 | 0 | 0
121.4772 | 0 | 0 | 0
121.4772 | 0 | 0 | 0
121.4772 | 0 | 0 | 0
121.4772 | 0 | 0 | 0
121.4772 | 0 | 0 | 0
121.4772 | 0 | 0 | 0
121.4772 | 0 | 0 | 0
121.4772 | 0 | 0 | 0
121.4772 | 0 | 0 | 0
121.4772 | 0 | 0 | 0
121.4772 | 0 | 0 | 0
121.4772 | 0 | 0 | 0
121.4772 | 0 | 0 | 0
121.4772 | 0 | 0 | 0
121.4772 | 0 | 0 | 0
121.4772 | 0 | 0 | 0
121.4772 | 0 | 0 | 0
121.4772 | 0 | 0 | 0
121.4772 | 0 | 0 | 0
121.4772 | 0 | 0 | 0
121.4772 | 0 | 0 | 0
121.4772 | 0 | 0 | 0
121.4772 | 0 | 0 | 0
121.4772 | 0 | 0 | 0
121.4772 | 0 | 0 | 0
121.4772 | 0 | 0 | 0
121.4772 | 0 | 0 | 0
121.4772 | 0 | 0 | 0
121.4772 | 0 | 0 | 0
121.4772 | 0 | 0 | 0
121.4772 | 0 | 0 | 0
121.4772 | 0 | 0 | 0
121.4772 | 0 | 0 | 0
121.4772 | 0 | 0 | 0
121.4772 | 0 | 0 | 0
121.4772 | 0 | 0 | 0
121.4772 | 0 | 0 | 0
121.4772 | 0 | 0 | 0
121.4772 | 0 | 0 | 0
121.4772 | 0 | 0 | 0
121.4772 | 0 | 0 | 0
121.4772 | 0 | 0 | 0
121.4772 | 0 | 0 | 0
121.4772 | 0 | 0 | 0
121.4772 | 0 | 0 | 0
121.4772 | 0 | 0 | 0
121.4772 | 0 | 0 | 0
121.4772 | 0 | 0 | 0
121.4772 | 0 | 0 | 0
121.4772 | 0 | 0 | 0
121.4772 | 0 | 0 | 0
121.4772 | 0 | 0 | 0
121.4772 | 0 | 0 | 0
121.4772 | 0 | 0 | 0
121.4772 | 0 | 0 | 0
121.4772 | 0 | 0 | 0
121.4772 | 0 | 0 | 0
121.4772 | 0 | 0 | 0
121.4772 | 0 | 0 | 0
121.4772 | 0 | 0 | 0
121.4772 | 0 | 0 | 0
121.4772 | 0 | 0 | 0
121.4772 | 0 | 0 | 0
121.4772 | 0 | 0 | 0
121.4772 | 0 | 0 | 0
121.4772 | 0 | 0 | 0
121.4772 | 0 | 0 | 0
121.4772 | 0 | 0 | 0
121.4772 | 0 | 0 | 0
121.4772 | 0 | 0 | 0
121.4772 | 0 | 0 | 0
121.4772 | 0 | 0 | 0
121.4772 | 0 | 0 | 0
121.4772 | 0 | 0 | 0
121.4772 | 0 | 0 | 0
121.4772 | 0 | 0 | 0
121.4772 | 0 | 0 | 0
121.4772 | 0 | 0 | 0
121.4772 | 0 | 0 | 0
121.4772 | 0 | 0 | 0
121.4772 | 0 | 0 | 0
121.4772 | 0 | 0 | 0
121.4772 | 0 | 0 | 0
121.4772 | 0 | 0 | 0
121.4772 | 0 | 0 | 0
121.4772 | 0 | 0 | 0
121.4772 | 0 | 0 | 0
121.4772 | 0 | 0 | 0
121.4772 | 0 | 0 | 0
121.4772 | 0 | 0 | 0
121.4772 | 0 | 0 | 0
121.4772 | 0 | 0 | 0
121.4772 | 0 | 0 | 0
121.4772 | 0 | 0 | 0
121.4772 | 0 | 0 | 0
121.4772 | 0 | 0 | 0
121.4772 | 0 | 0 | 0
121.4772 | 0 | 0 | 0
121.4772 | 0 | 0 | 0
121.4772 | 0 | 0 | 0
121.4772 | 0 | 0 | 0
121.4772 | 0 | 0 | 0
121.4772 | 0 | 0 | 0
121.4772 | 0 | 0 | 0
121.4772 | 0 | 0 | 0
121.4772 | 0 | 0 | 0
121.4772 | 0 | 0 | 0
121.4772 | 0 | 0 | 0
121.4772 | 0 | 0 | 0
121.4772 | 0 | 0 | 0
121.4772 | 0 | 0 | 0
121.4772 | 0 | 0 | 0
121.4772 | 0 | 0 | 0
121.4772 | 0 | 0 | 0
121.4772 | 0 | 0 | 0
121.4772 | 0 | 0 | 0
121.4772 | 0 | 0 | 0
121.4772 | 0 | 0 | 0
121.4772 | 0 | 0 | 0
121.4772 | 0 | 0 | 0
121.4772 | 0 | 0 | 0
121.4772 | 0 | 0 | 0
121.4772 | 0 | 0 | 0
121.4772 | 0 | 0 | 0
121.4772 | 0 | 0 | 0
121.4772 | 0 | 0 | 0
121.4772 | 0 | 0 | 0
121.4772 | 0 | 0 | 0
121.4772 | 0 | 0 | 0
121.4772 | 0 | 0 | 0
121.4772 | 0 | 0 | 0
121.4772 | 0 | 0 | 0
121.4772 | 0 | 0 | 0
121.4772 | 0 | 0 | 0
121.4772 | 0 | 0 | 0
121.4772 | 0 | 0 | 0
121.4772 | 0 | 0 | 0
121.4772 | 0 | 0 | 0
121.4772 | 0 | 0 | 0
121.4772 | 0 | 0 | 0
121.4772 | 0 | 0 | 0
121.4772 | 0 | 0 | 0
121.4772 | 0 | 0 | 0
121.4772 | 0 | 0 | 0
121.4772 | 0 | 0 | 0
121.4772 | 0 | 0 | 0
121.4772 | 0 | 0 | 0
121.4772 | 0 | 0 | 0
121.4772 | 0 | 0 | 0
121.4772 | 0 | 0 | 0
121.4772 | 0 | 0 | 0
121.4772 | 0 | 0 | 0
121.4772 | 0 | 0 | 0
121.4772 | 0 | 0 | 0
121.4772 | 0 | 0 | 0
121.4772 | 0 | 0 | 0
121.4772 | 0 | 0 | 0
121.4772 | 0 | 0 | 0
121.4772 | 0 | 0 | 0
121.4772 | 0 | 0 | 0
121.4772 | 0 | 0 | 0
121.4772 | 0 | 0 | 0
121.4772 | 0 | 0 | 0
121.4772 | 0 | 0 | 0
121.4772 | 0 | 0 | 0
121.4772 | 0 | 0 | 0
121.4772 | 0 | 0 | 0
121.4772 | 0 | 0 | 0
121.4772 | 0 | 0 | 0
121.4772 | 0 | 0 | 0
121.4772 | 0 | 0 | 0
121.4772 | 0 | 0 | 0
121.4772 | 0 | 0 | 0
121.4772 | 0 | 0 | 0
121.4772 | 0 | 0 | 0
121.4772 | 0 | 0 | 0
121.4772 | 0 | 0 | 0
121.4772 | 0 | 0 | 0
121.4772 | 0 | 0 | 0
121.4772 | 0 | 0 | 0
121.4772 | 0 | 0 | 0
121.4772 | 0 | 0 | 0
121.4772 | 0 | 0 | 0
121.4772 | 0 | 0 | 0
121.4772 | 0 | 0 | 0
121.4772 | 0 | 0 | 0
121.4772 | 0 | 0 | 0
121.4772 | 0 | 0 | 0
121.4772 | 0 | 0 | 0
121.4772 | 0 | 0 | 0
121.4772 | 0 | 0 | 0
121.4772 | 0 | 0 | 0
121.4772 | 0 | 0 | 0
121.4772 | 0 | 0 | 0
121.4772 | 0 | 0 | 0
121.4772 | 0 | 0 | 0
121.4772 | 0 | 0 | 0
121.4772 | 0 | 0 | 0
121.4772 | 0 | 0 | 0
121.4772 | 0 | 0 | 0
121.4772 | 0 | 0 | 0
121.4772 | 0 | 0 | 0
121.4772 | 0 | 0 | 0
121.4772 | 0 | 0 | 0
121.4772 | 0 | 0 | 0
121.4772 | 0 | 0 | 0
121.4772 | 0 | 0 | 0
121.4772 | 0 | 0 | 0
121.4772 | 0 | 0 | 0
121.4772 | 0 | 0 | 0
121.4772 | 0 | 0 | 0
121.4772 | 0 | 0 | 0
121.4772 | 0 | 0 | 0
121.4772 | 0 | 0 | 0
121.4772 | 0 | 0 | 0
121.4772 | 0 | 0 | 0
121.4772 | 0 | 0 | 0
121.4772 | 0 | 0 | 0
121.4772 | 0 | 0 | 0
121.4772 | 0 | 0 | 0
121.4772 | 0 | 0 | 0
121.4772 | 0 | 0 | 0
121.4772 | 0 | 0 | 0
121.4772 | 0 | 0 | 0
121.4772 | 0 | 0 | 0
121.4772 | 0 | 0 | 0
121.4772 | 0 | 0 | 0
121.4772 | 0 | 0 | 0
121.4772 | 0 | 0 | 0
121.4772 | 0 | 0 | 0
121.4772 | 0 | 0 | 0
121.4772 | 0 | 0 | 0
121.4772 | 0 | 0 | 0
121.4772 | 0 | 0 | 0
121.4772 | 0 | 0 | 0
121.4772 | 0 | 0 | 0
121.4772 | 0 | 0 | 0
121.4772 | 0 | 0 | 0
121.4772 | 0 | 0 | 0
121.4772 | 0 | 0 | 0
121.4772 | 0 | 0 | 0
121.4772 | 0 | 0 | 0
121.4772 | 0 | 0 | 0
121.4772 | 0 | 0 | 0
121.4772 | 0 | 0 | 0
121.4772 | 0 | 0 | 0
121.4772 | 0 | 0 | 0
121.4772 | 0 | 0 | 0
121.4772 | 0 | 0 | 0
121.4772 | 0 | 0 | 0
121.4772 | 0 | 0 | 0
121.4772 | 0 | 0 | 0
121.4772 | 0 | 0 | 0
121.4772 | 0 | 0 | 0
121.4772 | 0 | 0 | 0
121.4772 | 0 | 0 | 0
121.4772 | 0 | 0 | 0
121.4772 | 0 | 0 | 0
121.4772 | 0 | 0 | 0
121.4772 | 0 | 0 | 0
121.4772 | 0 | 0 | 0
121.4772 | 0 | 0 | 0
121.4772 | 0 | 0 | 0
121.4772 | 0 | 0 | 0
121.4772 | 0 | 0 | 0
121.4772 | 0 | 0 | 0
121.4772 | 0 | 0 | 0
121.4772 | 0 | 0 | 0
121.4772 | 0 | 0 | 0
121.4772 | 0 | 0 | 0
121.4772 | 0 | 0 | 0
121.4772 | 0 | 0 | 0
121.4772 | 0 | 0 | 0
121.4772 | 0 | 0 | 0
121.4772 | 0 | 0 | 0
121.4772 | 0 | 0 | 0
121.4772 | 0 | 0 | 0
121.4772 | 0 | 0 | 0
121.4772 | 0 | 0 | 0
121.4772 | 0 | 0 | 0
121.4772 | 0 | 0 | 0
121.4772 | 0 | 0 | 0
121.4772 | 0 | 0 | 0
121.4772 | 0 | 0 | 0
121.4772 | 0 | 0 | 0
121.4772 | 0 | 0 | 0
121.4772 | 0 | 0 | 0
121.4772 | 0 | 0 | 0
121.4772 | 0 | 0 | 0
121.4772 | 0 | 0 | 0
121.4772 | 0 | 0 | 0
121.4772 | 0 | 0 | 0
121.4772 | 0 | 0 | 0
121.4772 | 0 | 0 | 0
121.4772 | 0 | 0 | 0
121.4772 | 0 | 0 | 0
121.4772 | 0 | 0 | 0
121.4772 | 0 | 0 | 0
121.4772 | 0 | 0 | 0
121.4772 | 0 | 0 | 0
121.4772 | 0 | 0 | 0
121.4772 | 0 | 0 | 0
121.4772 | 0 | 0 | 0
121.4772 | 0 | 0 | 0
121.4772 | 0 | 0 | 0
121.4772 | 0 | 0 | 0
121.4772 | 0 | 0 | 0
121.4772 | 0 | 0 | 0
121.4772 | 0 | 0 | 0
121.4772 | 0 | 0 | 0
121.4772 | 0 | 0 | 0
121.4772 | 0 | 0 | 0
121.4772 | 0 | 0 | 0
121.4772 | 0 | 0 | 0
121.4772 | 0 | 0 | 0
121.4772 | 0 | 0 | 0
121.4772 | 0 | 0 | 0
121.4772 | 0 | 0 | 0
121.4772 | 0 | 0 | 0
121.4772 | 0 | 0 | 0
121.4772 | 0 | 0 | 0
121.4772 | 0 | 0 | 0
121.4772 | 0 | 0 | 0
121.4772 | 0 | 0 | 0
121.4772 | 0 | 0 | 0
121.4772 | 0 | 0 | 0
121.4772 | 0 | 0 | 0
121.4772 | 0 | 0 | 0
121.4772 | 0 | 0 | 0
121.4772 | 0 | 0 | 0
121.4772 | 0 | 0 | 0
121.4772 | 0 | 0 | 0
121.4772 | 0 | 0 | 0
121.4772 | 0 | 0 | 0
121.4772 | 0 | 0 | 0
121.4772 | 0 | 0 | 0
121.4772 | 0 | 0 | 0
121.4772 | 0 | 0 | 0
121.4772 | 0 | 0 | 0
121.4772 | 0 | 0 | 0
121.4772 | 0 | 0 | 0
121.4772 | 0 | 0 | 0
121.4772 | 0 | 0 | 0
121.4772 | 0 | 0 | 0
121.4772 | 0 | 0 | 0
121.4772 | 0 | 0 | 0
121.4772 | 0 | 0 | 0
121.4772 | 0 | 0 | 0
121.4772 | 0 | 0 | 0
121.4772 | 0 | 0 | 0
121.4772 | 0 | 0 | 0
121.4772 | 0 | 0 | 0
121.4772 | 0 | 0 | 0
121.4772 | 0 | 0 | 0
121.4772 | 0 | 0 | 0
121.4772 | 0 | 0 | 0
121.4772 | 0 | 0 | 0
121.4772 | 0 | 0 | 0
121.4772 | 0 | 0 | 0
121.4772 | 0 | 0 | 0
121.4772 | 0 | 0 | 0
121.4772 | 0 | 0 | 0
121.4772 | 0 | 0 | 0
121.4772 | 0 | 0 | 0
121.4772 | 0 | 0 | 0
121.4772 | 0 | 0 | 0
121.4772 | 0 | 0 | 0
121.4772 | 0 | 0 | 0
121.4772 | 0 | 0 | 0
121.4772 | 0 | 0 | 0
121.4772 | 0 | 0 | 0
121.4772 | 0 | 0 | 0
121.4772 | 0 | 0 | 0
121.4772 | 0 | 0 | 0
121.4772 | 0 | 0 | 0
121.4772 | 0 | 0 | 0
121.4772 | 0 | 0 | 0
121.4772 | 0 | 0 | 0
121.4772 | 0 | 0 | 0
121.4772 | 0 | 0 | 0
121.4772 | 0 | 0 | 0
121.4772 | 0 | 0 | 0
121.4772 | 0 | 0 | 0
121.4772 | 0 | 0 | 0
121.4772 | 0 | 0 | 0
121.4772 | 0 | 0 | 0
121.4772 | 0 | 0 | 0
121.4772 | 0 | 0 | 0
121.4772 | 0 | 0 | 0
121.4772 | 0 | 0 | 0
121.4772 | 0 | 0 | 0
121.4772 | 0 | 0 | 0
121.4772 | 0 | 0 | 0
121.4772 | 0 | 0 | 0
121.4772 | 0 | 0 | 0
121.4772 | 0 | 0 | 0
121.4772 | 0 | 0 | 0
121.4772 | 0 | 0 | 0
121.4772 | 0 | 0 | 0
121.4772 | 0 | 0 | 0
121.4772 | 0 | 0 | 0
121.4772 | 0 | 0 | 0
121.4772 | 0 | 0 | 0
121.4772 | 0 | 0 | 0
121.4772 | 0 | 0 | 0
121.4772 | 0 | 0 | 0
121.4772 | 0 | 0 | 0
121.4772 | 0 | 0 | 0
121.4772 | 0 | 0 | 0
121.4772 | 0 | 0 | 0
121.4772 | 0 | 0 | 0
121.4772 | 0 | 0 | 0
121.4772 | 0 | 0 | 0
121.4772 | 0 | 0 | 0
121.4772 | 0 | 0 | 0
121.4772 | 0 | 0 | 0
121.4772 | 0 | 0 | 0
121.4772 | 0 | 0 | 0
121.4772 | 0 | 0 | 0
121.4772 | 0 | 0 | 0
121.4772 | 0 | 0 | 0
121.4772 | 0 | 0 | 0
121.4772 | 0 | 0 | 0
121.4772 | 0 | 0 | 0
121.4772 | 0 | 0 | 0
121.4772 | 0 | 0 | 0
121.4772 | 0 | 0 | 0
121.4772 | 0 | 0 | 0
121.4772 | 0 | 0 | 0
121.4772 | 0 | 0 | 0
121.4772 | 0 | 0 | 0
121.4772 | 0 | 0 | 0
121.4772 | 0 | 0 | 0
121.4772 | 0 | 0 | 0
121.4772 | 0 | 0 | 0
121.4772 | 0 | 0 | 0
121.4772 | 0 | 0 | 0
121.4772 | 0 | 0 | 0
121.4772 | 0 | 0 | 0
121.4772 | 0 | 0 | 0
121.4772 | 0 | 0 | 0
121.4772 | 0 | 0 | 0
121.4772 | 0 | 0 | 0
121.4772 | 0 | 0 | 0
121.4772 | 0 | 0 | 0
121.4772 | 0 | 0 | 0
121.4772 | 0 | 0 | 0
121.4772 | 0 | 0 | 0
121.4772 | 0 | 0 | 0
121.4772 | 0 | 0 | 0
121.4772 | 0 | 0 | 0
121.4772 | 0 | 0 | 0
121.4772 | 0 | 0 | 0
121.4772 | 0 | 0 | 0
121.4772 | 0 | 0 | 0
121.4772 | 0 | 0 | 0
121.4772 | 0 | 0 | 0
121.4772 | 0 | 0 | 0
121.4772 | 0 | 0 | 0
121.4772 | 0 | 0 | 0
121.4772 | 0 | 0 | 0
121.4772 | 0 | 0 | 0
121.4772 | 0 | 0 | 0
121.4772 | 0 | 0 | 0
121.4772 | 0 | 0 | 0
121.4772 | 0 | 0 | 0
121.4772 | 0 | 0 | 0
121.4772 | 0 | 0 | 0
121.4772 | 0 | 0 | 0
121.4772 | 0 | 0 | 0
121.4772 | 0 | 0 | 0
121.4772 | 0 | 0 | 0
121.4772 | 0 | 0 | 0
121.4772 | 0 | 0 | 0
121.4772 | 0 | 0 | 0
121.4772 | 0 | 0 | 0
121.4772 | 0 | 0 | 0
121.4772 | 0 | 0 | 0
121.4772 | 0 | 0 | 0
121.4772 | 0 | 0 | 0
121.4772 | 0 | 0 | 0
121.4772 | 0 | 0 | 0
121.4772 | 0 | 0 | 0
121.4772 | 0 | 0 | 0
121.4772 | 0 | 0 | 0
121.4772 | 0 | 0 | 0
121.4772 | 0 | 0 | 0
121.4772 | 0 | 0 | 0
121.4772 | 0 | 0 | 0
121.4772 | 0 | 0 | 0
121.4772 | 0 | 0 | 0
121.4772 | 0 | 0 | 0
121.4772 | 0 | 0 | 0
121.4772 | 0 | 0 | 0
0

## Cuadro resumen
CUADRO RESUMEN DEL PROYECTO: HIPÓTESIS Y RESULTADOS
Nombre: | ANÁLISIS ECONÓMICO DE PLANTA DE COGENERACIÓN SOLDEU
ASPECTOS OPERATIVOS
Inflaciones previstas para esas estimaciones iniciales:
Volúmenes iniciales: |  |  |  | Año 1 | Año 2 | Año 3 | Año 4 | Año 5 | Año 6 | Año 7 | Año 8 | Año 9 | Año 10 | Año 11 | Año 12 | Año 13 | Año 14 | Año 15 | Año 16 | Año 17 | Año 18 | Año 19 | Año 20
Venta de electricidad a la red (kWh) |  | 116762.04 | bar: Inflaciones previstas para esas estimaciones iniciales: Año 1 to Inflaciones previstas para esas estimaciones iniciales: Año 20
Ingresos por energía térmica |  | 946080 | bar: Inflaciones previstas para esas estimaciones iniciales: Año 1 to Inflaciones previstas para esas estimaciones iniciales: Año 20
Precios iniciales:
Tarifa eléctrica de venta a la red |  | 75 | bar: Inflaciones previstas para esas estimaciones iniciales: Año 1 to Inflaciones previstas para esas estimaciones iniciales: Año 20
Mantenimiento de la instalación |  | 1718644.8944 | bar: Inflaciones previstas para esas estimaciones iniciales: Año 1 to Inflaciones previstas para esas estimaciones iniciales: Año 20
Servicios, alquileres, derechos y otros |  | 0 | bar: Inflaciones previstas para esas estimaciones iniciales: Año 1 to Inflaciones previstas para esas estimaciones iniciales: Año 20
ASPECTOS ECONÓMICO-FINANCIEROS
Total de la inversión |  |  | 10837468.5031
A financiar con recursos propios |  |  | 10837468.5031
A financiar con subvención a fondo perdido |  |  | 0
A financiar con deuda |  |  | 0
Plazo de devolución |  |  | 20
Tipo de interés |  |  | 7%
Necesidades operativas de fondos (NOF) como % de las ventas |  |  | 20%
Tasa de descuento aplicada para calcular el VAN de la inversión |  |  | 12%
RESULTADOS
|  |  | Año 0 | Año 1 | Año 2 | Año 3 | Año 4 | Año 5 | Año 6 | Año 7 | Año 8 | Año 9 | Año 10 | Año 11 | Año 12 | Año 13 | Año 14 | Año 15 | Año 16 | Año 17 | Año 18 | Año 19 | Año 20
Total de ingresos operativos |  |  | 0 | 9897297.66 | 10095243.6132 | 10297148.4855 | 10503091.4552 | 10713153.2843 | 10927416.35 | 11145964.677 | 11368883.9705 | 11596261.6499 | 11828186.8829 | 12064750.6206 | 12306045.633 | 12552166.5456 | 12803209.8766 | 13059274.0741 | 13320459.5556 | 13586868.7467 | 13858606.1216 | 14135778.244 | 14418493.8089
Margen operativo bruto |  |  | 0 | 1710935.8677 | 1745154.5851 | 1780057.6768 | 1815658.8303 | 1851972.0069 | 1889011.4471 | 1926791.676 | 1965327.5095 | 2004634.0597 | 2044726.7409 | 2085621.2757 | 2127333.7012 | 2169880.3753 | 2213277.9828 | 2257543.5424 | 2302694.4133 | 2348748.3015 | 2395723.2676 | 2443637.7329 | 2492510.4876
Beneficio neto |  |  | 0 | 859260.8953 | 884411.6525 | 910065.4249 | 936232.2728 | 962922.4576 | 990146.4461 | 1017914.9144 | 1046238.752 | 1075129.0664 | 1104597.1871 | 1134654.6702 | 1165313.3029 | 1196585.1083 | 1228482.3498 | 1261017.5362 | 1294203.4263 | 1328053.0341 | 1362579.6342 | 1397796.7662 | 1433718.2409
Flujo de caja disponible para el servicio de la deuda (FCD) |  |  | 0 | -578325.2116 | 1386695.8871 | 1411557.8756 | 1436917.104 | 1462783.5169 | 1489167.2581 | 1516078.6741 | 1543528.3185 | 1571526.9557 | 1600085.5656 | 1629215.3478 | 1658927.7256 | 1689234.3509 | 1720147.1088 | 1751678.1218 | 1783839.7551 | 1816644.6211 | 1850105.5843 | 1884235.7669 | 1919048.5531
Servicio a la deuda anual |  |  | 0 | 0 | 0 | 0 | 0 | 0 | 0 | 0 | 0 | 0 | 0 | 0 | 0 | 0 | 0 | 0 | 0 | 0 | 0 | 0 | 0
Ratio de cobertura del servicio anual de la deuda (RCSD) |  |  | 0 | #DIV/0! | #DIV/0! | #DIV/0! | #DIV/0! | #DIV/0! | #DIV/0! | #DIV/0! | #DIV/0! | #DIV/0! | #DIV/0! | #DIV/0! | #DIV/0! | #DIV/0! | #DIV/0! | #DIV/0! | #DIV/0! | #DIV/0! | #DIV/0! | #DIV/0! | #DIV/0!
Dividendos distribuibles anualmente |  |  | 0 | 0 | 1386695.8871 | 1267042.0857 | 936232.2728 | 962922.4576 | 990146.4461 | 1017914.9144 | 1046238.752 | 1075129.0664 | 1104597.1871 | 1134654.6702 | 1165313.3029 | 1196585.1083 | 1228482.3498 | 1261017.5362 | 1294203.4263 | 1328053.0341 | 1362579.6342 | 1397796.7662 | 1433718.2409
VAN de la inversión para el accionista |  |  | Año 0: -3286841.1786
TIR de la inversión para el accionista |  |  | Año 0: 7.382%
Período de retorno (pay-back) de la inversión para el accionista |  |  | Año 0: 0; Año 11: 10; Año 12: 0; Año 13: 0; Año 14: 0; Año 15: 0; Año 16: 0; Año 17: 0; Año 18: 0; Año 19: 0; Año 20: 0
|  | y | Año 0: 0; Año 11: 11.1105; Año 12: 0; Año 13: 0; Año 14: 0; Año 15: 0; Año 16: 0; Año 17: 0; Año 18: 0; Año 19: 0; Año 20: 0

## Amortización
CÁLCULO DE LA AMORTIZACIÓN
| Año 0 | Año 1 | Año 2 | Año 3 | Año 4 | Año 5 | Año 6 | Año 7 | Año 8 | Año 9 | Año 10 | Año 11 | Año 12 | Año 13 | Año 14 | Año 15 | Año 16 | Año 17 | Año 18 | Año 19 | Año 20
Inversión inicial en inmovilizado | Año 0: 10837468.5031
Período de amortización (años) | Año 0: 20
Inversión inicial en gastos amortizables | Año 0: 0
Período de amortización (años) | Año 0: 5
Amortización del inmovilizado |  | 541873.4252 | 541873.4252 | 541873.4252 | 541873.4252 | 541873.4252 | 541873.4252 | 541873.4252 | 541873.4252 | 541873.4252 | 541873.4252 | 541873.4252 | 541873.4252 | 541873.4252 | 541873.4252 | 541873.4252 | 541873.4252 | 541873.4252 | 541873.4252 | 541873.4252 | 541873.4252
Amortización de los gastos amortizables | Año 1: 0; Año 2: 0; Año 3: 0; Año 4: 0; Año 5: 0
TOTAL AMORTIZACIÓN |  | 541873.4252 | 541873.4252 | 541873.4252 | 541873.4252 | 541873.4252 | 541873.4252 | 541873.4252 | 541873.4252 | 541873.4252 | 541873.4252 | 541873.4252 | 541873.4252 | 541873.4252 | 541873.4252 | 541873.4252 | 541873.4252 | 541873.4252 | 541873.4252 | 541873.4252 | 541873.4252
Evolución del inmovilizado y de los gastos amortizables | Año 0 | Año 1 | Año 2 | Año 3 | Año 4 | Año 5 | Año 6 | Año 7 | Año 8 | Año 9 | Año 10 | Año 11 | Año 12 | Año 13 | Año 14 | Año 15 | Año 16 | Año 17 | Año 18 | Año 19 | Año 20
Inmovilizado bruto a final de año | 10837468.5031 | 10837468.5031 | 10837468.5031 | 10837468.5031 | 10837468.5031 | 10837468.5031 | 10837468.5031 | 10837468.5031 | 10837468.5031 | 10837468.5031 | 10837468.5031 | 10837468.5031 | 10837468.5031 | 10837468.5031 | 10837468.5031 | 10837468.5031 | 10837468.5031 | 10837468.5031 | 10837468.5031 | 10837468.5031 | 10837468.5031
Amortización acumulada | 0 | 541873.4252 | 1083746.8503 | 1625620.2755 | 2167493.7006 | 2709367.1258 | 3251240.5509 | 3793113.9761 | 4334987.4012 | 4876860.8264 | 5418734.2516 | 5960607.6767 | 6502481.1019 | 7044354.527 | 7586227.9522 | 8128101.3773 | 8669974.8025 | 9211848.2277 | 9753721.6528 | 10295595.078 | 10837468.5031
Inmovilizado neto | 10837468.5031 | 10295595.078 | 9753721.6528 | 9211848.2277 | 8669974.8025 | 8128101.3773 | 7586227.9522 | 7044354.527 | 6502481.1019 | 5960607.6767 | 5418734.2516 | 4876860.8264 | 4334987.4012 | 3793113.9761 | 3251240.5509 | 2709367.1258 | 2167493.7006 | 1625620.2755 | 1083746.8503 | 541873.4252 | 0
Gastos amortizables brutos | 0 | 0 | 0 | 0 | 0 | 0 | 0 | 0 | 0 | 0 | 0 | 0 | 0 | 0 | 0 | 0 | 0 | 0 | 0 | 0 | 0
Amortización acumulada | 0 | 0 | 0 | 0 | 0 | 0 | 0 | 0 | 0 | 0 | 0 | 0 | 0 | 0 | 0 | 0 | 0 | 0 | 0 | 0 | 0
Gastos amortizables netos | 0 | 0 | 0 | 0 | 0 | 0 | 0 | 0 | 0 | 0 | 0 | 0 | 0 | 0 | 0 | 0 | 0 | 0 | 0 | 0 | 0

## Calculos
HORA | dia | MES | DIA DEL MES | Calefacción | ACS | Agua fría | Proceso | Pérdidas red | Calor total | Calor Cog | Alm | Apoyo | E.Eléctrica M1 | E. Eléc. M2 | E. Eléctrica M3 | Consumo gas caldera | Consumo gas motores | Consumo gas total |  |  | D (kW) | m_secun (Kg/s) | T Secun Intercamb ºC | m_primario (Kg/s) | Ener Sale ALM (kWh) | SALDO ini (kWh) | SALDO fin (kWh) | Energia AP (kWh) | Temp ini Alm ºC | Temp Fin Alm ºC | T_ini (ºC) | T_fin primario | M1 marcha | M2 marcha | M3 marcha | G_Humos (kWh) | AP (marcha_paro) | G_tot_motores (kWh) | G_AP (kWh) | G_elec (kWhe) | G_AT_M1 | G_AT_M2 | G_AT_M3 | G_BT_M1 | G_BT_M2 | G_BT_M3 | G_AT+BT | Arr M1 | Arr M2 | Arr M3 | Arr Baja Calidad M1 | Arr Baja Calidad M2 | Arr Baja Calidad M3
0 | 1 | 1 | 1 | 4285.7143 | 0 | 238.0952 | 0 | 92.3226 | 4616.1322 | #DIV/0! | #REF! | #DIV/0! | 18 | 0 | 0 | 0 | 0 | 0 | 0 |  | 4616.1322 | 27.6084 | 54.6682 | 27.6084 | 2846.7946 | 37292.64 | 34453.0454 | 1769.3376 | 59.6682 | 55.1249 | 59.6682 | 35 | 1 | 1 | 0 | 7.2 | 1 | 7.2 | 1769.3376 | 18 | 0 | 0 | 0 | 0 | 0 | 0 | 0 | 1 | 1 | 0
1 | 1 | 1 | 1 | 4285.7143 | 0 | 238.0952 | 0 | 92.3226 | 4616.1322 | #DIV/0! | #REF! | #DIV/0! | 18 | 0 | 0 | 0 | 0 | 0 | 0 |  | 4616.1322 | 27.6084 | 50.1249 | 27.6084 | 2322.4768 | 34453.0454 | 32137.7686 | 2293.6554 | 55.1249 | 51.4204 | 55.1249 | 35 | 1 | 1 | 0 | 7.2 | 1 | 7.2 | 2293.6554 | 18 | 0 | 0 | 0 | 0 | 0 | 0 | 0 | 0 | 0 | 0
2 | 1 | 1 | 1 | 4285.7143 | 0 | 238.0952 | 0 | 92.3226 | 4616.1322 | #DIV/0! | #REF! | #DIV/0! | 18 | 0 | 0 | 0 | 0 | 0 | 0 |  | 4616.1322 | 27.6084 | 46.4204 | 27.6084 | 1894.9719 | 32137.7686 | 30249.9968 | 2721.1603 | 51.4204 | 48.4 | 51.4204 | 35 | 1 | 1 | 0 | 7.2 | 1 | 7.2 | 2721.1603 | 18 | 0 | 0 | 0 | 0 | 0 | 0 | 0 | 0 | 0 | 0
3 | 1 | 1 | 1 | 4285.7143 | 0 | 238.0952 | 0 | 92.3226 | 4616.1322 | #DIV/0! | #REF! | #DIV/0! | 18 | 0 | 0 | 0 | 0 | 0 | 0 |  | 4616.1322 | 27.6084 | 43.4 | 27.6084 | 1546.4037 | 30249.9968 | 28710.7931 | 3069.7285 | 48.4 | 45.9373 | 48.4 | 35 | 1 | 1 | 0 | 7.2 | 1 | 7.2 | 3069.7285 | 18 | 0 | 0 | 0 | 0 | 0 | 0 | 0 | 0 | 0 | 0 | 0 | 0 | 0
4 | 1 | 1 | 1 | 4285.7143 | 0 | 238.0952 | 0 | 92.3226 | 4616.1322 | #DIV/0! | #REF! | #DIV/0! | 18 | 0 | 0 | 0 | 0 | 0 | 0 |  | 4616.1322 | 27.6084 | 40.9373 | 27.6084 | 1262.197 | 28710.7931 | 27455.7961 | 3353.9352 | 45.9373 | 43.9293 | 45.9373 | 35 | 1 | 1 | 0 | 7.2 | 1 | 7.2 | 3353.9352 | 18 | 0 | 0 | 0 | 0 | 0 | 0 | 0 | 0 | 0 | 0 | 0 | 0 | 0
5 | 1 | 1 | 1 | 4285.7143 | 3000 | 238.0952 | 0 | 153.5471 | 7677.3567 | #DIV/0! | #REF! | #DIV/0! | 18 | 0 | 0 | 0 | 0 | 0 | 0 |  | 7677.3567 | 45.9172 | 38.9293 | 45.9172 | 1713.8305 | 27455.7961 | 25749.1656 | 5963.5262 | 43.9293 | 41.1987 | 43.9293 | 35 | 1 | 1 | 0 | 7.2 | 1 | 7.2 | 5963.5262 | 18 | 0 | 0 | 0 | 0 | 0 | 0 | 0 | 0 | 0 | 0 | 0 | 0 | 0
6 | 1 | 1 | 1 | 4285.7143 | 5000 | 238.0952 | 0 | 194.3635 | 9718.173 | #DIV/0! | #REF! | #DIV/0! | 18 | 0 | 0 | 0 | 0 | 0 | 0 |  | 9718.173 | 58.123 | 36.1987 | 58.123 | 1505.9925 | 25749.1656 | 24250.3732 | 8212.1805 | 41.1987 | 38.8006 | 41.1987 | 35 | 1 | 1 | 0 | 7.2 | 1 | 7.2 | 8212.1805 | 18 | 0 | 0 | 0 | 0 | 0 | 0 | 0 | 0 | 0 | 0 | 0 | 0 | 0
7 | 1 | 1 | 1 | 4285.7143 | 5000 | 238.0952 | 1571.4286 | 226.4334 | 11321.6715 | #DIV/0! | #REF! | #DIV/0! | 18 | 0 | 0 | 0 | 0 | 0 | 0 |  | 11321.6715 | 67.7133 | 33.8006 | 67.7133 | 1075.7278 | 24250.3732 | 23181.8454 | 10245.9437 | 38.8006 | 37.091 | 38.8006 | 35 | 1 | 1 | 0 | 7.2 | 1 | 7.2 | 10245.9437 | 18 | 0 | 0 | 0 | 0 | 0 | 0 | 0 | 0 | 0 | 0 | 0 | 0 | 0
8 | 1 | 1 | 1 | 4285.7143 | 5000 | 238.0952 | 1571.4286 | 226.4334 | 11321.6715 | #DIV/0! | #REF! | #DIV/0! | 18 | 0 | 0 | 0 | 0 | 0 | 0 |  | 11321.6715 | 67.7133 | 32.091 | 67.7133 | 591.827 | 23181.8454 | 22597.2184 | 10729.8446 | 37.091 | 36.1555 | 37.091 | 35 | 1 | 1 | 0 | 7.2 | 1 | 7.2 | 10729.8446 | 18 | 0 | 0 | 0 | 0 | 0 | 0 | 0 | 0 | 0 | 0 | 0 | 0 | 0
9 | 1 | 1 | 1 | 4285.7143 | 2000 | 238.0952 | 1571.4286 | 165.2089 | 8260.447 | #DIV/0! | #REF! | #DIV/0! | 18 | 0 | 0 | 0 | 0 | 0 | 0 |  | 8260.447 | 49.4046 | 31.1555 | 49.4046 | 238.6339 | 22597.2184 | 22365.7845 | 8021.8132 | 36.1555 | 35.7853 | 36.1555 | 35 | 1 | 1 | 0 | 7.2 | 1 | 7.2 | 8021.8132 | 18 | 0 | 0 | 0 | 0 | 0 | 0 | 0 | 0 | 0 | 0 | 0 | 0 | 0
10 | 1 | 1 | 1 | 4285.7143 | 0 | 238.0952 | 1571.4286 | 124.3926 | 6219.6307 | #DIV/0! | #REF! | #DIV/0! | 18 | 0 | 0 | 0 | 0 | 0 | 0 |  | 6219.6307 | 37.1987 | 30.7853 | 37.1987 | 122.0999 | 22365.7845 | 22250.8846 | 6097.5308 | 35.7853 | 35.6014 | 35.7853 | 35 | 1 | 1 | 0 | 7.2 | 1 | 7.2 | 6097.5308 | 18 | 0 | 0 | 0 | 0 | 0 | 0 | 0 | 0 | 0 | 0 | 0 | 0 | 0
11 | 1 | 1 | 1 | 4285.7143 | 0 | 238.0952 | 1571.4286 | 124.3926 | 6219.6307 | #DIV/0! | #REF! | #DIV/0! | 18 | 0 | 0 | 0 | 0 | 0 | 0 |  | 6219.6307 | 37.1987 | 30.6014 | 37.1987 | 93.5145 | 22250.8846 | 22164.5701 | 6126.1162 | 35.6014 | 35.4633 | 35.6014 | 35 | 1 | 1 | 0 | 7.2 | 1 | 7.2 | 6126.1162 | 18 | 0 | 0 | 0 | 0 | 0 | 0 | 0 | 0 | 0 | 0 | 0 | 0 | 0
12 | 1 | 1 | 1 | 4285.7143 | 0 | 238.0952 | 1571.4286 | 124.3926 | 6219.6307 | #DIV/0! | #REF! | #DIV/0! | 18 | 0 | 0 | 0 | 0 | 0 | 0 |  | 6219.6307 | 37.1987 | 30.4633 | 37.1987 | 72.0408 | 22164.5701 | 22099.7293 | 6147.59 | 35.4633 | 35.3596 | 35.4633 | 35 | 1 | 1 | 0 | 7.2 | 1 | 7.2 | 6147.59 | 18 | 0 | 0 | 0 | 0 | 0 | 0 | 0 | 0 | 0 | 0 | 0 | 0 | 0
13 | 1 | 1 | 1 | 4285.7143 | 0 | 238.0952 | 1571.4286 | 124.3926 | 6219.6307 | #DIV/0! | #REF! | #DIV/0! | 18 | 0 | 0 | 0 | 0 | 0 | 0 |  | 6219.6307 | 37.1987 | 30.3596 | 37.1987 | 55.9093 | 22099.7293 | 22051.02 | 6163.7214 | 35.3596 | 35.2816 | 35.3596 | 35 | 1 | 1 | 0 | 7.2 | 1 | 7.2 | 6163.7214 | 18 | 0 | 0 | 0 | 0 | 0 | 0 | 0 | 0 | 0 | 0 | 0 | 0 | 0
14 | 1 | 1 | 1 | 4285.7143 | 0 | 238.0952 | 1571.4286 | 124.3926 | 6219.6307 | #DIV/0! | #REF! | #DIV/0! | 18 | 0 | 0 | 0 | 0 | 0 | 0 |  | 6219.6307 | 37.1987 | 30.2816 | 37.1987 | 43.7912 | 22051.02 | 22014.4288 | 6175.8395 | 35.2816 | 35.2231 | 35.2816 | 35 | 1 | 1 | 0 | 7.2 | 1 | 7.2 | 6175.8395 | 18 | 0 | 0 | 0 | 0 | 0 | 0 | 0 | 0 | 0 | 0 | 0 | 0 | 0
15 | 1 | 1 | 1 | 4285.7143 | 0 | 238.0952 | 1571.4286 | 124.3926 | 6219.6307 | #DIV/0! | #REF! | #DIV/0! | 18 | 0 | 0 | 0 | 0 | 0 | 0 |  | 6219.6307 | 37.1987 | 30.2231 | 37.1987 | 34.6878 | 22014.4288 | 21986.941 | 6184.9429 | 35.2231 | 35.1791 | 35.2231 | 35 | 1 | 1 | 0 | 7.2 | 1 | 7.2 | 6184.9429 | 18 | 0 | 0 | 0 | 0 | 0 | 0 | 0 | 0 | 0 | 0 | 0 | 0 | 0
16 | 1 | 1 | 1 | 4285.7143 | 0 | 238.0952 | 1571.4286 | 124.3926 | 6219.6307 | #DIV/0! | #REF! | #DIV/0! | 18 | 0 | 0 | 0 | 0 | 0 | 0 |  | 6219.6307 | 37.1987 | 30.1791 | 37.1987 | 27.8493 | 21986.941 | 21966.2917 | 6191.7814 | 35.1791 | 35.1461 | 35.1791 | 35 | 1 | 1 | 0 | 7.2 | 1 | 7.2 | 6191.7814 | 18 | 0 | 0 | 0 | 0 | 0 | 0 | 0 | 0 | 0 | 0 | 0 | 0 | 0
17 | 1 | 1 | 1 | 4285.7143 | 0 | 238.0952 | 0 | 92.3226 | 4616.1322 | #DIV/0! | #REF! | #DIV/0! | 18 | 0 | 0 | 0 | 0 | 0 | 0 |  | 4616.1322 | 27.6084 | 30.1461 | 27.6084 | 16.8566 | 21966.2917 | 21956.6351 | 4599.2756 | 35.1461 | 35.1306 | 35.1461 | 35 | 1 | 1 | 0 | 7.2 | 1 | 7.2 | 4599.2756 | 18 | 0 | 0 | 0 | 0 | 0 | 0 | 0 | 0 | 0 | 0 | 0 | 0 | 0
18 | 1 | 1 | 1 | 4285.7143 | 2500 | 238.0952 | 0 | 143.3431 | 7167.1526 | #DIV/0! | #REF! | #DIV/0! | 18 | 0 | 0 | 0 | 0 | 0 | 0 |  | 7167.1526 | 42.8657 | 30.1306 | 42.8657 | 23.4037 | 21956.6351 | 21940.4315 | 7143.7489 | 35.1306 | 35.1047 | 35.1306 | 35 | 1 | 1 | 0 | 7.2 | 1 | 7.2 | 7143.7489 | 18 | 0 | 0 | 0 | 0 | 0 | 0 | 0 | 0 | 0 | 0 | 0 | 0 | 0
19 | 1 | 1 | 1 | 4285.7143 | 5000 | 238.0952 | 0 | 194.3635 | 9718.173 | #DIV/0! | #REF! | #DIV/0! | 18 | 0 | 0 | 0 | 0 | 0 | 0 |  | 9718.173 | 58.123 | 30.1047 | 58.123 | 25.435 | 21940.4315 | 21922.1965 | 9692.738 | 35.1047 | 35.0755 | 35.1047 | 35 | 1 | 1 | 0 | 7.2 | 1 | 7.2 | 9692.738 | 18 | 0 | 0 | 0 | 0 | 0 | 0 | 0 | 0 | 0 | 0 | 0 | 0 | 0
20 | 1 | 1 | 1 | 4285.7143 | 5000 | 238.0952 | 0 | 194.3635 | 9718.173 | #DIV/0! | #REF! | #DIV/0! | 18 | 0 | 0 | 0 | 0 | 0 | 0 |  | 9718.173 | 58.123 | 30.0755 | 58.123 | 18.3465 | 21922.1965 | 21911.0499 | 9699.8264 | 35.0755 | 35.0577 | 35.0755 | 35 | 1 | 1 | 0 | 7.2 | 1 | 7.2 | 9699.8264 | 18 | 0 | 0 | 0 | 0 | 0 | 0 | 0 | 0 | 0 | 0 | 0 | 0 | 0
21 | 1 | 1 | 1 | 4285.7143 | 5000 | 238.0952 | 0 | 194.3635 | 9718.173 | #DIV/0! | #REF! | #DIV/0! | 18 | 0 | 0 | 0 | 0 | 0 | 0 |  | 9718.173 | 58.123 | 30.0577 | 58.123 | 14.0136 | 21911.0499 | 21904.2364 | 9704.1594 | 35.0577 | 35.0468 | 35.0577 | 35 | 1 | 1 | 0 | 7.2 | 1 | 7.2 | 9704.1594 | 18 | 0 | 0 | 0 | 0 | 0 | 0 | 0 | 0 | 0 | 0 | 0 | 0 | 0
22 | 1 | 1 | 1 | 4285.7143 | 2500 | 238.0952 | 0 | 143.3431 | 7167.1526 | #DIV/0! | #REF! | #DIV/0! | 18 | 0 | 0 | 0 | 0 | 0 | 0 |  | 7167.1526 | 42.8657 | 30.0468 | 42.8657 | 8.3817 | 21904.2364 | 21903.0547 | 7158.7709 | 35.0468 | 35.0449 | 35.0468 | 35 | 1 | 1 | 0 | 7.2 | 1 | 7.2 | 7158.7709 | 18 | 0 | 0 | 0 | 0 | 0 | 0 | 0 | 0 | 0 | 0 | 0 | 0 | 0
23 | 1 | 1 | 1 | 4285.7143 | 0 | 238.0952 | 0 | 92.3226 | 4616.1322 | #DIV/0! | #REF! | #DIV/0! | 18 | 0 | 0 | 0 | 0 | 0 | 0 |  | 4616.1322 | 27.6084 | 30.0449 | 27.6084 | 5.1802 | 21903.0547 | 21905.0745 | 4610.952 | 35.0449 | 35.0481 | 35.0449 | 35 | 1 | 1 | 0 | 7.2 | 1 | 7.2 | 4610.952 | 18 | 0 | 0 | 0 | 0 | 0 | 0 | 0 | 0 | 0 | 0 | 0 | 0 | 0
24 | 2 | 1 | 2 | 4285.7143 | 0 | 238.0952 | 0 | 92.3226 | 4616.1322 | #DIV/0! |  | #DIV/0! | 18 | 0 | 0 | 0 | 0 | 0 | 0 |  | 4616.1322 | 27.6084 | 30.0481 | 27.6084 | 5.5531 | 21905.0745 | 21906.7214 | 4610.579 | 35.0481 | 35.0508 | 35.0481 | 35 | 1 | 1 | 0 | 7.2 | 1 | 7.2 | 4610.579 | 18 | 0 | 0 | 0 | 0 | 0 | 0 | 0 | 0 | 0 | 0 | 0 | 0 | 0
25 | 2 | 1 | 2 | 4285.7143 | 0 | 238.0952 | 0 | 92.3226 | 4616.1322 | #DIV/0! |  | #DIV/0! | 18 | 0 | 0 | 0 | 0 | 0 | 0 |  | 4616.1322 | 27.6084 | 30.0508 | 27.6084 | 5.8572 | 21906.7214 | 21908.0642 | 4610.275 | 35.0508 | 35.0529 | 35.0508 | 35 | 1 | 1 | 0 | 7.2 | 1 | 7.2 | 4610.275 | 18 | 0 | 0 | 0 | 0 | 0 | 0 | 0 | 0 | 0 | 0 | 0 | 0 | 0
26 | 2 | 1 | 2 | 4285.7143 | 0 | 238.0952 | 0 | 92.3226 | 4616.1322 | #DIV/0! |  | #DIV/0! | 18 | 0 | 0 | 0 | 0 | 0 | 0 |  | 4616.1322 | 27.6084 | 30.0529 | 27.6084 | 6.1051 | 21908.0642 | 21909.1591 | 4610.027 | 35.0529 | 35.0547 | 35.0529 | 35 | 1 | 1 | 0 | 7.2 | 1 | 7.2 | 4610.027 | 18 | 0 | 0 | 0 | 0 | 0 | 0 | 0 | 0 | 0 | 0 | 0 | 0 | 0
27 | 2 | 1 | 2 | 4285.7143 | 0 | 238.0952 | 0 | 92.3226 | 4616.1322 | #DIV/0! |  | #DIV/0! | 18 | 0 | 0 | 0 | 0 | 0 | 0 |  | 4616.1322 | 27.6084 | 30.0547 | 27.6084 | 6.3073 | 21909.1591 | 21910.0517 | 4609.8249 | 35.0547 | 35.0561 | 35.0547 | 35 | 1 | 1 | 0 | 7.2 | 1 | 7.2 | 4609.8249 | 18 | 0 | 0 | 0 | 0 | 0 | 0 | 0 | 0 | 0 | 0 | 0 | 0 | 0
28 | 2 | 1 | 2 | 4285.7143 | 0 | 238.0952 | 0 | 92.3226 | 4616.1322 | #DIV/0! |  | #DIV/0! | 18 | 0 | 0 | 0 | 0 | 0 | 0 |  | 4616.1322 | 27.6084 | 30.0561 | 27.6084 | 6.4721 | 21910.0517 | 21910.7796 | 4609.66 | 35.0561 | 35.0572 | 35.0561 | 35 | 1 | 1 | 0 | 7.2 | 1 | 7.2 | 4609.66 | 18 | 0 | 0 | 0 | 0 | 0 | 0 | 0 | 0 | 0 | 0 | 0 | 0 | 0
29 | 2 | 1 | 2 | 4285.7143 | 3000 | 238.0952 | 0 | 153.5471 | 7677.3567 | #DIV/0! |  | #DIV/0! | 18 | 0 | 0 | 0 | 0 | 0 | 0 |  | 7677.3567 | 45.9172 | 30.0572 | 45.9172 | 10.9877 | 21910.7796 | 21906.9919 | 7666.3689 | 35.0572 | 35.0512 | 35.0572 | 35 | 1 | 1 | 0 | 7.2 | 1 | 7.2 | 7666.3689 | 18 | 0 | 0 | 0 | 0 | 0 | 0 | 0 | 0 | 0 | 0 | 0 | 0 | 0
30 | 2 | 1 | 2 | 4285.7143 | 5000 | 238.0952 | 0 | 194.3635 | 9718.173 | #DIV/0! |  | #DIV/0! | 18 | 0 | 0 | 0 | 0 | 0 | 0 |  | 9718.173 | 58.123 | 30.0512 | 58.123 | 12.4361 | 21906.9919 | 21901.7558 | 9705.7369 | 35.0512 | 35.0428 | 35.0512 | 35 | 1 | 1 | 0 | 7.2 | 1 | 7.2 | 9705.7369 | 18 | 0 | 0 | 0 | 0 | 0 | 0 | 0 | 0 | 0 | 0 | 0 | 0 | 0
31 | 2 | 1 | 2 | 4285.7143 | 5000 | 238.0952 | 1571.4286 | 226.4334 | 11321.6715 | #DIV/0! |  | #DIV/0! | 18 | 0 | 0 | 0 | 0 | 0 | 0 |  | 11321.6715 | 67.7133 | 30.0428 | 67.7133 | 12.1168 | 21901.7558 | 21896.839 | 11309.5547 | 35.0428 | 35.0349 | 35.0428 | 35 | 1 | 1 | 0 | 7.2 | 1 | 7.2 | 11309.5547 | 18 | 0 | 0 | 0 | 0 | 0 | 0 | 0 | 0 | 0 | 0 | 0 | 0 | 0
32 | 2 | 1 | 2 | 4285.7143 | 5000 | 238.0952 | 1571.4286 | 226.4334 | 11321.6715 | #DIV/0! |  | #DIV/0! | 18 | 0 | 0 | 0 | 0 | 0 | 0 |  | 11321.6715 | 67.7133 | 30.0349 | 67.7133 | 9.8901 | 21896.839 | 21894.1488 | 11311.7814 | 35.0349 | 35.0306 | 35.0349 | 35 | 1 | 1 | 0 | 7.2 | 1 | 7.2 | 11311.7814 | 18 | 0 | 0 | 0 | 0 | 0 | 0 | 0 | 0 | 0 | 0 | 0 | 0 | 0
33 | 2 | 1 | 2 | 4285.7143 | 2000 | 238.0952 | 1571.4286 | 165.2089 | 8260.447 | #DIV/0! |  | #DIV/0! | 18 | 0 | 0 | 0 | 0 | 0 | 0 |  | 8260.447 | 49.4046 | 30.0306 | 49.4046 | 6.3271 | 21894.1488 | 21895.0217 | 8254.1199 | 35.0306 | 35.032 | 35.0306 | 35 | 1 | 1 | 0 | 7.2 | 1 | 7.2 | 8254.1199 | 18 | 0 | 0 | 0 | 0 | 0 | 0 | 0 | 0 | 0 | 0 | 0 | 0 | 0
34 | 2 | 1 | 2 | 4285.7143 | 0 | 238.0952 | 1571.4286 | 124.3926 | 6219.6307 | #DIV/0! |  | #DIV/0! | 18 | 0 | 0 | 0 | 0 | 0 | 0 |  | 6219.6307 | 37.1987 | 30.032 | 37.1987 | 4.9811 | 21895.0217 | 21897.2406 | 6214.6496 | 35.032 | 35.0356 | 35.032 | 35 | 1 | 1 | 0 | 7.2 | 1 | 7.2 | 6214.6496 | 18 | 0 | 0 | 0 | 0 | 0 | 0 | 0 | 0 | 0 | 0 | 0 | 0 | 0
35 | 2 | 1 | 2 | 4285.7143 | 0 | 238.0952 | 1571.4286 | 124.3926 | 6219.6307 | #DIV/0! |  | #DIV/0! | 18 | 0 | 0 | 0 | 0 | 0 | 0 |  | 6219.6307 | 37.1987 | 30.0356 | 37.1987 | 5.5331 | 21897.2406 | 21898.9075 | 6214.0976 | 35.0356 | 35.0383 | 35.0356 | 35 | 1 | 1 | 0 | 7.2 | 1 | 7.2 | 6214.0976 | 18 | 0 | 0 | 0 | 0 | 0 | 0 | 0 | 0 | 0 | 0 | 0 | 0 | 0
36 | 2 | 1 | 2 | 4285.7143 | 0 | 238.0952 | 1571.4286 | 124.3926 | 6219.6307 | #DIV/0! |  | #DIV/0! | 18 | 0 | 0 | 0 | 0 | 0 | 0 |  | 6219.6307 | 37.1987 | 30.0383 | 37.1987 | 5.9478 | 21898.9075 | 21900.1596 | 6213.6829 | 35.0383 | 35.0403 | 35.0383 | 35 | 1 | 1 | 0 | 7.2 | 1 | 7.2 | 6213.6829 | 18 | 0 | 0 | 0 | 0 | 0 | 0 | 0 | 0 | 0 | 0 | 0 | 0 | 0
37 | 2 | 1 | 2 | 4285.7143 | 0 | 238.0952 | 1571.4286 | 124.3926 | 6219.6307 | #DIV/0! |  | #DIV/0! | 18 | 0 | 0 | 0 | 0 | 0 | 0 |  | 6219.6307 | 37.1987 | 30.0403 | 37.1987 | 6.2593 | 21900.1596 | 21901.1003 | 6213.3714 | 35.0403 | 35.0418 | 35.0403 | 35 | 1 | 1 | 0 | 7.2 | 1 | 7.2 | 6213.3714 | 18 | 0 | 0 | 0 | 0 | 0 | 0 | 0 | 0 | 0 | 0 | 0 | 0 | 0
38 | 2 | 1 | 2 | 4285.7143 | 0 | 238.0952 | 1571.4286 | 124.3926 | 6219.6307 | #DIV/0! |  | #DIV/0! | 18 | 0 | 0 | 0 | 0 | 0 | 0 |  | 6219.6307 | 37.1987 | 30.0418 | 37.1987 | 6.4934 | 21901.1003 | 21901.8069 | 6213.1373 | 35.0418 | 35.0429 | 35.0418 | 35 | 1 | 1 | 0 | 7.2 | 1 | 7.2 | 6213.1373 | 18 | 0 | 0 | 0 | 0 | 0 | 0 | 0 | 0 | 0 | 0 | 0 | 0 | 0
39 | 2 | 1 | 2 | 4285.7143 | 0 | 238.0952 | 1571.4286 | 124.3926 | 6219.6307 | #DIV/0! |  | #DIV/0! | 18 | 0 | 0 | 0 | 0 | 0 | 0 |  | 6219.6307 | 37.1987 | 30.0429 | 37.1987 | 6.6692 | 21901.8069 | 21902.3378 | 6212.9615 | 35.0429 | 35.0437 | 35.0429 | 35 | 1 | 1 | 0 | 7.2 | 1 | 7.2 | 6212.9615 | 18 | 0 | 0 | 0 | 0 | 0 | 0 | 0 | 0 | 0 | 0 | 0 | 0 | 0
40 | 2 | 1 | 2 | 4285.7143 | 0 | 238.0952 | 1571.4286 | 124.3926 | 6219.6307 | #DIV/0! |  | #DIV/0! | 18 | 0 | 0 | 0 | 0 | 0 | 0 |  | 6219.6307 | 37.1987 | 30.0437 | 37.1987 | 6.8012 | 21902.3378 | 21902.7365 | 6212.8295 | 35.0437 | 35.0444 | 35.0437 | 35 | 1 | 1 | 0 | 7.2 | 1 | 7.2 | 6212.8295 | 18 | 0 | 0 | 0 | 0 | 0 | 0 | 0 | 0 | 0 | 0 | 0 | 0 | 0
41 | 2 | 1 | 2 | 4285.7143 | 0 | 238.0952 | 0 | 92.3226 | 4616.1322 | #DIV/0! |  | #DIV/0! | 18 | 0 | 0 | 0 | 0 | 0 | 0 |  | 4616.1322 | 27.6084 | 30.0444 | 27.6084 | 5.1214 | 21902.7365 | 21904.8151 | 4611.0107 | 35.0444 | 35.0477 | 35.0444 | 35 | 1 | 1 | 0 | 7.2 | 1 | 7.2 | 4611.0107 | 18 | 0 | 0 | 0 | 0 | 0 | 0 | 0 | 0 | 0 | 0 | 0 | 0 | 0
42 | 2 | 1 | 2 | 4285.7143 | 2500 | 238.0952 | 0 | 143.3431 | 7167.1526 | #DIV/0! |  | #DIV/0! | 18 | 0 | 0 | 0 | 0 | 0 | 0 |  | 7167.1526 | 42.8657 | 30.0477 | 42.8657 | 8.5476 | 21904.8151 | 21903.4675 | 7158.605 | 35.0477 | 35.0455 | 35.0477 | 35 | 1 | 1 | 0 | 7.2 | 1 | 7.2 | 7158.605 | 18 | 0 | 0 | 0 | 0 | 0 | 0 | 0 | 0 | 0 | 0 | 0 | 0 | 0
43 | 2 | 1 | 2 | 4285.7143 | 5000 | 238.0952 | 0 | 194.3635 | 9718.173 | #DIV/0! |  | #DIV/0! | 18 | 0 | 0 | 0 | 0 | 0 | 0 |  | 9718.173 | 58.123 | 30.0455 | 58.123 | 11.0661 | 21903.4675 | 21899.6014 | 9707.1069 | 35.0455 | 35.0394 | 35.0455 | 35 | 1 | 1 | 0 | 7.2 | 1 | 7.2 | 9707.1069 | 18 | 0 | 0 | 0 | 0 | 0 | 0 | 0 | 0 | 0 | 0 | 0 | 0 | 0
44 | 2 | 1 | 2 | 4285.7143 | 5000 | 238.0952 | 0 | 194.3635 | 9718.173 | #DIV/0! |  | #DIV/0! | 18 | 0 | 0 | 0 | 0 | 0 | 0 |  | 9718.173 | 58.123 | 30.0394 | 58.123 | 9.5632 | 21899.6014 | 21897.2382 | 9708.6097 | 35.0394 | 35.0356 | 35.0394 | 35 | 1 | 1 | 0 | 7.2 | 1 | 7.2 | 9708.6097 | 18 | 0 | 0 | 0 | 0 | 0 | 0 | 0 | 0 | 0 | 0 | 0 | 0 | 0
45 | 2 | 1 | 2 | 4285.7143 | 5000 | 238.0952 | 0 | 194.3635 | 9718.173 | #DIV/0! |  | #DIV/0! | 18 | 0 | 0 | 0 | 0 | 0 | 0 |  | 9718.173 | 58.123 | 30.0356 | 58.123 | 8.6446 | 21897.2382 | 21895.7936 | 9709.5284 | 35.0356 | 35.0333 | 35.0356 | 35 | 1 | 1 | 0 | 7.2 | 1 | 7.2 | 9709.5284 | 18 | 0 | 0 | 0 | 0 | 0 | 0 | 0 | 0 | 0 | 0 | 0 | 0 | 0
46 | 2 | 1 | 2 | 4285.7143 | 2500 | 238.0952 | 0 | 143.3431 | 7167.1526 | #DIV/0! |  | #DIV/0! | 18 | 0 | 0 | 0 | 0 | 0 | 0 |  | 7167.1526 | 42.8657 | 30.0333 | 42.8657 | 5.9612 | 21895.7936 | 21897.0324 | 7161.1913 | 35.0333 | 35.0353 | 35.0333 | 35 | 1 | 1 | 0 | 7.2 | 1 | 7.2 | 7161.1913 | 18 | 0 | 0 | 0 | 0 | 0 | 0 | 0 | 0 | 0 | 0 | 0 | 0 | 0
47 | 2 | 1 | 2 | 4285.7143 | 0 | 238.0952 | 0 | 92.3226 | 4616.1322 | #DIV/0! |  | #DIV/0! | 18 | 0 | 0 | 0 | 0 | 0 | 0 |  | 4616.1322 | 27.6084 | 30.0353 | 27.6084 | 4.0682 | 21897.0324 | 21900.1642 | 4612.064 | 35.0353 | 35.0403 | 35.0353 | 35 | 1 | 1 | 0 | 7.2 | 1 | 7.2 | 4612.064 | 18 | 0 | 0 | 0 | 0 | 0 | 0 | 0 | 0 | 0 | 0 | 0 | 0 | 0
48 | 3 | 1 | 3 | 4285.7143 | 0 | 238.0952 | 0 | 92.3226 | 4616.1322 | #DIV/0! |  | #DIV/0! | 18 | 0 | 0 | 0 | 0 | 0 | 0 |  | 4616.1322 | 27.6084 | 30.0403 | 27.6084 | 4.6465 | 21900.1642 | 21902.7177 | 4611.4857 | 35.0403 | 35.0443 | 35.0403 | 35 | 1 | 1 | 0 | 7.2 | 1 | 7.2 | 4611.4857 | 18 | 0 | 0 | 0 | 0 | 0 | 0 | 0 | 0 | 0 | 0 | 0 | 0 | 0
49 | 3 | 1 | 3 | 4285.7143 | 0 | 238.0952 | 0 | 92.3226 | 4616.1322 | #DIV/0! |  | #DIV/0! | 18 | 0 | 0 | 0 | 0 | 0 | 0 |  | 4616.1322 | 27.6084 | 30.0443 | 27.6084 | 5.118 | 21902.7177 | 21904.7998 | 4611.0142 | 35.0443 | 35.0477 | 35.0443 | 35 | 1 | 1 | 0 | 7.2 | 1 | 7.2 | 4611.0142 | 18 | 0 | 0 | 0 | 0 | 0 | 0 | 0 | 0 | 0 | 0 | 0 | 0 | 0
50 | 3 | 1 | 3 | 4285.7143 | 0 | 238.0952 | 0 | 92.3226 | 4616.1322 | #DIV/0! |  | #DIV/0! | 18 | 0 | 0 | 0 | 0 | 0 | 0 |  | 4616.1322 | 27.6084 | 30.0477 | 27.6084 | 5.5024 | 21904.7998 | 21906.4974 | 4610.6298 | 35.0477 | 35.0504 | 35.0477 | 35 | 1 | 1 | 0 | 7.2 | 1 | 7.2 | 4610.6298 | 18 | 0 | 0 | 0 | 0 | 0 | 0 | 0 | 0 | 0 | 0 | 0 | 0 | 0
51 | 3 | 1 | 3 | 4285.7143 | 0 | 238.0952 | 0 | 92.3226 | 4616.1322 | #DIV/0! |  | #DIV/0! | 18 | 0 | 0 | 0 | 0 | 0 | 0 |  | 4616.1322 | 27.6084 | 30.0504 | 27.6084 | 5.8158 | 21906.4974 | 21907.8816 | 4610.3163 | 35.0504 | 35.0526 | 35.0504 | 35 | 1 | 1 | 0 | 7.2 | 1 | 7.2 | 4610.3163 | 18 | 0 | 0 | 0 | 0 | 0 | 0 | 0 | 0 | 0 | 0 | 0 | 0 | 0
52 | 3 | 1 | 3 | 4285.7143 | 0 | 238.0952 | 0 | 92.3226 | 4616.1322 | #DIV/0! |  | #DIV/0! | 18 | 0 | 0 | 0 | 0 | 0 | 0 |  | 4616.1322 | 27.6084 | 30.0526 | 27.6084 | 6.0714 | 21907.8816 | 21909.0101 | 4610.0607 | 35.0526 | 35.0544 | 35.0526 | 35 | 1 | 1 | 0 | 7.2 | 1 | 7.2 | 4610.0607 | 18 | 0 | 0 | 0 | 0 | 0 | 0 | 0 | 0 | 0 | 0 | 0 | 0 | 0
53 | 3 | 1 | 3 | 4285.7143 | 3000 | 238.0952 | 0 | 153.5471 | 7677.3567 | #DIV/0! |  | #DIV/0! | 18 | 0 | 0 | 0 | 0 | 0 | 0 |  | 7677.3567 | 45.9172 | 30.0544 | 45.9172 | 10.4443 | 21909.0101 | 21905.7658 | 7666.9123 | 35.0544 | 35.0492 | 35.0544 | 35 | 1 | 1 | 0 | 7.2 | 1 | 7.2 | 7666.9123 | 18 | 0 | 0 | 0 | 0 | 0 | 0 | 0 | 0 | 0 | 0 | 0 | 0 | 0
54 | 3 | 1 | 3 | 4285.7143 | 5000 | 238.0952 | 0 | 194.3635 | 9718.173 | #DIV/0! |  | #DIV/0! | 18 | 0 | 0 | 0 | 0 | 0 | 0 |  | 9718.173 | 58.123 | 30.0492 | 58.123 | 11.9595 | 21905.7658 | 21901.0063 | 9706.2135 | 35.0492 | 35.0416 | 35.0492 | 35 | 1 | 1 | 0 | 7.2 | 1 | 7.2 | 9706.2135 | 18 | 0 | 0 | 0 | 0 | 0 | 0 | 0 | 0 | 0 | 0 | 0 | 0 | 0
55 | 3 | 1 | 3 | 4285.7143 | 5000 | 238.0952 | 1571.4286 | 226.4334 | 11321.6715 | #DIV/0! |  | #DIV/0! | 18 | 0 | 0 | 0 | 0 | 0 | 0 |  | 11321.6715 | 67.7133 | 30.0416 | 67.7133 | 11.7774 | 21901.0063 | 21896.4289 | 11309.8941 | 35.0416 | 35.0343 | 35.0416 | 35 | 1 | 1 | 0 | 7.2 | 1 | 7.2 | 11309.8941 | 18 | 0 | 0 | 0 | 0 | 0 | 0 | 0 | 0 | 0 | 0 | 0 | 0 | 0
56 | 3 | 1 | 3 | 4285.7143 | 5000 | 238.0952 | 1571.4286 | 226.4334 | 11321.6715 | #DIV/0! |  | #DIV/0! | 18 | 0 | 0 | 0 | 0 | 0 | 0 |  | 11321.6715 | 67.7133 | 30.0343 | 67.7133 | 9.7044 | 21896.4289 | 21893.9245 | 11311.9671 | 35.0343 | 35.0303 | 35.0343 | 35 | 1 | 1 | 0 | 7.2 | 1 | 7.2 | 11311.9671 | 18 | 0 | 0 | 0 | 0 | 0 | 0 | 0 | 0 | 0 | 0 | 0 | 0 | 0
57 | 3 | 1 | 3 | 4285.7143 | 2000 | 238.0952 | 1571.4286 | 165.2089 | 8260.447 | #DIV/0! |  | #DIV/0! | 18 | 0 | 0 | 0 | 0 | 0 | 0 |  | 8260.447 | 49.4046 | 30.0303 | 49.4046 | 6.253 | 21893.9245 | 21894.8715 | 8254.1941 | 35.0303 | 35.0318 | 35.0303 | 35 | 1 | 1 | 0 | 7.2 | 1 | 7.2 | 8254.1941 | 18 | 0 | 0 | 0 | 0 | 0 | 0 | 0 | 0 | 0 | 0 | 0 | 0 | 0
58 | 3 | 1 | 3 | 4285.7143 | 0 | 238.0952 | 1571.4286 | 124.3926 | 6219.6307 | #DIV/0! |  | #DIV/0! | 18 | 0 | 0 | 0 | 0 | 0 | 0 |  | 6219.6307 | 37.1987 | 30.0318 | 37.1987 | 4.9437 | 21894.8715 | 21897.1278 | 6214.687 | 35.0318 | 35.0354 | 35.0318 | 35 | 1 | 1 | 0 | 7.2 | 1 | 7.2 | 6214.687 | 18 | 0 | 0 | 0 | 0 | 0 | 0 | 0 | 0 | 0 | 0 | 0 | 0 | 0
59 | 3 | 1 | 3 | 4285.7143 | 0 | 238.0952 | 1571.4286 | 124.3926 | 6219.6307 | #DIV/0! |  | #DIV/0! | 18 | 0 | 0 | 0 | 0 | 0 | 0 |  | 6219.6307 | 37.1987 | 30.0354 | 37.1987 | 5.5051 | 21897.1278 | 21898.8227 | 6214.1257 | 35.0354 | 35.0381 | 35.0354 | 35 | 1 | 1 | 0 | 7.2 | 1 | 7.2 | 6214.1257 | 18 | 0 | 0 | 0 | 0 | 0 | 0 | 0 | 0 | 0 | 0 | 0 | 0 | 0
60 | 3 | 1 | 3 | 4285.7143 | 0 | 238.0952 | 1571.4286 | 124.3926 | 6219.6307 | #DIV/0! |  | #DIV/0! | 18 | 0 | 0 | 0 | 0 | 0 | 0 |  | 6219.6307 | 37.1987 | 30.0381 | 37.1987 | 5.9267 | 21898.8227 | 21900.096 | 6213.704 | 35.0381 | 35.0402 | 35.0381 | 35 | 1 | 1 | 0 | 7.2 | 1 | 7.2 | 6213.704 | 18 | 0 | 0 | 0 | 0 | 0 | 0 | 0 | 0 | 0 | 0 | 0 | 0 | 0
61 | 3 | 1 | 3 | 4285.7143 | 0 | 238.0952 | 1571.4286 | 124.3926 | 6219.6307 | #DIV/0! |  | #DIV/0! | 18 | 0 | 0 | 0 | 0 | 0 | 0 |  | 6219.6307 | 37.1987 | 30.0402 | 37.1987 | 6.2435 | 21900.096 | 21901.0525 | 6213.3872 | 35.0402 | 35.0417 | 35.0402 | 35 | 1 | 1 | 0 | 7.2 | 1 | 7.2 | 6213.3872 | 18 | 0 | 0 | 0 | 0 | 0 | 0 | 0 | 0 | 0 | 0 | 0 | 0 | 0
62 | 3 | 1 | 3 | 4285.7143 | 0 | 238.0952 | 1571.4286 | 124.3926 | 6219.6307 | #DIV/0! |  | #DIV/0! | 18 | 0 | 0 | 0 | 0 | 0 | 0 |  | 6219.6307 | 37.1987 | 30.0417 | 37.1987 | 6.4815 | 21901.0525 | 21901.771 | 6213.1492 | 35.0417 | 35.0428 | 35.0417 | 35 | 1 | 1 | 0 | 7.2 | 1 | 7.2 | 6213.1492 | 18 | 0 | 0 | 0 | 0 | 0 | 0 | 0 | 0 | 0 | 0 | 0 | 0 | 0
63 | 3 | 1 | 3 | 4285.7143 | 0 | 238.0952 | 1571.4286 | 124.3926 | 6219.6307 | #DIV/0! |  | #DIV/0! | 18 | 0 | 0 | 0 | 0 | 0 | 0 |  | 6219.6307 | 37.1987 | 30.0428 | 37.1987 | 6.6602 | 21901.771 | 21902.3108 | 6212.9705 | 35.0428 | 35.0437 | 35.0428 | 35 | 1 | 1 | 0 | 7.2 | 1 | 7.2 | 6212.9705 | 18 | 0 | 0 | 0 | 0 | 0 | 0 | 0 | 0 | 0 | 0 | 0 | 0 | 0
64 | 3 | 1 | 3 | 4285.7143 | 0 | 238.0952 | 1571.4286 | 124.3926 | 6219.6307 | #DIV/0! |  | #DIV/0! | 18 | 0 | 0 | 0 | 0 | 0 | 0 |  | 6219.6307 | 37.1987 | 30.0437 | 37.1987 | 6.7945 | 21902.3108 | 21902.7162 | 6212.8362 | 35.0437 | 35.0443 | 35.0437 | 35 | 1 | 1 | 0 | 7.2 | 1 | 7.2 | 6212.8362 | 18 | 0 | 0 | 0 | 0 | 0 | 0 | 0 | 0 | 0 | 0 | 0 | 0 | 0
65 | 3 | 1 | 3 | 4285.7143 | 0 | 238.0952 | 0 | 92.3226 | 4616.1322 | #DIV/0! |  | #DIV/0! | 18 | 0 | 0 | 0 | 0 | 0 | 0 |  | 4616.1322 | 27.6084 | 30.0443 | 27.6084 | 5.1177 | 21902.7162 | 21904.7986 | 4611.0145 | 35.0443 | 35.0477 | 35.0443 | 35 | 1 | 1 | 0 | 7.2 | 1 | 7.2 | 4611.0145 | 18 | 0 | 0 | 0 | 0 | 0 | 0 | 0 | 0 | 0 | 0 | 0 | 0 | 0
66 | 3 | 1 | 3 | 4285.7143 | 2500 | 238.0952 | 0 | 143.3431 | 7167.1526 | #DIV/0! |  | #DIV/0! | 18 | 0 | 0 | 0 | 0 | 0 | 0 |  | 7167.1526 | 42.8657 | 30.0477 | 42.8657 | 8.5428 | 21904.7986 | 21903.4557 | 7158.6097 | 35.0477 | 35.0455 | 35.0477 | 35 | 1 | 1 | 0 | 7.2 | 1 | 7.2 | 7158.6097 | 18 | 0 | 0 | 0 | 0 | 0 | 0 | 0 | 0 | 0 | 0 | 0 | 0 | 0
67 | 3 | 1 | 3 | 4285.7143 | 5000 | 238.0952 | 0 | 194.3635 | 9718.173 | #DIV/0! |  | #DIV/0! | 18 | 0 | 0 | 0 | 0 | 0 | 0 |  | 9718.173 | 58.123 | 30.0455 | 58.123 | 11.0615 | 21903.4557 | 21899.5942 | 9707.1115 | 35.0455 | 35.0394 | 35.0455 | 35 | 1 | 1 | 0 | 7.2 | 1 | 7.2 | 9707.1115 | 18 | 0 | 0 | 0 | 0 | 0 | 0 | 0 | 0 | 0 | 0 | 0 | 0 | 0
68 | 3 | 1 | 3 | 4285.7143 | 5000 | 238.0952 | 0 | 194.3635 | 9718.173 | #DIV/0! |  | #DIV/0! | 18 | 0 | 0 | 0 | 0 | 0 | 0 |  | 9718.173 | 58.123 | 30.0394 | 58.123 | 9.5604 | 21899.5942 | 21897.2338 | 9708.6125 | 35.0394 | 35.0356 | 35.0394 | 35 | 1 | 1 | 0 | 7.2 | 1 | 7.2 | 9708.6125 | 18 | 0 | 0 | 0 | 0 | 0 | 0 | 0 | 0 | 0 | 0 | 0 | 0 | 0
69 | 3 | 1 | 3 | 4285.7143 | 5000 | 238.0952 | 0 | 194.3635 | 9718.173 | #DIV/0! |  | #DIV/0! | 18 | 0 | 0 | 0 | 0 | 0 | 0 |  | 9718.173 | 58.123 | 30.0356 | 58.123 | 8.6429 | 21897.2338 | 21895.7909 | 9709.5301 | 35.0356 | 35.0333 | 35.0356 | 35 | 1 | 1 | 0 | 7.2 | 1 | 7.2 | 9709.5301 | 18 | 0 | 0 | 0 | 0 | 0 | 0 | 0 | 0 | 0 | 0 | 0 | 0 | 0
70 | 3 | 1 | 3 | 4285.7143 | 2500 | 238.0952 | 0 | 143.3431 | 7167.1526 | #DIV/0! |  | #DIV/0! | 18 | 0 | 0 | 0 | 0 | 0 | 0 |  | 7167.1526 | 42.8657 | 30.0333 | 42.8657 | 5.9605 | 21895.7909 | 21897.0304 | 7161.1921 | 35.0333 | 35.0352 | 35.0333 | 35 | 1 | 1 | 0 | 7.2 | 1 | 7.2 | 7161.1921 | 18 | 0 | 0 | 0 | 0 | 0 | 0 | 0 | 0 | 0 | 0 | 0 | 0 | 0
71 | 3 | 1 | 3 | 4285.7143 | 0 | 238.0952 | 0 | 92.3226 | 4616.1322 | #DIV/0! |  | #DIV/0! | 18 | 0 | 0 | 0 | 0 | 0 | 0 |  | 4616.1322 | 27.6084 | 30.0352 | 27.6084 | 4.0678 | 21897.0304 | 21900.1626 | 4612.0643 | 35.0352 | 35.0403 | 35.0352 | 35 | 1 | 1 | 0 | 7.2 | 1 | 7.2 | 4612.0643 | 18 | 0 | 0 | 0 | 0 | 0 | 0 | 0 | 0 | 0 | 0 | 0 | 0 | 0
72 | 4 | 1 | 4 | 4285.7143 | 0 | 238.0952 | 0 | 92.3226 | 4616.1322 | #DIV/0! |  | #DIV/0! | 18 | 0 | 0 | 0 | 0 | 0 | 0 |  | 4616.1322 | 27.6084 | 30.0403 | 27.6084 | 4.6462 | 21900.1626 | 21902.7165 | 4611.486 | 35.0403 | 35.0443 | 35.0403 | 35 | 1 | 1 | 0 | 7.2 | 1 | 7.2 | 4611.486 | 18 | 0 | 0 | 0 | 0 | 0 | 0 | 0 | 0 | 0 | 0 | 0 | 0 | 0
73 | 4 | 1 | 4 | 4285.7143 | 0 | 238.0952 | 0 | 92.3226 | 4616.1322 | #DIV/0! |  | #DIV/0! | 18 | 0 | 0 | 0 | 0 | 0 | 0 |  | 4616.1322 | 27.6084 | 30.0443 | 27.6084 | 5.1177 | 21902.7165 | 21904.7988 | 4611.0145 | 35.0443 | 35.0477 | 35.0443 | 35 | 1 | 1 | 0 | 7.2 | 1 | 7.2 | 4611.0145 | 18 | 0 | 0 | 0 | 0 | 0 | 0 | 0 | 0 | 0 | 0 | 0 | 0 | 0
74 | 4 | 1 | 4 | 4285.7143 | 0 | 238.0952 | 0 | 92.3226 | 4616.1322 | #DIV/0! |  | #DIV/0! | 18 | 0 | 0 | 0 | 0 | 0 | 0 |  | 4616.1322 | 27.6084 | 30.0477 | 27.6084 | 5.5022 | 21904.7988 | 21906.4966 | 4610.63 | 35.0477 | 35.0504 | 35.0477 | 35 | 1 | 1 | 0 | 7.2 | 1 | 7.2 | 4610.63 | 18 | 0 | 0 | 0 | 0 | 0 | 0 | 0 | 0 | 0 | 0 | 0 | 0 | 0
75 | 4 | 1 | 4 | 4285.7143 | 0 | 238.0952 | 0 | 92.3226 | 4616.1322 | #DIV/0! |  | #DIV/0! | 18 | 0 | 0 | 0 | 0 | 0 | 0 |  | 4616.1322 | 27.6084 | 30.0504 | 27.6084 | 5.8157 | 21906.4966 | 21907.8809 | 4610.3165 | 35.0504 | 35.0526 | 35.0504 | 35 | 1 | 1 | 0 | 7.2 | 1 | 7.2 | 4610.3165 | 18 | 0 | 0 | 0 | 0 | 0 | 0 | 0 | 0 | 0 | 0 | 0 | 0 | 0
76 | 4 | 1 | 4 | 4285.7143 | 0 | 238.0952 | 0 | 92.3226 | 4616.1322 | #DIV/0! |  | #DIV/0! | 18 | 0 | 0 | 0 | 0 | 0 | 0 |  | 4616.1322 | 27.6084 | 30.0526 | 27.6084 | 6.0713 | 21907.8809 | 21909.0096 | 4610.0609 | 35.0526 | 35.0544 | 35.0526 | 35 | 1 | 1 | 0 | 7.2 | 1 | 7.2 | 4610.0609 | 18 | 0 | 0 | 0 | 0 | 0 | 0 | 0 | 0 | 0 | 0 | 0 | 0 | 0
77 | 4 | 1 | 4 | 4285.7143 | 3000 | 238.0952 | 0 | 153.5471 | 7677.3567 | #DIV/0! |  | #DIV/0! | 18 | 0 | 0 | 0 | 0 | 0 | 0 |  | 7677.3567 | 45.9172 | 30.0544 | 45.9172 | 10.4441 | 21909.0096 | 21905.7654 | 7666.9125 | 35.0544 | 35.0492 | 35.0544 | 35 | 1 | 1 | 0 | 7.2 | 1 | 7.2 | 7666.9125 | 18 | 0 | 0 | 0 | 0 | 0 | 0 | 0 | 0 | 0 | 0 | 0 | 0 | 0
78 | 4 | 1 | 4 | 4285.7143 | 5000 | 238.0952 | 0 | 194.3635 | 9718.173 | #DIV/0! |  | #DIV/0! | 18 | 0 | 0 | 0 | 0 | 0 | 0 |  | 9718.173 | 58.123 | 30.0492 | 58.123 | 11.9593 | 21905.7654 | 21901.0061 | 9706.2136 | 35.0492 | 35.0416 | 35.0492 | 35 | 1 | 1 | 0 | 7.2 | 1 | 7.2 | 9706.2136 | 18 | 0 | 0 | 0 | 0 | 0 | 0 | 0 | 0 | 0 | 0 | 0 | 0 | 0
79 | 4 | 1 | 4 | 4285.7143 | 5000 | 238.0952 | 1571.4286 | 226.4334 | 11321.6715 | #DIV/0! |  | #DIV/0! | 18 | 0 | 0 | 0 | 0 | 0 | 0 |  | 11321.6715 | 67.7133 | 30.0416 | 67.7133 | 11.7773 | 21901.0061 | 21896.4288 | 11309.8942 | 35.0416 | 35.0343 | 35.0416 | 35 | 1 | 1 | 0 | 7.2 | 1 | 7.2 | 11309.8942 | 18 | 0 | 0 | 0 | 0 | 0 | 0 | 0 | 0 | 0 | 0 | 0 | 0 | 0
80 | 4 | 1 | 4 | 4285.7143 | 5000 | 238.0952 | 1571.4286 | 226.4334 | 11321.6715 | #DIV/0! |  | #DIV/0! | 18 | 0 | 0 | 0 | 0 | 0 | 0 |  | 11321.6715 | 67.7133 | 30.0343 | 67.7133 | 9.7044 | 21896.4288 | 21893.9244 | 11311.9671 | 35.0343 | 35.0303 | 35.0343 | 35 | 1 | 1 | 0 | 7.2 | 1 | 7.2 | 11311.9671 | 18 | 0 | 0 | 0 | 0 | 0 | 0 | 0 | 0 | 0 | 0 | 0 | 0 | 0
81 | 4 | 1 | 4 | 4285.7143 | 2000 | 238.0952 | 1571.4286 | 165.2089 | 8260.447 | #DIV/0! |  | #DIV/0! | 18 | 0 | 0 | 0 | 0 | 0 | 0 |  | 8260.447 | 49.4046 | 30.0303 | 49.4046 | 6.253 | 21893.9244 | 21894.8714 | 8254.1941 | 35.0303 | 35.0318 | 35.0303 | 35 | 1 | 1 | 0 | 7.2 | 1 | 7.2 | 8254.1941 | 18 | 0 | 0 | 0 | 0 | 0 | 0 | 0 | 0 | 0 | 0 | 0 | 0 | 0
82 | 4 | 1 | 4 | 4285.7143 | 0 | 238.0952 | 1571.4286 | 124.3926 | 6219.6307 | #DIV/0! |  | #DIV/0! | 18 | 0 | 0 | 0 | 0 | 0 | 0 |  | 6219.6307 | 37.1987 | 30.0318 | 37.1987 | 4.9437 | 21894.8714 | 21897.1277 | 6214.687 | 35.0318 | 35.0354 | 35.0318 | 35 | 1 | 1 | 0 | 7.2 | 1 | 7.2 | 6214.687 | 18 | 0 | 0 | 0 | 0 | 0 | 0 | 0 | 0 | 0 | 0 | 0 | 0 | 0
83 | 4 | 1 | 4 | 4285.7143 | 0 | 238.0952 | 1571.4286 | 124.3926 | 6219.6307 | #DIV/0! |  | #DIV/0! | 18 | 0 | 0 | 0 | 0 | 0 | 0 |  | 6219.6307 | 37.1987 | 30.0354 | 37.1987 | 5.505 | 21897.1277 | 21898.8227 | 6214.1257 | 35.0354 | 35.0381 | 35.0354 | 35 | 1 | 1 | 0 | 7.2 | 1 | 7.2 | 6214.1257 | 18 | 0 | 0 | 0 | 0 | 0 | 0 | 0 | 0 | 0 | 0 | 0 | 0 | 0
84 | 4 | 1 | 4 | 4285.7143 | 0 | 238.0952 | 1571.4286 | 124.3926 | 6219.6307 | #DIV/0! |  | #DIV/0! | 18 | 0 | 0 | 0 | 0 | 0 | 0 |  | 6219.6307 | 37.1987 | 30.0381 | 37.1987 | 5.9267 | 21898.8227 | 21900.0959 | 6213.704 | 35.0381 | 35.0402 | 35.0381 | 35 | 1 | 1 | 0 | 7.2 | 1 | 7.2 | 6213.704 | 18 | 0 | 0 | 0 | 0 | 0 | 0 | 0 | 0 | 0 | 0 | 0 | 0 | 0
85 | 4 | 1 | 4 | 4285.7143 | 0 | 238.0952 | 1571.4286 | 124.3926 | 6219.6307 | #DIV/0! |  | #DIV/0! | 18 | 0 | 0 | 0 | 0 | 0 | 0 |  | 6219.6307 | 37.1987 | 30.0402 | 37.1987 | 6.2435 | 21900.0959 | 21901.0524 | 6213.3872 | 35.0402 | 35.0417 | 35.0402 | 35 | 1 | 1 | 0 | 7.2 | 1 | 7.2 | 6213.3872 | 18 | 0 | 0 | 0 | 0 | 0 | 0 | 0 | 0 | 0 | 0 | 0 | 0 | 0
86 | 4 | 1 | 4 | 4285.7143 | 0 | 238.0952 | 1571.4286 | 124.3926 | 6219.6307 | #DIV/0! |  | #DIV/0! | 18 | 0 | 0 | 0 | 0 | 0 | 0 |  | 6219.6307 | 37.1987 | 30.0417 | 37.1987 | 6.4815 | 21901.0524 | 21901.771 | 6213.1492 | 35.0417 | 35.0428 | 35.0417 | 35 | 1 | 1 | 0 | 7.2 | 1 | 7.2 | 6213.1492 | 18 | 0 | 0 | 0 | 0 | 0 | 0 | 0 | 0 | 0 | 0 | 0 | 0 | 0
87 | 4 | 1 | 4 | 4285.7143 | 0 | 238.0952 | 1571.4286 | 124.3926 | 6219.6307 | #DIV/0! |  | #DIV/0! | 18 | 0 | 0 | 0 | 0 | 0 | 0 |  | 6219.6307 | 37.1987 | 30.0428 | 37.1987 | 6.6602 | 21901.771 | 21902.3108 | 6212.9705 | 35.0428 | 35.0437 | 35.0428 | 35 | 1 | 1 | 0 | 7.2 | 1 | 7.2 | 6212.9705 | 18 | 0 | 0 | 0 | 0 | 0 | 0 | 0 | 0 | 0 | 0 | 0 | 0 | 0
88 | 4 | 1 | 4 | 4285.7143 | 0 | 238.0952 | 1571.4286 | 124.3926 | 6219.6307 | #DIV/0! |  | #DIV/0! | 18 | 0 | 0 | 0 | 0 | 0 | 0 |  | 6219.6307 | 37.1987 | 30.0437 | 37.1987 | 6.7945 | 21902.3108 | 21902.7162 | 6212.8362 | 35.0437 | 35.0443 | 35.0437 | 35 | 1 | 1 | 0 | 7.2 | 1 | 7.2 | 6212.8362 | 18 | 0 | 0 | 0 | 0 | 0 | 0 | 0 | 0 | 0 | 0 | 0 | 0 | 0
89 | 4 | 1 | 4 | 4285.7143 | 0 | 238.0952 | 0 | 92.3226 | 4616.1322 | #DIV/0! |  | #DIV/0! | 18 | 0 | 0 | 0 | 0 | 0 | 0 |  | 4616.1322 | 27.6084 | 30.0443 | 27.6084 | 5.1177 | 21902.7162 | 21904.7986 | 4611.0145 | 35.0443 | 35.0477 | 35.0443 | 35 | 1 | 1 | 0 | 7.2 | 1 | 7.2 | 4611.0145 | 18 | 0 | 0 | 0 | 0 | 0 | 0 | 0 | 0 | 0 | 0 | 0 | 0 | 0
90 | 4 | 1 | 4 | 4285.7143 | 2500 | 238.0952 | 0 | 143.3431 | 7167.1526 | #DIV/0! |  | #DIV/0! | 18 | 0 | 0 | 0 | 0 | 0 | 0 |  | 7167.1526 | 42.8657 | 30.0477 | 42.8657 | 8.5428 | 21904.7986 | 21903.4557 | 7158.6097 | 35.0477 | 35.0455 | 35.0477 | 35 | 1 | 1 | 0 | 7.2 | 1 | 7.2 | 7158.6097 | 18 | 0 | 0 | 0 | 0 | 0 | 0 | 0 | 0 | 0 | 0 | 0 | 0 | 0
91 | 4 | 1 | 4 | 4285.7143 | 5000 | 238.0952 | 0 | 194.3635 | 9718.173 | #DIV/0! |  | #DIV/0! | 18 | 0 | 0 | 0 | 0 | 0 | 0 |  | 9718.173 | 58.123 | 30.0455 | 58.123 | 11.0615 | 21903.4557 | 21899.5942 | 9707.1115 | 35.0455 | 35.0394 | 35.0455 | 35 | 1 | 1 | 0 | 7.2 | 1 | 7.2 | 9707.1115 | 18 | 0 | 0 | 0 | 0 | 0 | 0 | 0 | 0 | 0 | 0 | 0 | 0 | 0
92 | 4 | 1 | 4 | 4285.7143 | 5000 | 238.0952 | 0 | 194.3635 | 9718.173 | #DIV/0! |  | #DIV/0! | 18 | 0 | 0 | 0 | 0 | 0 | 0 |  | 9718.173 | 58.123 | 30.0394 | 58.123 | 9.5604 | 21899.5942 | 21897.2338 | 9708.6125 | 35.0394 | 35.0356 | 35.0394 | 35 | 1 | 1 | 0 | 7.2 | 1 | 7.2 | 9708.6125 | 18 | 0 | 0 | 0 | 0 | 0 | 0 | 0 | 0 | 0 | 0 | 0 | 0 | 0
93 | 4 | 1 | 4 | 4285.7143 | 5000 | 238.0952 | 0 | 194.3635 | 9718.173 | #DIV/0! |  | #DIV/0! | 18 | 0 | 0 | 0 | 0 | 0 | 0 |  | 9718.173 | 58.123 | 30.0356 | 58.123 | 8.6429 | 21897.2338 | 21895.7909 | 9709.5301 | 35.0356 | 35.0333 | 35.0356 | 35 | 1 | 1 | 0 | 7.2 | 1 | 7.2 | 9709.5301 | 18 | 0 | 0 | 0 | 0 | 0 | 0 | 0 | 0 | 0 | 0 | 0 | 0 | 0
94 | 4 | 1 | 4 | 4285.7143 | 2500 | 238.0952 | 0 | 143.3431 | 7167.1526 | #DIV/0! |  | #DIV/0! | 18 | 0 | 0 | 0 | 0 | 0 | 0 |  | 7167.1526 | 42.8657 | 30.0333 | 42.8657 | 5.9605 | 21895.7909 | 21897.0304 | 7161.1921 | 35.0333 | 35.0352 | 35.0333 | 35 | 1 | 1 | 0 | 7.2 | 1 | 7.2 | 7161.1921 | 18 | 0 | 0 | 0 | 0 | 0 | 0 | 0 | 0 | 0 | 0 | 0 | 0 | 0
95 | 4 | 1 | 5 | 4285.7143 | 0 | 238.0952 | 0 | 92.3226 | 4616.1322 | #DIV/0! |  | #DIV/0! | 18 | 0 | 0 | 0 | 0 | 0 | 0 |  | 4616.1322 | 27.6084 | 30.0352 | 27.6084 | 4.0678 | 21897.0304 | 21900.1626 | 4612.0643 | 35.0352 | 35.0403 | 35.0352 | 35 | 1 | 1 | 0 | 7.2 | 1 | 7.2 | 4612.0643 | 18 | 0 | 0 | 0 | 0 | 0 | 0 | 0 | 0 | 0 | 0 | 0 | 0 | 0
96 | 5 | 1 | 5 | 4285.7143 | 0 | 238.0952 | 0 | 92.3226 | 4616.1322 | #DIV/0! |  | #DIV/0! | 18 | 0 | 0 | 0 | 0 | 0 | 0 |  | 4616.1322 | 27.6084 | 30.0403 | 27.6084 | 4.6462 | 21900.1626 | 21902.7165 | 4611.486 | 35.0403 | 35.0443 | 35.0403 | 35 | 1 | 1 | 0 | 7.2 | 1 | 7.2 | 4611.486 | 18 | 0 | 0 | 0 | 0 | 0 | 0 | 0 | 0 | 0 | 0 | 0 | 0 | 0
97 | 5 | 1 | 5 | 4285.7143 | 0 | 238.0952 | 0 | 92.3226 | 4616.1322 | #DIV/0! |  | #DIV/0! | 18 | 0 | 0 | 0 | 0 | 0 | 0 |  | 4616.1322 | 27.6084 | 30.0443 | 27.6084 | 5.1177 | 21902.7165 | 21904.7988 | 4611.0145 | 35.0443 | 35.0477 | 35.0443 | 35 | 1 | 1 | 0 | 7.2 | 1 | 7.2 | 4611.0145 | 18 | 0 | 0 | 0 | 0 | 0 | 0 | 0 | 0 | 0 | 0 | 0 | 0 | 0
98 | 5 | 1 | 5 | 4285.7143 | 0 | 238.0952 | 0 | 92.3226 | 4616.1322 | #DIV/0! |  | #DIV/0! | 18 | 0 | 0 | 0 | 0 | 0 | 0 |  | 4616.1322 | 27.6084 | 30.0477 | 27.6084 | 5.5022 | 21904.7988 | 21906.4966 | 4610.63 | 35.0477 | 35.0504 | 35.0477 | 35 | 1 | 1 | 0 | 7.2 | 1 | 7.2 | 4610.63 | 18 | 0 | 0 | 0 | 0 | 0 | 0 | 0 | 0 | 0 | 0 | 0 | 0 | 0
99 | 5 | 1 | 5 | 4285.7143 | 0 | 238.0952 | 0 | 92.3226 | 4616.1322 | #DIV/0! |  | #DIV/0! | 18 | 0 | 0 | 0 | 0 | 0 | 0 |  | 4616.1322 | 27.6084 | 30.0504 | 27.6084 | 5.8157 | 21906.4966 | 21907.8809 | 4610.3165 | 35.0504 | 35.0526 | 35.0504 | 35 | 1 | 1 | 0 | 7.2 | 1 | 7.2 | 4610.3165 | 18 | 0 | 0 | 0 | 0 | 0 | 0 | 0 | 0 | 0 | 0 | 0 | 0 | 0
100 | 5 | 1 | 5 | 4285.7143 | 0 | 238.0952 | 0 | 92.3226 | 4616.1322 | #DIV/0! |  | #DIV/0! | 18 | 0 | 0 | 0 | 0 | 0 | 0 |  | 4616.1322 | 27.6084 | 30.0526 | 27.6084 | 6.0713 | 21907.8809 | 21909.0096 | 4610.0609 | 35.0526 | 35.0544 | 35.0526 | 35 | 1 | 1 | 0 | 7.2 | 1 | 7.2 | 4610.0609 | 18 | 0 | 0 | 0 | 0 | 0 | 0 | 0 | 0 | 0 | 0 | 0 | 0 | 0
101 | 5 | 1 | 5 | 4285.7143 | 3000 | 238.0952 | 0 | 153.5471 | 7677.3567 | #DIV/0! |  | #DIV/0! | 18 | 0 | 0 | 0 | 0 | 0 | 0 |  | 7677.3567 | 45.9172 | 30.0544 | 45.9172 | 10.4441 | 21909.0096 | 21905.7654 | 7666.9125 | 35.0544 | 35.0492 | 35.0544 | 35 | 1 | 1 | 0 | 7.2 | 1 | 7.2 | 7666.9125 | 18 | 0 | 0 | 0 | 0 | 0 | 0 | 0 | 0 | 0 | 0 | 0 | 0 | 0
102 | 5 | 1 | 5 | 4285.7143 | 5000 | 238.0952 | 0 | 194.3635 | 9718.173 | #DIV/0! |  | #DIV/0! | 18 | 0 | 0 | 0 | 0 | 0 | 0 |  | 9718.173 | 58.123 | 30.0492 | 58.123 | 11.9593 | 21905.7654 | 21901.0061 | 9706.2136 | 35.0492 | 35.0416 | 35.0492 | 35 | 1 | 1 | 0 | 7.2 | 1 | 7.2 | 9706.2136 | 18 | 0 | 0 | 0 | 0 | 0 | 0 | 0 | 0 | 0 | 0 | 0 | 0 | 0
103 | 5 | 1 | 5 | 4285.7143 | 5000 | 238.0952 | 1571.4286 | 226.4334 | 11321.6715 | #DIV/0! |  | #DIV/0! | 18 | 0 | 0 | 0 | 0 | 0 | 0 |  | 11321.6715 | 67.7133 | 30.0416 | 67.7133 | 11.7773 | 21901.0061 | 21896.4288 | 11309.8942 | 35.0416 | 35.0343 | 35.0416 | 35 | 1 | 1 | 0 | 7.2 | 1 | 7.2 | 11309.8942 | 18 | 0 | 0 | 0 | 0 | 0 | 0 | 0 | 0 | 0 | 0 | 0 | 0 | 0
104 | 5 | 1 | 5 | 4285.7143 | 5000 | 238.0952 | 1571.4286 | 226.4334 | 11321.6715 | #DIV/0! |  | #DIV/0! | 18 | 0 | 0 | 0 | 0 | 0 | 0 |  | 11321.6715 | 67.7133 | 30.0343 | 67.7133 | 9.7044 | 21896.4288 | 21893.9244 | 11311.9671 | 35.0343 | 35.0303 | 35.0343 | 35 | 1 | 1 | 0 | 7.2 | 1 | 7.2 | 11311.9671 | 18 | 0 | 0 | 0 | 0 | 0 | 0 | 0 | 0 | 0 | 0 | 0 | 0 | 0
105 | 5 | 1 | 5 | 4285.7143 | 2000 | 238.0952 | 1571.4286 | 165.2089 | 8260.447 | #DIV/0! |  | #DIV/0! | 18 | 0 | 0 | 0 | 0 | 0 | 0 |  | 8260.447 | 49.4046 | 30.0303 | 49.4046 | 6.253 | 21893.9244 | 21894.8714 | 8254.1941 | 35.0303 | 35.0318 | 35.0303 | 35 | 1 | 1 | 0 | 7.2 | 1 | 7.2 | 8254.1941 | 18 | 0 | 0 | 0 | 0 | 0 | 0 | 0 | 0 | 0 | 0 | 0 | 0 | 0
106 | 5 | 1 | 5 | 4285.7143 | 0 | 238.0952 | 1571.4286 | 124.3926 | 6219.6307 | #DIV/0! |  | #DIV/0! | 18 | 0 | 0 | 0 | 0 | 0 | 0 |  | 6219.6307 | 37.1987 | 30.0318 | 37.1987 | 4.9437 | 21894.8714 | 21897.1277 | 6214.687 | 35.0318 | 35.0354 | 35.0318 | 35 | 1 | 1 | 0 | 7.2 | 1 | 7.2 | 6214.687 | 18 | 0 | 0 | 0 | 0 | 0 | 0 | 0 | 0 | 0 | 0 | 0 | 0 | 0
107 | 5 | 1 | 5 | 4285.7143 | 0 | 238.0952 | 1571.4286 | 124.3926 | 6219.6307 | #DIV/0! |  | #DIV/0! | 18 | 0 | 0 | 0 | 0 | 0 | 0 |  | 6219.6307 | 37.1987 | 30.0354 | 37.1987 | 5.505 | 21897.1277 | 21898.8227 | 6214.1257 | 35.0354 | 35.0381 | 35.0354 | 35 | 1 | 1 | 0 | 7.2 | 1 | 7.2 | 6214.1257 | 18 | 0 | 0 | 0 | 0 | 0 | 0 | 0 | 0 | 0 | 0 | 0 | 0 | 0
108 | 5 | 1 | 5 | 4285.7143 | 0 | 238.0952 | 1571.4286 | 124.3926 | 6219.6307 | #DIV/0! |  | #DIV/0! | 18 | 0 | 0 | 0 | 0 | 0 | 0 |  | 6219.6307 | 37.1987 | 30.0381 | 37.1987 | 5.9267 | 21898.8227 | 21900.0959 | 6213.704 | 35.0381 | 35.0402 | 35.0381 | 35 | 1 | 1 | 0 | 7.2 | 1 | 7.2 | 6213.704 | 18 | 0 | 0 | 0 | 0 | 0 | 0 | 0 | 0 | 0 | 0 | 0 | 0 | 0
109 | 5 | 1 | 5 | 4285.7143 | 0 | 238.0952 | 1571.4286 | 124.3926 | 6219.6307 | #DIV/0! |  | #DIV/0! | 18 | 0 | 0 | 0 | 0 | 0 | 0 |  | 6219.6307 | 37.1987 | 30.0402 | 37.1987 | 6.2435 | 21900.0959 | 21901.0524 | 6213.3872 | 35.0402 | 35.0417 | 35.0402 | 35 | 1 | 1 | 0 | 7.2 | 1 | 7.2 | 6213.3872 | 18 | 0 | 0 | 0 | 0 | 0 | 0 | 0 | 0 | 0 | 0 | 0 | 0 | 0
110 | 5 | 1 | 5 | 4285.7143 | 0 | 238.0952 | 1571.4286 | 124.3926 | 6219.6307 | #DIV/0! |  | #DIV/0! | 18 | 0 | 0 | 0 | 0 | 0 | 0 |  | 6219.6307 | 37.1987 | 30.0417 | 37.1987 | 6.4815 | 21901.0524 | 21901.771 | 6213.1492 | 35.0417 | 35.0428 | 35.0417 | 35 | 1 | 1 | 0 | 7.2 | 1 | 7.2 | 6213.1492 | 18 | 0 | 0 | 0 | 0 | 0 | 0 | 0 | 0 | 0 | 0 | 0 | 0 | 0
111 | 5 | 1 | 5 | 4285.7143 | 0 | 238.0952 | 1571.4286 | 124.3926 | 6219.6307 | #DIV/0! |  | #DIV/0! | 18 | 0 | 0 | 0 | 0 | 0 | 0 |  | 6219.6307 | 37.1987 | 30.0428 | 37.1987 | 6.6602 | 21901.771 | 21902.3108 | 6212.9705 | 35.0428 | 35.0437 | 35.0428 | 35 | 1 | 1 | 0 | 7.2 | 1 | 7.2 | 6212.9705 | 18 | 0 | 0 | 0 | 0 | 0 | 0 | 0 | 0 | 0 | 0 | 0 | 0 | 0
112 | 5 | 1 | 5 | 4285.7143 | 0 | 238.0952 | 1571.4286 | 124.3926 | 6219.6307 | #DIV/0! |  | #DIV/0! | 18 | 0 | 0 | 0 | 0 | 0 | 0 |  | 6219.6307 | 37.1987 | 30.0437 | 37.1987 | 6.7945 | 21902.3108 | 21902.7162 | 6212.8362 | 35.0437 | 35.0443 | 35.0437 | 35 | 1 | 1 | 0 | 7.2 | 1 | 7.2 | 6212.8362 | 18 | 0 | 0 | 0 | 0 | 0 | 0 | 0 | 0 | 0 | 0 | 0 | 0 | 0
113 | 5 | 1 | 5 | 4285.7143 | 0 | 238.0952 | 0 | 92.3226 | 4616.1322 | #DIV/0! |  | #DIV/0! | 18 | 0 | 0 | 0 | 0 | 0 | 0 |  | 4616.1322 | 27.6084 | 30.0443 | 27.6084 | 5.1177 | 21902.7162 | 21904.7986 | 4611.0145 | 35.0443 | 35.0477 | 35.0443 | 35 | 1 | 1 | 0 | 7.2 | 1 | 7.2 | 4611.0145 | 18 | 0 | 0 | 0 | 0 | 0 | 0 | 0 | 0 | 0 | 0 | 0 | 0 | 0
114 | 5 | 1 | 5 | 4285.7143 | 2500 | 238.0952 | 0 | 143.3431 | 7167.1526 | #DIV/0! |  | #DIV/0! | 18 | 0 | 0 | 0 | 0 | 0 | 0 |  | 7167.1526 | 42.8657 | 30.0477 | 42.8657 | 8.5428 | 21904.7986 | 21903.4557 | 7158.6097 | 35.0477 | 35.0455 | 35.0477 | 35 | 1 | 1 | 0 | 7.2 | 1 | 7.2 | 7158.6097 | 18 | 0 | 0 | 0 | 0 | 0 | 0 | 0 | 0 | 0 | 0 | 0 | 0 | 0
115 | 5 | 1 | 5 | 4285.7143 | 5000 | 238.0952 | 0 | 194.3635 | 9718.173 | #DIV/0! |  | #DIV/0! | 18 | 0 | 0 | 0 | 0 | 0 | 0 |  | 9718.173 | 58.123 | 30.0455 | 58.123 | 11.0615 | 21903.4557 | 21899.5942 | 9707.1115 | 35.0455 | 35.0394 | 35.0455 | 35 | 1 | 1 | 0 | 7.2 | 1 | 7.2 | 9707.1115 | 18 | 0 | 0 | 0 | 0 | 0 | 0 | 0 | 0 | 0 | 0 | 0 | 0 | 0
116 | 5 | 1 | 5 | 4285.7143 | 5000 | 238.0952 | 0 | 194.3635 | 9718.173 | #DIV/0! |  | #DIV/0! | 18 | 0 | 0 | 0 | 0 | 0 | 0 |  | 9718.173 | 58.123 | 30.0394 | 58.123 | 9.5604 | 21899.5942 | 21897.2338 | 9708.6125 | 35.0394 | 35.0356 | 35.0394 | 35 | 1 | 1 | 0 | 7.2 | 1 | 7.2 | 9708.6125 | 18 | 0 | 0 | 0 | 0 | 0 | 0 | 0 | 0 | 0 | 0 | 0 | 0 | 0
117 | 5 | 1 | 5 | 4285.7143 | 5000 | 238.0952 | 0 | 194.3635 | 9718.173 | #DIV/0! |  | #DIV/0! | 18 | 0 | 0 | 0 | 0 | 0 | 0 |  | 9718.173 | 58.123 | 30.0356 | 58.123 | 8.6429 | 21897.2338 | 21895.7909 | 9709.5301 | 35.0356 | 35.0333 | 35.0356 | 35 | 1 | 1 | 0 | 7.2 | 1 | 7.2 | 9709.5301 | 18 | 0 | 0 | 0 | 0 | 0 | 0 | 0 | 0 | 0 | 0 | 0 | 0 | 0
118 | 5 | 1 | 5 | 4285.7143 | 2500 | 238.0952 | 0 | 143.3431 | 7167.1526 | #DIV/0! |  | #DIV/0! | 18 | 0 | 0 | 0 | 0 | 0 | 0 |  | 7167.1526 | 42.8657 | 30.0333 | 42.8657 | 5.9605 | 21895.7909 | 21897.0304 | 7161.1921 | 35.0333 | 35.0352 | 35.0333 | 35 | 1 | 1 | 0 | 7.2 | 1 | 7.2 | 7161.1921 | 18 | 0 | 0 | 0 | 0 | 0 | 0 | 0 | 0 | 0 | 0 | 0 | 0 | 0
119 | 5 | 1 | 6 | 4285.7143 | 0 | 238.0952 | 0 | 92.3226 | 4616.1322 | #DIV/0! |  | #DIV/0! | 18 | 0 | 0 | 0 | 0 | 0 | 0 |  | 4616.1322 | 27.6084 | 30.0352 | 27.6084 | 4.0678 | 21897.0304 | 21900.1626 | 4612.0643 | 35.0352 | 35.0403 | 35.0352 | 35 | 1 | 1 | 0 | 7.2 | 1 | 7.2 | 4612.0643 | 18 | 0 | 0 | 0 | 0 | 0 | 0 | 0 | 0 | 0 | 0 | 0 | 0 | 0
120 | 6 | 1 | 6 | 4285.7143 | 0 | 238.0952 | 0 | 92.3226 | 4616.1322 | #DIV/0! |  | #DIV/0! | 18 | 0 | 0 | 0 | 0 | 0 | 0 |  | 4616.1322 | 27.6084 | 30.0403 | 27.6084 | 4.6462 | 21900.1626 | 21902.7165 | 4611.486 | 35.0403 | 35.0443 | 35.0403 | 35 | 1 | 1 | 0 | 7.2 | 1 | 7.2 | 4611.486 | 18 | 0 | 0 | 0 | 0 | 0 | 0 | 0 | 0 | 0 | 0 | 0 | 0 | 0
121 | 6 | 1 | 6 | 4285.7143 | 0 | 238.0952 | 0 | 92.3226 | 4616.1322 | #DIV/0! |  | #DIV/0! | 18 | 0 | 0 | 0 | 0 | 0 | 0 |  | 4616.1322 | 27.6084 | 30.0443 | 27.6084 | 5.1177 | 21902.7165 | 21904.7988 | 4611.0145 | 35.0443 | 35.0477 | 35.0443 | 35 | 1 | 1 | 0 | 7.2 | 1 | 7.2 | 4611.0145 | 18 | 0 | 0 | 0 | 0 | 0 | 0 | 0 | 0 | 0 | 0 | 0 | 0 | 0
122 | 6 | 1 | 6 | 4285.7143 | 0 | 238.0952 | 0 | 92.3226 | 4616.1322 | #DIV/0! |  | #DIV/0! | 18 | 0 | 0 | 0 | 0 | 0 | 0 |  | 4616.1322 | 27.6084 | 30.0477 | 27.6084 | 5.5022 | 21904.7988 | 21906.4966 | 4610.63 | 35.0477 | 35.0504 | 35.0477 | 35 | 1 | 1 | 0 | 7.2 | 1 | 7.2 | 4610.63 | 18 | 0 | 0 | 0 | 0 | 0 | 0 | 0 | 0 | 0 | 0 | 0 | 0 | 0
123 | 6 | 1 | 6 | 4285.7143 | 0 | 238.0952 | 0 | 92.3226 | 4616.1322 | #DIV/0! |  | #DIV/0! | 18 | 0 | 0 | 0 | 0 | 0 | 0 |  | 4616.1322 | 27.6084 | 30.0504 | 27.6084 | 5.8157 | 21906.4966 | 21907.8809 | 4610.3165 | 35.0504 | 35.0526 | 35.0504 | 35 | 1 | 1 | 0 | 7.2 | 1 | 7.2 | 4610.3165 | 18 | 0 | 0 | 0 | 0 | 0 | 0 | 0 | 0 | 0 | 0 | 0 | 0 | 0
124 | 6 | 1 | 6 | 4285.7143 | 0 | 238.0952 | 0 | 92.3226 | 4616.1322 | #DIV/0! |  | #DIV/0! | 18 | 0 | 0 | 0 | 0 | 0 | 0 |  | 4616.1322 | 27.6084 | 30.0526 | 27.6084 | 6.0713 | 21907.8809 | 21909.0096 | 4610.0609 | 35.0526 | 35.0544 | 35.0526 | 35 | 1 | 1 | 0 | 7.2 | 1 | 7.2 | 4610.0609 | 18 | 0 | 0 | 0 | 0 | 0 | 0 | 0 | 0 | 0 | 0 | 0 | 0 | 0
125 | 6 | 1 | 6 | 4285.7143 | 3000 | 238.0952 | 0 | 153.5471 | 7677.3567 | #DIV/0! |  | #DIV/0! | 18 | 0 | 0 | 0 | 0 | 0 | 0 |  | 7677.3567 | 45.9172 | 30.0544 | 45.9172 | 10.4441 | 21909.0096 | 21905.7654 | 7666.9125 | 35.0544 | 35.0492 | 35.0544 | 35 | 1 | 1 | 0 | 7.2 | 1 | 7.2 | 7666.9125 | 18 | 0 | 0 | 0 | 0 | 0 | 0 | 0 | 0 | 0 | 0 | 0 | 0 | 0
126 | 6 | 1 | 6 | 4285.7143 | 5000 | 238.0952 | 0 | 194.3635 | 9718.173 | #DIV/0! |  | #DIV/0! | 18 | 0 | 0 | 0 | 0 | 0 | 0 |  | 9718.173 | 58.123 | 30.0492 | 58.123 | 11.9593 | 21905.7654 | 21901.0061 | 9706.2136 | 35.0492 | 35.0416 | 35.0492 | 35 | 1 | 1 | 0 | 7.2 | 1 | 7.2 | 9706.2136 | 18 | 0 | 0 | 0 | 0 | 0 | 0 | 0 | 0 | 0 | 0 | 0 | 0 | 0
127 | 6 | 1 | 6 | 4285.7143 | 5000 | 238.0952 | 1571.4286 | 226.4334 | 11321.6715 | #DIV/0! |  | #DIV/0! | 18 | 0 | 0 | 0 | 0 | 0 | 0 |  | 11321.6715 | 67.7133 | 30.0416 | 67.7133 | 11.7773 | 21901.0061 | 21896.4288 | 11309.8942 | 35.0416 | 35.0343 | 35.0416 | 35 | 1 | 1 | 0 | 7.2 | 1 | 7.2 | 11309.8942 | 18 | 0 | 0 | 0 | 0 | 0 | 0 | 0 | 0 | 0 | 0 | 0 | 0 | 0
128 | 6 | 1 | 6 | 4285.7143 | 5000 | 238.0952 | 1571.4286 | 226.4334 | 11321.6715 | #DIV/0! |  | #DIV/0! | 18 | 0 | 0 | 0 | 0 | 0 | 0 |  | 11321.6715 | 67.7133 | 30.0343 | 67.7133 | 9.7044 | 21896.4288 | 21893.9244 | 11311.9671 | 35.0343 | 35.0303 | 35.0343 | 35 | 1 | 1 | 0 | 7.2 | 1 | 7.2 | 11311.9671 | 18 | 0 | 0 | 0 | 0 | 0 | 0 | 0 | 0 | 0 | 0 | 0 | 0 | 0
129 | 6 | 1 | 6 | 4285.7143 | 2000 | 238.0952 | 1571.4286 | 165.2089 | 8260.447 | #DIV/0! |  | #DIV/0! | 18 | 0 | 0 | 0 | 0 | 0 | 0 |  | 8260.447 | 49.4046 | 30.0303 | 49.4046 | 6.253 | 21893.9244 | 21894.8714 | 8254.1941 | 35.0303 | 35.0318 | 35.0303 | 35 | 1 | 1 | 0 | 7.2 | 1 | 7.2 | 8254.1941 | 18 | 0 | 0 | 0 | 0 | 0 | 0 | 0 | 0 | 0 | 0 | 0 | 0 | 0
130 | 6 | 1 | 6 | 4285.7143 | 0 | 238.0952 | 1571.4286 | 124.3926 | 6219.6307 | #DIV/0! |  | #DIV/0! | 18 | 0 | 0 | 0 | 0 | 0 | 0 |  | 6219.6307 | 37.1987 | 30.0318 | 37.1987 | 4.9437 | 21894.8714 | 21897.1277 | 6214.687 | 35.0318 | 35.0354 | 35.0318 | 35 | 1 | 1 | 0 | 7.2 | 1 | 7.2 | 6214.687 | 18 | 0 | 0 | 0 | 0 | 0 | 0 | 0 | 0 | 0 | 0 | 0 | 0 | 0
131 | 6 | 1 | 6 | 4285.7143 | 0 | 238.0952 | 1571.4286 | 124.3926 | 6219.6307 | #DIV/0! |  | #DIV/0! | 18 | 0 | 0 | 0 | 0 | 0 | 0 |  | 6219.6307 | 37.1987 | 30.0354 | 37.1987 | 5.505 | 21897.1277 | 21898.8227 | 6214.1257 | 35.0354 | 35.0381 | 35.0354 | 35 | 1 | 1 | 0 | 7.2 | 1 | 7.2 | 6214.1257 | 18 | 0 | 0 | 0 | 0 | 0 | 0 | 0 | 0 | 0 | 0 | 0 | 0 | 0
132 | 6 | 1 | 6 | 4285.7143 | 0 | 238.0952 | 1571.4286 | 124.3926 | 6219.6307 | #DIV/0! |  | #DIV/0! | 18 | 0 | 0 | 0 | 0 | 0 | 0 |  | 6219.6307 | 37.1987 | 30.0381 | 37.1987 | 5.9267 | 21898.8227 | 21900.0959 | 6213.704 | 35.0381 | 35.0402 | 35.0381 | 35 | 1 | 1 | 0 | 7.2 | 1 | 7.2 | 6213.704 | 18 | 0 | 0 | 0 | 0 | 0 | 0 | 0 | 0 | 0 | 0 | 0 | 0 | 0
133 | 6 | 1 | 6 | 4285.7143 | 0 | 238.0952 | 1571.4286 | 124.3926 | 6219.6307 | #DIV/0! |  | #DIV/0! | 18 | 0 | 0 | 0 | 0 | 0 | 0 |  | 6219.6307 | 37.1987 | 30.0402 | 37.1987 | 6.2435 | 21900.0959 | 21901.0524 | 6213.3872 | 35.0402 | 35.0417 | 35.0402 | 35 | 1 | 1 | 0 | 7.2 | 1 | 7.2 | 6213.3872 | 18 | 0 | 0 | 0 | 0 | 0 | 0 | 0 | 0 | 0 | 0 | 0 | 0 | 0
134 | 6 | 1 | 6 | 4285.7143 | 0 | 238.0952 | 1571.4286 | 124.3926 | 6219.6307 | #DIV/0! |  | #DIV/0! | 18 | 0 | 0 | 0 | 0 | 0 | 0 |  | 6219.6307 | 37.1987 | 30.0417 | 37.1987 | 6.4815 | 21901.0524 | 21901.771 | 6213.1492 | 35.0417 | 35.0428 | 35.0417 | 35 | 1 | 1 | 0 | 7.2 | 1 | 7.2 | 6213.1492 | 18 | 0 | 0 | 0 | 0 | 0 | 0 | 0 | 0 | 0 | 0 | 0 | 0 | 0
135 | 6 | 1 | 6 | 4285.7143 | 0 | 238.0952 | 1571.4286 | 124.3926 | 6219.6307 | #DIV/0! |  | #DIV/0! | 18 | 0 | 0 | 0 | 0 | 0 | 0 |  | 6219.6307 | 37.1987 | 30.0428 | 37.1987 | 6.6602 | 21901.771 | 21902.3108 | 6212.9705 | 35.0428 | 35.0437 | 35.0428 | 35 | 1 | 1 | 0 | 7.2 | 1 | 7.2 | 6212.9705 | 18 | 0 | 0 | 0 | 0 | 0 | 0 | 0 | 0 | 0 | 0 | 0 | 0 | 0
136 | 6 | 1 | 6 | 4285.7143 | 0 | 238.0952 | 1571.4286 | 124.3926 | 6219.6307 | #DIV/0! |  | #DIV/0! | 18 | 0 | 0 | 0 | 0 | 0 | 0 |  | 6219.6307 | 37.1987 | 30.0437 | 37.1987 | 6.7945 | 21902.3108 | 21902.7162 | 6212.8362 | 35.0437 | 35.0443 | 35.0437 | 35 | 1 | 1 | 0 | 7.2 | 1 | 7.2 | 6212.8362 | 18 | 0 | 0 | 0 | 0 | 0 | 0 | 0 | 0 | 0 | 0 | 0 | 0 | 0
137 | 6 | 1 | 6 | 4285.7143 | 0 | 238.0952 | 0 | 92.3226 | 4616.1322 | #DIV/0! |  | #DIV/0! | 18 | 0 | 0 | 0 | 0 | 0 | 0 |  | 4616.1322 | 27.6084 | 30.0443 | 27.6084 | 5.1177 | 21902.7162 | 21904.7986 | 4611.0145 | 35.0443 | 35.0477 | 35.0443 | 35 | 1 | 1 | 0 | 7.2 | 1 | 7.2 | 4611.0145 | 18 | 0 | 0 | 0 | 0 | 0 | 0 | 0 | 0 | 0 | 0 | 0 | 0 | 0
138 | 6 | 1 | 6 | 4285.7143 | 2500 | 238.0952 | 0 | 143.3431 | 7167.1526 | #DIV/0! |  | #DIV/0! | 18 | 0 | 0 | 0 | 0 | 0 | 0 |  | 7167.1526 | 42.8657 | 30.0477 | 42.8657 | 8.5428 | 21904.7986 | 21903.4557 | 7158.6097 | 35.0477 | 35.0455 | 35.0477 | 35 | 1 | 1 | 0 | 7.2 | 1 | 7.2 | 7158.6097 | 18 | 0 | 0 | 0 | 0 | 0 | 0 | 0 | 0 | 0 | 0 | 0 | 0 | 0
139 | 6 | 1 | 6 | 4285.7143 | 5000 | 238.0952 | 0 | 194.3635 | 9718.173 | #DIV/0! |  | #DIV/0! | 18 | 0 | 0 | 0 | 0 | 0 | 0 |  | 9718.173 | 58.123 | 30.0455 | 58.123 | 11.0615 | 21903.4557 | 21899.5942 | 9707.1115 | 35.0455 | 35.0394 | 35.0455 | 35 | 1 | 1 | 0 | 7.2 | 1 | 7.2 | 9707.1115 | 18 | 0 | 0 | 0 | 0 | 0 | 0 | 0 | 0 | 0 | 0 | 0 | 0 | 0
140 | 6 | 1 | 6 | 4285.7143 | 5000 | 238.0952 | 0 | 194.3635 | 9718.173 | #DIV/0! |  | #DIV/0! | 18 | 0 | 0 | 0 | 0 | 0 | 0 |  | 9718.173 | 58.123 | 30.0394 | 58.123 | 9.5604 | 21899.5942 | 21897.2338 | 9708.6125 | 35.0394 | 35.0356 | 35.0394 | 35 | 1 | 1 | 0 | 7.2 | 1 | 7.2 | 9708.6125 | 18 | 0 | 0 | 0 | 0 | 0 | 0 | 0 | 0 | 0 | 0 | 0 | 0 | 0
141 | 6 | 1 | 6 | 4285.7143 | 5000 | 238.0952 | 0 | 194.3635 | 9718.173 | #DIV/0! |  | #DIV/0! | 18 | 0 | 0 | 0 | 0 | 0 | 0 |  | 9718.173 | 58.123 | 30.0356 | 58.123 | 8.6429 | 21897.2338 | 21895.7909 | 9709.5301 | 35.0356 | 35.0333 | 35.0356 | 35 | 1 | 1 | 0 | 7.2 | 1 | 7.2 | 9709.5301 | 18 | 0 | 0 | 0 | 0 | 0 | 0 | 0 | 0 | 0 | 0 | 0 | 0 | 0
142 | 6 | 1 | 6 | 4285.7143 | 2500 | 238.0952 | 0 | 143.3431 | 7167.1526 | #DIV/0! |  | #DIV/0! | 18 | 0 | 0 | 0 | 0 | 0 | 0 |  | 7167.1526 | 42.8657 | 30.0333 | 42.8657 | 5.9605 | 21895.7909 | 21897.0304 | 7161.1921 | 35.0333 | 35.0352 | 35.0333 | 35 | 1 | 1 | 0 | 7.2 | 1 | 7.2 | 7161.1921 | 18 | 0 | 0 | 0 | 0 | 0 | 0 | 0 | 0 | 0 | 0 | 0 | 0 | 0
143 | 6 | 1 | 7 | 4285.7143 | 0 | 238.0952 | 0 | 92.3226 | 4616.1322 | #DIV/0! |  | #DIV/0! | 18 | 0 | 0 | 0 | 0 | 0 | 0 |  | 4616.1322 | 27.6084 | 30.0352 | 27.6084 | 4.0678 | 21897.0304 | 21900.1626 | 4612.0643 | 35.0352 | 35.0403 | 35.0352 | 35 | 1 | 1 | 0 | 7.2 | 1 | 7.2 | 4612.0643 | 18 | 0 | 0 | 0 | 0 | 0 | 0 | 0 | 0 | 0 | 0 | 0 | 0 | 0
144 | 7 | 1 | 7 | 4285.7143 | 0 | 238.0952 | 0 | 92.3226 | 4616.1322 | #DIV/0! |  | #DIV/0! | 18 | 0 | 0 | 0 | 0 | 0 | 0 |  | 4616.1322 | 27.6084 | 30.0403 | 27.6084 | 4.6462 | 21900.1626 | 21902.7165 | 4611.486 | 35.0403 | 35.0443 | 35.0403 | 35 | 1 | 1 | 0 | 7.2 | 1 | 7.2 | 4611.486 | 18 | 0 | 0 | 0 | 0 | 0 | 0 | 0 | 0 | 0 | 0 | 0 | 0 | 0
145 | 7 | 1 | 7 | 4285.7143 | 0 | 238.0952 | 0 | 92.3226 | 4616.1322 | #DIV/0! |  | #DIV/0! | 18 | 0 | 0 | 0 | 0 | 0 | 0 |  | 4616.1322 | 27.6084 | 30.0443 | 27.6084 | 5.1177 | 21902.7165 | 21904.7988 | 4611.0145 | 35.0443 | 35.0477 | 35.0443 | 35 | 1 | 1 | 0 | 7.2 | 1 | 7.2 | 4611.0145 | 18 | 0 | 0 | 0 | 0 | 0 | 0 | 0 | 0 | 0 | 0 | 0 | 0 | 0
146 | 7 | 1 | 7 | 4285.7143 | 0 | 238.0952 | 0 | 92.3226 | 4616.1322 | #DIV/0! |  | #DIV/0! | 18 | 0 | 0 | 0 | 0 | 0 | 0 |  | 4616.1322 | 27.6084 | 30.0477 | 27.6084 | 5.5022 | 21904.7988 | 21906.4966 | 4610.63 | 35.0477 | 35.0504 | 35.0477 | 35 | 1 | 1 | 0 | 7.2 | 1 | 7.2 | 4610.63 | 18 | 0 | 0 | 0 | 0 | 0 | 0 | 0 | 0 | 0 | 0 | 0 | 0 | 0
147 | 7 | 1 | 7 | 4285.7143 | 0 | 238.0952 | 0 | 92.3226 | 4616.1322 | #DIV/0! |  | #DIV/0! | 18 | 0 | 0 | 0 | 0 | 0 | 0 |  | 4616.1322 | 27.6084 | 30.0504 | 27.6084 | 5.8157 | 21906.4966 | 21907.8809 | 4610.3165 | 35.0504 | 35.0526 | 35.0504 | 35 | 1 | 1 | 0 | 7.2 | 1 | 7.2 | 4610.3165 | 18 | 0 | 0 | 0 | 0 | 0 | 0 | 0 | 0 | 0 | 0 | 0 | 0 | 0
148 | 7 | 1 | 7 | 4285.7143 | 0 | 238.0952 | 0 | 92.3226 | 4616.1322 | #DIV/0! |  | #DIV/0! | 18 | 0 | 0 | 0 | 0 | 0 | 0 |  | 4616.1322 | 27.6084 | 30.0526 | 27.6084 | 6.0713 | 21907.8809 | 21909.0096 | 4610.0609 | 35.0526 | 35.0544 | 35.0526 | 35 | 1 | 1 | 0 | 7.2 | 1 | 7.2 | 4610.0609 | 18 | 0 | 0 | 0 | 0 | 0 | 0 | 0 | 0 | 0 | 0 | 0 | 0 | 0
149 | 7 | 1 | 7 | 4285.7143 | 3000 | 238.0952 | 0 | 153.5471 | 7677.3567 | #DIV/0! |  | #DIV/0! | 18 | 0 | 0 | 0 | 0 | 0 | 0 |  | 7677.3567 | 45.9172 | 30.0544 | 45.9172 | 10.4441 | 21909.0096 | 21905.7654 | 7666.9125 | 35.0544 | 35.0492 | 35.0544 | 35 | 1 | 1 | 0 | 7.2 | 1 | 7.2 | 7666.9125 | 18 | 0 | 0 | 0 | 0 | 0 | 0 | 0 | 0 | 0 | 0 | 0 | 0 | 0
150 | 7 | 1 | 7 | 4285.7143 | 5000 | 238.0952 | 0 | 194.3635 | 9718.173 | #DIV/0! |  | #DIV/0! | 18 | 0 | 0 | 0 | 0 | 0 | 0 |  | 9718.173 | 58.123 | 30.0492 | 58.123 | 11.9593 | 21905.7654 | 21901.0061 | 9706.2136 | 35.0492 | 35.0416 | 35.0492 | 35 | 1 | 1 | 0 | 7.2 | 1 | 7.2 | 9706.2136 | 18 | 0 | 0 | 0 | 0 | 0 | 0 | 0 | 0 | 0 | 0 | 0 | 0 | 0
151 | 7 | 1 | 7 | 4285.7143 | 5000 | 238.0952 | 1571.4286 | 226.4334 | 11321.6715 | #DIV/0! |  | #DIV/0! | 18 | 0 | 0 | 0 | 0 | 0 | 0 |  | 11321.6715 | 67.7133 | 30.0416 | 67.7133 | 11.7773 | 21901.0061 | 21896.4288 | 11309.8942 | 35.0416 | 35.0343 | 35.0416 | 35 | 1 | 1 | 0 | 7.2 | 1 | 7.2 | 11309.8942 | 18 | 0 | 0 | 0 | 0 | 0 | 0 | 0 | 0 | 0 | 0 | 0 | 0 | 0
152 | 7 | 1 | 7 | 4285.7143 | 5000 | 238.0952 | 1571.4286 | 226.4334 | 11321.6715 | #DIV/0! |  | #DIV/0! | 18 | 0 | 0 | 0 | 0 | 0 | 0 |  | 11321.6715 | 67.7133 | 30.0343 | 67.7133 | 9.7044 | 21896.4288 | 21893.9244 | 11311.9671 | 35.0343 | 35.0303 | 35.0343 | 35 | 1 | 1 | 0 | 7.2 | 1 | 7.2 | 11311.9671 | 18 | 0 | 0 | 0 | 0 | 0 | 0 | 0 | 0 | 0 | 0 | 0 | 0 | 0
153 | 7 | 1 | 7 | 4285.7143 | 2000 | 238.0952 | 1571.4286 | 165.2089 | 8260.447 | #DIV/0! |  | #DIV/0! | 18 | 0 | 0 | 0 | 0 | 0 | 0 |  | 8260.447 | 49.4046 | 30.0303 | 49.4046 | 6.253 | 21893.9244 | 21894.8714 | 8254.1941 | 35.0303 | 35.0318 | 35.0303 | 35 | 1 | 1 | 0 | 7.2 | 1 | 7.2 | 8254.1941 | 18 | 0 | 0 | 0 | 0 | 0 | 0 | 0 | 0 | 0 | 0 | 0 | 0 | 0
154 | 7 | 1 | 7 | 4285.7143 | 0 | 238.0952 | 1571.4286 | 124.3926 | 6219.6307 | #DIV/0! |  | #DIV/0! | 18 | 0 | 0 | 0 | 0 | 0 | 0 |  | 6219.6307 | 37.1987 | 30.0318 | 37.1987 | 4.9437 | 21894.8714 | 21897.1277 | 6214.687 | 35.0318 | 35.0354 | 35.0318 | 35 | 1 | 1 | 0 | 7.2 | 1 | 7.2 | 6214.687 | 18 | 0 | 0 | 0 | 0 | 0 | 0 | 0 | 0 | 0 | 0 | 0 | 0 | 0
155 | 7 | 1 | 7 | 4285.7143 | 0 | 238.0952 | 1571.4286 | 124.3926 | 6219.6307 | #DIV/0! |  | #DIV/0! | 18 | 0 | 0 | 0 | 0 | 0 | 0 |  | 6219.6307 | 37.1987 | 30.0354 | 37.1987 | 5.505 | 21897.1277 | 21898.8227 | 6214.1257 | 35.0354 | 35.0381 | 35.0354 | 35 | 1 | 1 | 0 | 7.2 | 1 | 7.2 | 6214.1257 | 18 | 0 | 0 | 0 | 0 | 0 | 0 | 0 | 0 | 0 | 0 | 0 | 0 | 0
156 | 7 | 1 | 7 | 4285.7143 | 0 | 238.0952 | 1571.4286 | 124.3926 | 6219.6307 | #DIV/0! |  | #DIV/0! | 18 | 0 | 0 | 0 | 0 | 0 | 0 |  | 6219.6307 | 37.1987 | 30.0381 | 37.1987 | 5.9267 | 21898.8227 | 21900.0959 | 6213.704 | 35.0381 | 35.0402 | 35.0381 | 35 | 1 | 1 | 0 | 7.2 | 1 | 7.2 | 6213.704 | 18 | 0 | 0 | 0 | 0 | 0 | 0 | 0 | 0 | 0 | 0 | 0 | 0 | 0
157 | 7 | 1 | 7 | 4285.7143 | 0 | 238.0952 | 1571.4286 | 124.3926 | 6219.6307 | #DIV/0! |  | #DIV/0! | 18 | 0 | 0 | 0 | 0 | 0 | 0 |  | 6219.6307 | 37.1987 | 30.0402 | 37.1987 | 6.2435 | 21900.0959 | 21901.0524 | 6213.3872 | 35.0402 | 35.0417 | 35.0402 | 35 | 1 | 1 | 0 | 7.2 | 1 | 7.2 | 6213.3872 | 18 | 0 | 0 | 0 | 0 | 0 | 0 | 0 | 0 | 0 | 0 | 0 | 0 | 0
158 | 7 | 1 | 7 | 4285.7143 | 0 | 238.0952 | 1571.4286 | 124.3926 | 6219.6307 | #DIV/0! |  | #DIV/0! | 18 | 0 | 0 | 0 | 0 | 0 | 0 |  | 6219.6307 | 37.1987 | 30.0417 | 37.1987 | 6.4815 | 21901.0524 | 21901.771 | 6213.1492 | 35.0417 | 35.0428 | 35.0417 | 35 | 1 | 1 | 0 | 7.2 | 1 | 7.2 | 6213.1492 | 18 | 0 | 0 | 0 | 0 | 0 | 0 | 0 | 0 | 0 | 0 | 0 | 0 | 0
159 | 7 | 1 | 7 | 4285.7143 | 0 | 238.0952 | 1571.4286 | 124.3926 | 6219.6307 | #DIV/0! |  | #DIV/0! | 18 | 0 | 0 | 0 | 0 | 0 | 0 |  | 6219.6307 | 37.1987 | 30.0428 | 37.1987 | 6.6602 | 21901.771 | 21902.3108 | 6212.9705 | 35.0428 | 35.0437 | 35.0428 | 35 | 1 | 1 | 0 | 7.2 | 1 | 7.2 | 6212.9705 | 18 | 0 | 0 | 0 | 0 | 0 | 0 | 0 | 0 | 0 | 0 | 0 | 0 | 0
160 | 7 | 1 | 7 | 4285.7143 | 0 | 238.0952 | 1571.4286 | 124.3926 | 6219.6307 | #DIV/0! |  | #DIV/0! | 18 | 0 | 0 | 0 | 0 | 0 | 0 |  | 6219.6307 | 37.1987 | 30.0437 | 37.1987 | 6.7945 | 21902.3108 | 21902.7162 | 6212.8362 | 35.0437 | 35.0443 | 35.0437 | 35 | 1 | 1 | 0 | 7.2 | 1 | 7.2 | 6212.8362 | 18 | 0 | 0 | 0 | 0 | 0 | 0 | 0 | 0 | 0 | 0 | 0 | 0 | 0
161 | 7 | 1 | 7 | 4285.7143 | 0 | 238.0952 | 0 | 92.3226 | 4616.1322 | #DIV/0! |  | #DIV/0! | 18 | 0 | 0 | 0 | 0 | 0 | 0 |  | 4616.1322 | 27.6084 | 30.0443 | 27.6084 | 5.1177 | 21902.7162 | 21904.7986 | 4611.0145 | 35.0443 | 35.0477 | 35.0443 | 35 | 1 | 1 | 0 | 7.2 | 1 | 7.2 | 4611.0145 | 18 | 0 | 0 | 0 | 0 | 0 | 0 | 0 | 0 | 0 | 0 | 0 | 0 | 0
162 | 7 | 1 | 7 | 4285.7143 | 2500 | 238.0952 | 0 | 143.3431 | 7167.1526 | #DIV/0! |  | #DIV/0! | 18 | 0 | 0 | 0 | 0 | 0 | 0 |  | 7167.1526 | 42.8657 | 30.0477 | 42.8657 | 8.5428 | 21904.7986 | 21903.4557 | 7158.6097 | 35.0477 | 35.0455 | 35.0477 | 35 | 1 | 1 | 0 | 7.2 | 1 | 7.2 | 7158.6097 | 18 | 0 | 0 | 0 | 0 | 0 | 0 | 0 | 0 | 0 | 0 | 0 | 0 | 0
163 | 7 | 1 | 7 | 4285.7143 | 5000 | 238.0952 | 0 | 194.3635 | 9718.173 | #DIV/0! |  | #DIV/0! | 18 | 0 | 0 | 0 | 0 | 0 | 0 |  | 9718.173 | 58.123 | 30.0455 | 58.123 | 11.0615 | 21903.4557 | 21899.5942 | 9707.1115 | 35.0455 | 35.0394 | 35.0455 | 35 | 1 | 1 | 0 | 7.2 | 1 | 7.2 | 9707.1115 | 18 | 0 | 0 | 0 | 0 | 0 | 0 | 0 | 0 | 0 | 0 | 0 | 0 | 0
164 | 7 | 1 | 7 | 4285.7143 | 5000 | 238.0952 | 0 | 194.3635 | 9718.173 | #DIV/0! |  | #DIV/0! | 18 | 0 | 0 | 0 | 0 | 0 | 0 |  | 9718.173 | 58.123 | 30.0394 | 58.123 | 9.5604 | 21899.5942 | 21897.2338 | 9708.6125 | 35.0394 | 35.0356 | 35.0394 | 35 | 1 | 1 | 0 | 7.2 | 1 | 7.2 | 9708.6125 | 18 | 0 | 0 | 0 | 0 | 0 | 0 | 0 | 0 | 0 | 0 | 0 | 0 | 0
165 | 7 | 1 | 7 | 4285.7143 | 5000 | 238.0952 | 0 | 194.3635 | 9718.173 | #DIV/0! |  | #DIV/0! | 18 | 0 | 0 | 0 | 0 | 0 | 0 |  | 9718.173 | 58.123 | 30.0356 | 58.123 | 8.6429 | 21897.2338 | 21895.7909 | 9709.5301 | 35.0356 | 35.0333 | 35.0356 | 35 | 1 | 1 | 0 | 7.2 | 1 | 7.2 | 9709.5301 | 18 | 0 | 0 | 0 | 0 | 0 | 0 | 0 | 0 | 0 | 0 | 0 | 0 | 0
166 | 7 | 1 | 7 | 4285.7143 | 2500 | 238.0952 | 0 | 143.3431 | 7167.1526 | #DIV/0! |  | #DIV/0! | 18 | 0 | 0 | 0 | 0 | 0 | 0 |  | 7167.1526 | 42.8657 | 30.0333 | 42.8657 | 5.9605 | 21895.7909 | 21897.0304 | 7161.1921 | 35.0333 | 35.0352 | 35.0333 | 35 | 1 | 1 | 0 | 7.2 | 1 | 7.2 | 7161.1921 | 18 | 0 | 0 | 0 | 0 | 0 | 0 | 0 | 0 | 0 | 0 | 0 | 0 | 0
167 | 7 | 1 | 8 | 4285.7143 | 0 | 238.0952 | 0 | 92.3226 | 4616.1322 | #DIV/0! |  | #DIV/0! | 18 | 0 | 0 | 0 | 0 | 0 | 0 |  | 4616.1322 | 27.6084 | 30.0352 | 27.6084 | 4.0678 | 21897.0304 | 21900.1626 | 4612.0643 | 35.0352 | 35.0403 | 35.0352 | 35 | 1 | 1 | 0 | 7.2 | 1 | 7.2 | 4612.0643 | 18 | 0 | 0 | 0 | 0 | 0 | 0 | 0 | 0 | 0 | 0 | 0 | 0 | 0
168 | 8 | 1 | 8 | 4285.7143 | 0 | 238.0952 | 0 | 92.3226 | 4616.1322 | #DIV/0! |  | #DIV/0! | 18 | 0 | 0 | 0 | 0 | 0 | 0 |  | 4616.1322 | 27.6084 | 30.0403 | 27.6084 | 4.6462 | 21900.1626 | 21902.7165 | 4611.486 | 35.0403 | 35.0443 | 35.0403 | 35 | 1 | 1 | 0 | 7.2 | 1 | 7.2 | 4611.486 | 18 | 0 | 0 | 0 | 0 | 0 | 0 | 0 | 0 | 0 | 0 | 0 | 0 | 0
169 | 8 | 1 | 8 | 4285.7143 | 0 | 238.0952 | 0 | 92.3226 | 4616.1322 | #DIV/0! |  | #DIV/0! | 18 | 0 | 0 | 0 | 0 | 0 | 0 |  | 4616.1322 | 27.6084 | 30.0443 | 27.6084 | 5.1177 | 21902.7165 | 21904.7988 | 4611.0145 | 35.0443 | 35.0477 | 35.0443 | 35 | 1 | 1 | 0 | 7.2 | 1 | 7.2 | 4611.0145 | 18 | 0 | 0 | 0 | 0 | 0 | 0 | 0 | 0 | 0 | 0 | 0 | 0 | 0
170 | 8 | 1 | 8 | 4285.7143 | 0 | 238.0952 | 0 | 92.3226 | 4616.1322 | #DIV/0! |  | #DIV/0! | 18 | 0 | 0 | 0 | 0 | 0 | 0 |  | 4616.1322 | 27.6084 | 30.0477 | 27.6084 | 5.5022 | 21904.7988 | 21906.4966 | 4610.63 | 35.0477 | 35.0504 | 35.0477 | 35 | 1 | 1 | 0 | 7.2 | 1 | 7.2 | 4610.63 | 18 | 0 | 0 | 0 | 0 | 0 | 0 | 0 | 0 | 0 | 0 | 0 | 0 | 0
171 | 8 | 1 | 8 | 4285.7143 | 0 | 238.0952 | 0 | 92.3226 | 4616.1322 | #DIV/0! |  | #DIV/0! | 18 | 0 | 0 | 0 | 0 | 0 | 0 |  | 4616.1322 | 27.6084 | 30.0504 | 27.6084 | 5.8157 | 21906.4966 | 21907.8809 | 4610.3165 | 35.0504 | 35.0526 | 35.0504 | 35 | 1 | 1 | 0 | 7.2 | 1 | 7.2 | 4610.3165 | 18 | 0 | 0 | 0 | 0 | 0 | 0 | 0 | 0 | 0 | 0 | 0 | 0 | 0
172 | 8 | 1 | 8 | 4285.7143 | 0 | 238.0952 | 0 | 92.3226 | 4616.1322 | #DIV/0! |  | #DIV/0! | 18 | 0 | 0 | 0 | 0 | 0 | 0 |  | 4616.1322 | 27.6084 | 30.0526 | 27.6084 | 6.0713 | 21907.8809 | 21909.0096 | 4610.0609 | 35.0526 | 35.0544 | 35.0526 | 35 | 1 | 1 | 0 | 7.2 | 1 | 7.2 | 4610.0609 | 18 | 0 | 0 | 0 | 0 | 0 | 0 | 0 | 0 | 0 | 0 | 0 | 0 | 0
173 | 8 | 1 | 8 | 4285.7143 | 3000 | 238.0952 | 0 | 153.5471 | 7677.3567 | #DIV/0! |  | #DIV/0! | 18 | 0 | 0 | 0 | 0 | 0 | 0 |  | 7677.3567 | 45.9172 | 30.0544 | 45.9172 | 10.4441 | 21909.0096 | 21905.7654 | 7666.9125 | 35.0544 | 35.0492 | 35.0544 | 35 | 1 | 1 | 0 | 7.2 | 1 | 7.2 | 7666.9125 | 18 | 0 | 0 | 0 | 0 | 0 | 0 | 0 | 0 | 0 | 0 | 0 | 0 | 0
174 | 8 | 1 | 8 | 4285.7143 | 5000 | 238.0952 | 0 | 194.3635 | 9718.173 | #DIV/0! |  | #DIV/0! | 18 | 0 | 0 | 0 | 0 | 0 | 0 |  | 9718.173 | 58.123 | 30.0492 | 58.123 | 11.9593 | 21905.7654 | 21901.0061 | 9706.2136 | 35.0492 | 35.0416 | 35.0492 | 35 | 1 | 1 | 0 | 7.2 | 1 | 7.2 | 9706.2136 | 18 | 0 | 0 | 0 | 0 | 0 | 0 | 0 | 0 | 0 | 0 | 0 | 0 | 0
175 | 8 | 1 | 8 | 4285.7143 | 5000 | 238.0952 | 1571.4286 | 226.4334 | 11321.6715 | #DIV/0! |  | #DIV/0! | 18 | 0 | 0 | 0 | 0 | 0 | 0 |  | 11321.6715 | 67.7133 | 30.0416 | 67.7133 | 11.7773 | 21901.0061 | 21896.4288 | 11309.8942 | 35.0416 | 35.0343 | 35.0416 | 35 | 1 | 1 | 0 | 7.2 | 1 | 7.2 | 11309.8942 | 18 | 0 | 0 | 0 | 0 | 0 | 0 | 0 | 0 | 0 | 0 | 0 | 0 | 0
176 | 8 | 1 | 8 | 4285.7143 | 5000 | 238.0952 | 1571.4286 | 226.4334 | 11321.6715 | #DIV/0! |  | #DIV/0! | 18 | 0 | 0 | 0 | 0 | 0 | 0 |  | 11321.6715 | 67.7133 | 30.0343 | 67.7133 | 9.7044 | 21896.4288 | 21893.9244 | 11311.9671 | 35.0343 | 35.0303 | 35.0343 | 35 | 1 | 1 | 0 | 7.2 | 1 | 7.2 | 11311.9671 | 18 | 0 | 0 | 0 | 0 | 0 | 0 | 0 | 0 | 0 | 0 | 0 | 0 | 0
177 | 8 | 1 | 8 | 4285.7143 | 2000 | 238.0952 | 1571.4286 | 165.2089 | 8260.447 | #DIV/0! |  | #DIV/0! | 18 | 0 | 0 | 0 | 0 | 0 | 0 |  | 8260.447 | 49.4046 | 30.0303 | 49.4046 | 6.253 | 21893.9244 | 21894.8714 | 8254.1941 | 35.0303 | 35.0318 | 35.0303 | 35 | 1 | 1 | 0 | 7.2 | 1 | 7.2 | 8254.1941 | 18 | 0 | 0 | 0 | 0 | 0 | 0 | 0 | 0 | 0 | 0 | 0 | 0 | 0
178 | 8 | 1 | 8 | 4285.7143 | 0 | 238.0952 | 1571.4286 | 124.3926 | 6219.6307 | #DIV/0! |  | #DIV/0! | 18 | 0 | 0 | 0 | 0 | 0 | 0 |  | 6219.6307 | 37.1987 | 30.0318 | 37.1987 | 4.9437 | 21894.8714 | 21897.1277 | 6214.687 | 35.0318 | 35.0354 | 35.0318 | 35 | 1 | 1 | 0 | 7.2 | 1 | 7.2 | 6214.687 | 18 | 0 | 0 | 0 | 0 | 0 | 0 | 0 | 0 | 0 | 0 | 0 | 0 | 0
179 | 8 | 1 | 8 | 4285.7143 | 0 | 238.0952 | 1571.4286 | 124.3926 | 6219.6307 | #DIV/0! |  | #DIV/0! | 18 | 0 | 0 | 0 | 0 | 0 | 0 |  | 6219.6307 | 37.1987 | 30.0354 | 37.1987 | 5.505 | 21897.1277 | 21898.8227 | 6214.1257 | 35.0354 | 35.0381 | 35.0354 | 35 | 1 | 1 | 0 | 7.2 | 1 | 7.2 | 6214.1257 | 18 | 0 | 0 | 0 | 0 | 0 | 0 | 0 | 0 | 0 | 0 | 0 | 0 | 0
180 | 8 | 1 | 8 | 4285.7143 | 0 | 238.0952 | 1571.4286 | 124.3926 | 6219.6307 | #DIV/0! |  | #DIV/0! | 18 | 0 | 0 | 0 | 0 | 0 | 0 |  | 6219.6307 | 37.1987 | 30.0381 | 37.1987 | 5.9267 | 21898.8227 | 21900.0959 | 6213.704 | 35.0381 | 35.0402 | 35.0381 | 35 | 1 | 1 | 0 | 7.2 | 1 | 7.2 | 6213.704 | 18 | 0 | 0 | 0 | 0 | 0 | 0 | 0 | 0 | 0 | 0 | 0 | 0 | 0
181 | 8 | 1 | 8 | 4285.7143 | 0 | 238.0952 | 1571.4286 | 124.3926 | 6219.6307 | #DIV/0! |  | #DIV/0! | 18 | 0 | 0 | 0 | 0 | 0 | 0 |  | 6219.6307 | 37.1987 | 30.0402 | 37.1987 | 6.2435 | 21900.0959 | 21901.0524 | 6213.3872 | 35.0402 | 35.0417 | 35.0402 | 35 | 1 | 1 | 0 | 7.2 | 1 | 7.2 | 6213.3872 | 18 | 0 | 0 | 0 | 0 | 0 | 0 | 0 | 0 | 0 | 0 | 0 | 0 | 0
182 | 8 | 1 | 8 | 4285.7143 | 0 | 238.0952 | 1571.4286 | 124.3926 | 6219.6307 | #DIV/0! |  | #DIV/0! | 18 | 0 | 0 | 0 | 0 | 0 | 0 |  | 6219.6307 | 37.1987 | 30.0417 | 37.1987 | 6.4815 | 21901.0524 | 21901.771 | 6213.1492 | 35.0417 | 35.0428 | 35.0417 | 35 | 1 | 1 | 0 | 7.2 | 1 | 7.2 | 6213.1492 | 18 | 0 | 0 | 0 | 0 | 0 | 0 | 0 | 0 | 0 | 0 | 0 | 0 | 0
183 | 8 | 1 | 8 | 4285.7143 | 0 | 238.0952 | 1571.4286 | 124.3926 | 6219.6307 | #DIV/0! |  | #DIV/0! | 18 | 0 | 0 | 0 | 0 | 0 | 0 |  | 6219.6307 | 37.1987 | 30.0428 | 37.1987 | 6.6602 | 21901.771 | 21902.3108 | 6212.9705 | 35.0428 | 35.0437 | 35.0428 | 35 | 1 | 1 | 0 | 7.2 | 1 | 7.2 | 6212.9705 | 18 | 0 | 0 | 0 | 0 | 0 | 0 | 0 | 0 | 0 | 0 | 0 | 0 | 0
184 | 8 | 1 | 8 | 4285.7143 | 0 | 238.0952 | 1571.4286 | 124.3926 | 6219.6307 | #DIV/0! |  | #DIV/0! | 18 | 0 | 0 | 0 | 0 | 0 | 0 |  | 6219.6307 | 37.1987 | 30.0437 | 37.1987 | 6.7945 | 21902.3108 | 21902.7162 | 6212.8362 | 35.0437 | 35.0443 | 35.0437 | 35 | 1 | 1 | 0 | 7.2 | 1 | 7.2 | 6212.8362 | 18 | 0 | 0 | 0 | 0 | 0 | 0 | 0 | 0 | 0 | 0 | 0 | 0 | 0
185 | 8 | 1 | 8 | 4285.7143 | 0 | 238.0952 | 0 | 92.3226 | 4616.1322 | #DIV/0! |  | #DIV/0! | 18 | 0 | 0 | 0 | 0 | 0 | 0 |  | 4616.1322 | 27.6084 | 30.0443 | 27.6084 | 5.1177 | 21902.7162 | 21904.7986 | 4611.0145 | 35.0443 | 35.0477 | 35.0443 | 35 | 1 | 1 | 0 | 7.2 | 1 | 7.2 | 4611.0145 | 18 | 0 | 0 | 0 | 0 | 0 | 0 | 0 | 0 | 0 | 0 | 0 | 0 | 0
186 | 8 | 1 | 8 | 4285.7143 | 2500 | 238.0952 | 0 | 143.3431 | 7167.1526 | #DIV/0! |  | #DIV/0! | 18 | 0 | 0 | 0 | 0 | 0 | 0 |  | 7167.1526 | 42.8657 | 30.0477 | 42.8657 | 8.5428 | 21904.7986 | 21903.4557 | 7158.6097 | 35.0477 | 35.0455 | 35.0477 | 35 | 1 | 1 | 0 | 7.2 | 1 | 7.2 | 7158.6097 | 18 | 0 | 0 | 0 | 0 | 0 | 0 | 0 | 0 | 0 | 0 | 0 | 0 | 0
187 | 8 | 1 | 8 | 4285.7143 | 5000 | 238.0952 | 0 | 194.3635 | 9718.173 | #DIV/0! |  | #DIV/0! | 18 | 0 | 0 | 0 | 0 | 0 | 0 |  | 9718.173 | 58.123 | 30.0455 | 58.123 | 11.0615 | 21903.4557 | 21899.5942 | 9707.1115 | 35.0455 | 35.0394 | 35.0455 | 35 | 1 | 1 | 0 | 7.2 | 1 | 7.2 | 9707.1115 | 18 | 0 | 0 | 0 | 0 | 0 | 0 | 0 | 0 | 0 | 0 | 0 | 0 | 0
188 | 8 | 1 | 8 | 4285.7143 | 5000 | 238.0952 | 0 | 194.3635 | 9718.173 | #DIV/0! |  | #DIV/0! | 18 | 0 | 0 | 0 | 0 | 0 | 0 |  | 9718.173 | 58.123 | 30.0394 | 58.123 | 9.5604 | 21899.5942 | 21897.2338 | 9708.6125 | 35.0394 | 35.0356 | 35.0394 | 35 | 1 | 1 | 0 | 7.2 | 1 | 7.2 | 9708.6125 | 18 | 0 | 0 | 0 | 0 | 0 | 0 | 0 | 0 | 0 | 0 | 0 | 0 | 0
189 | 8 | 1 | 8 | 4285.7143 | 5000 | 238.0952 | 0 | 194.3635 | 9718.173 | #DIV/0! |  | #DIV/0! | 18 | 0 | 0 | 0 | 0 | 0 | 0 |  | 9718.173 | 58.123 | 30.0356 | 58.123 | 8.6429 | 21897.2338 | 21895.7909 | 9709.5301 | 35.0356 | 35.0333 | 35.0356 | 35 | 1 | 1 | 0 | 7.2 | 1 | 7.2 | 9709.5301 | 18 | 0 | 0 | 0 | 0 | 0 | 0 | 0 | 0 | 0 | 0 | 0 | 0 | 0
190 | 8 | 1 | 8 | 4285.7143 | 2500 | 238.0952 | 0 | 143.3431 | 7167.1526 | #DIV/0! |  | #DIV/0! | 18 | 0 | 0 | 0 | 0 | 0 | 0 |  | 7167.1526 | 42.8657 | 30.0333 | 42.8657 | 5.9605 | 21895.7909 | 21897.0304 | 7161.1921 | 35.0333 | 35.0352 | 35.0333 | 35 | 1 | 1 | 0 | 7.2 | 1 | 7.2 | 7161.1921 | 18 | 0 | 0 | 0 | 0 | 0 | 0 | 0 | 0 | 0 | 0 | 0 | 0 | 0
191 | 8 | 1 | 9 | 4285.7143 | 0 | 238.0952 | 0 | 92.3226 | 4616.1322 | #DIV/0! |  | #DIV/0! | 18 | 0 | 0 | 0 | 0 | 0 | 0 |  | 4616.1322 | 27.6084 | 30.0352 | 27.6084 | 4.0678 | 21897.0304 | 21900.1626 | 4612.0643 | 35.0352 | 35.0403 | 35.0352 | 35 | 1 | 1 | 0 | 7.2 | 1 | 7.2 | 4612.0643 | 18 | 0 | 0 | 0 | 0 | 0 | 0 | 0 | 0 | 0 | 0 | 0 | 0 | 0
192 | 9 | 1 | 9 | 4285.7143 | 0 | 238.0952 | 0 | 92.3226 | 4616.1322 | #DIV/0! |  | #DIV/0! | 18 | 0 | 0 | 0 | 0 | 0 | 0 |  | 4616.1322 | 27.6084 | 30.0403 | 27.6084 | 4.6462 | 21900.1626 | 21902.7165 | 4611.486 | 35.0403 | 35.0443 | 35.0403 | 35 | 1 | 1 | 0 | 7.2 | 1 | 7.2 | 4611.486 | 18 | 0 | 0 | 0 | 0 | 0 | 0 | 0 | 0 | 0 | 0 | 0 | 0 | 0
193 | 9 | 1 | 9 | 4285.7143 | 0 | 238.0952 | 0 | 92.3226 | 4616.1322 | #DIV/0! |  | #DIV/0! | 18 | 0 | 0 | 0 | 0 | 0 | 0 |  | 4616.1322 | 27.6084 | 30.0443 | 27.6084 | 5.1177 | 21902.7165 | 21904.7988 | 4611.0145 | 35.0443 | 35.0477 | 35.0443 | 35 | 1 | 1 | 0 | 7.2 | 1 | 7.2 | 4611.0145 | 18 | 0 | 0 | 0 | 0 | 0 | 0 | 0 | 0 | 0 | 0 | 0 | 0 | 0
194 | 9 | 1 | 9 | 4285.7143 | 0 | 238.0952 | 0 | 92.3226 | 4616.1322 | #DIV/0! |  | #DIV/0! | 18 | 0 | 0 | 0 | 0 | 0 | 0 |  | 4616.1322 | 27.6084 | 30.0477 | 27.6084 | 5.5022 | 21904.7988 | 21906.4966 | 4610.63 | 35.0477 | 35.0504 | 35.0477 | 35 | 1 | 1 | 0 | 7.2 | 1 | 7.2 | 4610.63 | 18 | 0 | 0 | 0 | 0 | 0 | 0 | 0 | 0 | 0 | 0 | 0 | 0 | 0
195 | 9 | 1 | 9 | 4285.7143 | 0 | 238.0952 | 0 | 92.3226 | 4616.1322 | #DIV/0! |  | #DIV/0! | 18 | 0 | 0 | 0 | 0 | 0 | 0 |  | 4616.1322 | 27.6084 | 30.0504 | 27.6084 | 5.8157 | 21906.4966 | 21907.8809 | 4610.3165 | 35.0504 | 35.0526 | 35.0504 | 35 | 1 | 1 | 0 | 7.2 | 1 | 7.2 | 4610.3165 | 18 | 0 | 0 | 0 | 0 | 0 | 0 | 0 | 0 | 0 | 0 | 0 | 0 | 0
196 | 9 | 1 | 9 | 4285.7143 | 0 | 238.0952 | 0 | 92.3226 | 4616.1322 | #DIV/0! |  | #DIV/0! | 18 | 0 | 0 | 0 | 0 | 0 | 0 |  | 4616.1322 | 27.6084 | 30.0526 | 27.6084 | 6.0713 | 21907.8809 | 21909.0096 | 4610.0609 | 35.0526 | 35.0544 | 35.0526 | 35 | 1 | 1 | 0 | 7.2 | 1 | 7.2 | 4610.0609 | 18 | 0 | 0 | 0 | 0 | 0 | 0 | 0 | 0 | 0 | 0 | 0 | 0 | 0
197 | 9 | 1 | 9 | 4285.7143 | 3000 | 238.0952 | 0 | 153.5471 | 7677.3567 | #DIV/0! |  | #DIV/0! | 18 | 0 | 0 | 0 | 0 | 0 | 0 |  | 7677.3567 | 45.9172 | 30.0544 | 45.9172 | 10.4441 | 21909.0096 | 21905.7654 | 7666.9125 | 35.0544 | 35.0492 | 35.0544 | 35 | 1 | 1 | 0 | 7.2 | 1 | 7.2 | 7666.9125 | 18 | 0 | 0 | 0 | 0 | 0 | 0 | 0 | 0 | 0 | 0 | 0 | 0 | 0
198 | 9 | 1 | 9 | 4285.7143 | 5000 | 238.0952 | 0 | 194.3635 | 9718.173 | #DIV/0! |  | #DIV/0! | 18 | 0 | 0 | 0 | 0 | 0 | 0 |  | 9718.173 | 58.123 | 30.0492 | 58.123 | 11.9593 | 21905.7654 | 21901.0061 | 9706.2136 | 35.0492 | 35.0416 | 35.0492 | 35 | 1 | 1 | 0 | 7.2 | 1 | 7.2 | 9706.2136 | 18 | 0 | 0 | 0 | 0 | 0 | 0 | 0 | 0 | 0 | 0 | 0 | 0 | 0
199 | 9 | 1 | 9 | 4285.7143 | 5000 | 238.0952 | 1571.4286 | 226.4334 | 11321.6715 | #DIV/0! |  | #DIV/0! | 18 | 0 | 0 | 0 | 0 | 0 | 0 |  | 11321.6715 | 67.7133 | 30.0416 | 67.7133 | 11.7773 | 21901.0061 | 21896.4288 | 11309.8942 | 35.0416 | 35.0343 | 35.0416 | 35 | 1 | 1 | 0 | 7.2 | 1 | 7.2 | 11309.8942 | 18 | 0 | 0 | 0 | 0 | 0 | 0 | 0 | 0 | 0 | 0 | 0 | 0 | 0
200 | 9 | 1 | 9 | 4285.7143 | 5000 | 238.0952 | 1571.4286 | 226.4334 | 11321.6715 | #DIV/0! |  | #DIV/0! | 18 | 0 | 0 | 0 | 0 | 0 | 0 |  | 11321.6715 | 67.7133 | 30.0343 | 67.7133 | 9.7044 | 21896.4288 | 21893.9244 | 11311.9671 | 35.0343 | 35.0303 | 35.0343 | 35 | 1 | 1 | 0 | 7.2 | 1 | 7.2 | 11311.9671 | 18 | 0 | 0 | 0 | 0 | 0 | 0 | 0 | 0 | 0 | 0 | 0 | 0 | 0
201 | 9 | 1 | 9 | 4285.7143 | 2000 | 238.0952 | 1571.4286 | 165.2089 | 8260.447 | #DIV/0! |  | #DIV/0! | 18 | 0 | 0 | 0 | 0 | 0 | 0 |  | 8260.447 | 49.4046 | 30.0303 | 49.4046 | 6.253 | 21893.9244 | 21894.8714 | 8254.1941 | 35.0303 | 35.0318 | 35.0303 | 35 | 1 | 1 | 0 | 7.2 | 1 | 7.2 | 8254.1941 | 18 | 0 | 0 | 0 | 0 | 0 | 0 | 0 | 0 | 0 | 0 | 0 | 0 | 0
202 | 9 | 1 | 9 | 4285.7143 | 0 | 238.0952 | 1571.4286 | 124.3926 | 6219.6307 | #DIV/0! |  | #DIV/0! | 18 | 0 | 0 | 0 | 0 | 0 | 0 |  | 6219.6307 | 37.1987 | 30.0318 | 37.1987 | 4.9437 | 21894.8714 | 21897.1277 | 6214.687 | 35.0318 | 35.0354 | 35.0318 | 35 | 1 | 1 | 0 | 7.2 | 1 | 7.2 | 6214.687 | 18 | 0 | 0 | 0 | 0 | 0 | 0 | 0 | 0 | 0 | 0 | 0 | 0 | 0
203 | 9 | 1 | 9 | 4285.7143 | 0 | 238.0952 | 1571.4286 | 124.3926 | 6219.6307 | #DIV/0! |  | #DIV/0! | 18 | 0 | 0 | 0 | 0 | 0 | 0 |  | 6219.6307 | 37.1987 | 30.0354 | 37.1987 | 5.505 | 21897.1277 | 21898.8227 | 6214.1257 | 35.0354 | 35.0381 | 35.0354 | 35 | 1 | 1 | 0 | 7.2 | 1 | 7.2 | 6214.1257 | 18 | 0 | 0 | 0 | 0 | 0 | 0 | 0 | 0 | 0 | 0 | 0 | 0 | 0
204 | 9 | 1 | 9 | 4285.7143 | 0 | 238.0952 | 1571.4286 | 124.3926 | 6219.6307 | #DIV/0! |  | #DIV/0! | 18 | 0 | 0 | 0 | 0 | 0 | 0 |  | 6219.6307 | 37.1987 | 30.0381 | 37.1987 | 5.9267 | 21898.8227 | 21900.0959 | 6213.704 | 35.0381 | 35.0402 | 35.0381 | 35 | 1 | 1 | 0 | 7.2 | 1 | 7.2 | 6213.704 | 18 | 0 | 0 | 0 | 0 | 0 | 0 | 0 | 0 | 0 | 0 | 0 | 0 | 0
205 | 9 | 1 | 9 | 4285.7143 | 0 | 238.0952 | 1571.4286 | 124.3926 | 6219.6307 | #DIV/0! |  | #DIV/0! | 18 | 0 | 0 | 0 | 0 | 0 | 0 |  | 6219.6307 | 37.1987 | 30.0402 | 37.1987 | 6.2435 | 21900.0959 | 21901.0524 | 6213.3872 | 35.0402 | 35.0417 | 35.0402 | 35 | 1 | 1 | 0 | 7.2 | 1 | 7.2 | 6213.3872 | 18 | 0 | 0 | 0 | 0 | 0 | 0 | 0 | 0 | 0 | 0 | 0 | 0 | 0
206 | 9 | 1 | 9 | 4285.7143 | 0 | 238.0952 | 1571.4286 | 124.3926 | 6219.6307 | #DIV/0! |  | #DIV/0! | 18 | 0 | 0 | 0 | 0 | 0 | 0 |  | 6219.6307 | 37.1987 | 30.0417 | 37.1987 | 6.4815 | 21901.0524 | 21901.771 | 6213.1492 | 35.0417 | 35.0428 | 35.0417 | 35 | 1 | 1 | 0 | 7.2 | 1 | 7.2 | 6213.1492 | 18 | 0 | 0 | 0 | 0 | 0 | 0 | 0 | 0 | 0 | 0 | 0 | 0 | 0
207 | 9 | 1 | 9 | 4285.7143 | 0 | 238.0952 | 1571.4286 | 124.3926 | 6219.6307 | #DIV/0! |  | #DIV/0! | 18 | 0 | 0 | 0 | 0 | 0 | 0 |  | 6219.6307 | 37.1987 | 30.0428 | 37.1987 | 6.6602 | 21901.771 | 21902.3108 | 6212.9705 | 35.0428 | 35.0437 | 35.0428 | 35 | 1 | 1 | 0 | 7.2 | 1 | 7.2 | 6212.9705 | 18 | 0 | 0 | 0 | 0 | 0 | 0 | 0 | 0 | 0 | 0 | 0 | 0 | 0
208 | 9 | 1 | 9 | 4285.7143 | 0 | 238.0952 | 1571.4286 | 124.3926 | 6219.6307 | #DIV/0! |  | #DIV/0! | 18 | 0 | 0 | 0 | 0 | 0 | 0 |  | 6219.6307 | 37.1987 | 30.0437 | 37.1987 | 6.7945 | 21902.3108 | 21902.7162 | 6212.8362 | 35.0437 | 35.0443 | 35.0437 | 35 | 1 | 1 | 0 | 7.2 | 1 | 7.2 | 6212.8362 | 18 | 0 | 0 | 0 | 0 | 0 | 0 | 0 | 0 | 0 | 0 | 0 | 0 | 0
209 | 9 | 1 | 9 | 4285.7143 | 0 | 238.0952 | 0 | 92.3226 | 4616.1322 | #DIV/0! |  | #DIV/0! | 18 | 0 | 0 | 0 | 0 | 0 | 0 |  | 4616.1322 | 27.6084 | 30.0443 | 27.6084 | 5.1177 | 21902.7162 | 21904.7986 | 4611.0145 | 35.0443 | 35.0477 | 35.0443 | 35 | 1 | 1 | 0 | 7.2 | 1 | 7.2 | 4611.0145 | 18 | 0 | 0 | 0 | 0 | 0 | 0 | 0 | 0 | 0 | 0 | 0 | 0 | 0
210 | 9 | 1 | 9 | 4285.7143 | 2500 | 238.0952 | 0 | 143.3431 | 7167.1526 | #DIV/0! |  | #DIV/0! | 18 | 0 | 0 | 0 | 0 | 0 | 0 |  | 7167.1526 | 42.8657 | 30.0477 | 42.8657 | 8.5428 | 21904.7986 | 21903.4557 | 7158.6097 | 35.0477 | 35.0455 | 35.0477 | 35 | 1 | 1 | 0 | 7.2 | 1 | 7.2 | 7158.6097 | 18 | 0 | 0 | 0 | 0 | 0 | 0 | 0 | 0 | 0 | 0 | 0 | 0 | 0
211 | 9 | 1 | 9 | 4285.7143 | 5000 | 238.0952 | 0 | 194.3635 | 9718.173 | #DIV/0! |  | #DIV/0! | 18 | 0 | 0 | 0 | 0 | 0 | 0 |  | 9718.173 | 58.123 | 30.0455 | 58.123 | 11.0615 | 21903.4557 | 21899.5942 | 9707.1115 | 35.0455 | 35.0394 | 35.0455 | 35 | 1 | 1 | 0 | 7.2 | 1 | 7.2 | 9707.1115 | 18 | 0 | 0 | 0 | 0 | 0 | 0 | 0 | 0 | 0 | 0 | 0 | 0 | 0
212 | 9 | 1 | 9 | 4285.7143 | 5000 | 238.0952 | 0 | 194.3635 | 9718.173 | #DIV/0! |  | #DIV/0! | 18 | 0 | 0 | 0 | 0 | 0 | 0 |  | 9718.173 | 58.123 | 30.0394 | 58.123 | 9.5604 | 21899.5942 | 21897.2338 | 9708.6125 | 35.0394 | 35.0356 | 35.0394 | 35 | 1 | 1 | 0 | 7.2 | 1 | 7.2 | 9708.6125 | 18 | 0 | 0 | 0 | 0 | 0 | 0 | 0 | 0 | 0 | 0 | 0 | 0 | 0
213 | 9 | 1 | 9 | 4285.7143 | 5000 | 238.0952 | 0 | 194.3635 | 9718.173 | #DIV/0! |  | #DIV/0! | 18 | 0 | 0 | 0 | 0 | 0 | 0 |  | 9718.173 | 58.123 | 30.0356 | 58.123 | 8.6429 | 21897.2338 | 21895.7909 | 9709.5301 | 35.0356 | 35.0333 | 35.0356 | 35 | 1 | 1 | 0 | 7.2 | 1 | 7.2 | 9709.5301 | 18 | 0 | 0 | 0 | 0 | 0 | 0 | 0 | 0 | 0 | 0 | 0 | 0 | 0
214 | 9 | 1 | 9 | 4285.7143 | 2500 | 238.0952 | 0 | 143.3431 | 7167.1526 | #DIV/0! |  | #DIV/0! | 18 | 0 | 0 | 0 | 0 | 0 | 0 |  | 7167.1526 | 42.8657 | 30.0333 | 42.8657 | 5.9605 | 21895.7909 | 21897.0304 | 7161.1921 | 35.0333 | 35.0352 | 35.0333 | 35 | 1 | 1 | 0 | 7.2 | 1 | 7.2 | 7161.1921 | 18 | 0 | 0 | 0 | 0 | 0 | 0 | 0 | 0 | 0 | 0 | 0 | 0 | 0
215 | 9 | 1 | 10 | 4285.7143 | 0 | 238.0952 | 0 | 92.3226 | 4616.1322 | #DIV/0! |  | #DIV/0! | 18 | 0 | 0 | 0 | 0 | 0 | 0 |  | 4616.1322 | 27.6084 | 30.0352 | 27.6084 | 4.0678 | 21897.0304 | 21900.1626 | 4612.0643 | 35.0352 | 35.0403 | 35.0352 | 35 | 1 | 1 | 0 | 7.2 | 1 | 7.2 | 4612.0643 | 18 | 0 | 0 | 0 | 0 | 0 | 0 | 0 | 0 | 0 | 0 | 0 | 0 | 0
216 | 10 | 1 | 10 | 4285.7143 | 0 | 238.0952 | 0 | 92.3226 | 4616.1322 | #DIV/0! |  | #DIV/0! | 18 | 0 | 0 | 0 | 0 | 0 | 0 |  | 4616.1322 | 27.6084 | 30.0403 | 27.6084 | 4.6462 | 21900.1626 | 21902.7165 | 4611.486 | 35.0403 | 35.0443 | 35.0403 | 35 | 1 | 1 | 0 | 7.2 | 1 | 7.2 | 4611.486 | 18 | 0 | 0 | 0 | 0 | 0 | 0 | 0 | 0 | 0 | 0 | 0 | 0 | 0
217 | 10 | 1 | 10 | 4285.7143 | 0 | 238.0952 | 0 | 92.3226 | 4616.1322 | #DIV/0! |  | #DIV/0! | 18 | 0 | 0 | 0 | 0 | 0 | 0 |  | 4616.1322 | 27.6084 | 30.0443 | 27.6084 | 5.1177 | 21902.7165 | 21904.7988 | 4611.0145 | 35.0443 | 35.0477 | 35.0443 | 35 | 1 | 1 | 0 | 7.2 | 1 | 7.2 | 4611.0145 | 18 | 0 | 0 | 0 | 0 | 0 | 0 | 0 | 0 | 0 | 0 | 0 | 0 | 0
218 | 10 | 1 | 10 | 4285.7143 | 0 | 238.0952 | 0 | 92.3226 | 4616.1322 | #DIV/0! |  | #DIV/0! | 18 | 0 | 0 | 0 | 0 | 0 | 0 |  | 4616.1322 | 27.6084 | 30.0477 | 27.6084 | 5.5022 | 21904.7988 | 21906.4966 | 4610.63 | 35.0477 | 35.0504 | 35.0477 | 35 | 1 | 1 | 0 | 7.2 | 1 | 7.2 | 4610.63 | 18 | 0 | 0 | 0 | 0 | 0 | 0 | 0 | 0 | 0 | 0 | 0 | 0 | 0
219 | 10 | 1 | 10 | 4285.7143 | 0 | 238.0952 | 0 | 92.3226 | 4616.1322 | #DIV/0! |  | #DIV/0! | 18 | 0 | 0 | 0 | 0 | 0 | 0 |  | 4616.1322 | 27.6084 | 30.0504 | 27.6084 | 5.8157 | 21906.4966 | 21907.8809 | 4610.3165 | 35.0504 | 35.0526 | 35.0504 | 35 | 1 | 1 | 0 | 7.2 | 1 | 7.2 | 4610.3165 | 18 | 0 | 0 | 0 | 0 | 0 | 0 | 0 | 0 | 0 | 0 | 0 | 0 | 0
220 | 10 | 1 | 10 | 4285.7143 | 0 | 238.0952 | 0 | 92.3226 | 4616.1322 | #DIV/0! |  | #DIV/0! | 18 | 0 | 0 | 0 | 0 | 0 | 0 |  | 4616.1322 | 27.6084 | 30.0526 | 27.6084 | 6.0713 | 21907.8809 | 21909.0096 | 4610.0609 | 35.0526 | 35.0544 | 35.0526 | 35 | 1 | 1 | 0 | 7.2 | 1 | 7.2 | 4610.0609 | 18 | 0 | 0 | 0 | 0 | 0 | 0 | 0 | 0 | 0 | 0 | 0 | 0 | 0
221 | 10 | 1 | 10 | 4285.7143 | 3000 | 238.0952 | 0 | 153.5471 | 7677.3567 | #DIV/0! |  | #DIV/0! | 18 | 0 | 0 | 0 | 0 | 0 | 0 |  | 7677.3567 | 45.9172 | 30.0544 | 45.9172 | 10.4441 | 21909.0096 | 21905.7654 | 7666.9125 | 35.0544 | 35.0492 | 35.0544 | 35 | 1 | 1 | 0 | 7.2 | 1 | 7.2 | 7666.9125 | 18 | 0 | 0 | 0 | 0 | 0 | 0 | 0 | 0 | 0 | 0 | 0 | 0 | 0
222 | 10 | 1 | 10 | 4285.7143 | 5000 | 238.0952 | 0 | 194.3635 | 9718.173 | #DIV/0! |  | #DIV/0! | 18 | 0 | 0 | 0 | 0 | 0 | 0 |  | 9718.173 | 58.123 | 30.0492 | 58.123 | 11.9593 | 21905.7654 | 21901.0061 | 9706.2136 | 35.0492 | 35.0416 | 35.0492 | 35 | 1 | 1 | 0 | 7.2 | 1 | 7.2 | 9706.2136 | 18 | 0 | 0 | 0 | 0 | 0 | 0 | 0 | 0 | 0 | 0 | 0 | 0 | 0
223 | 10 | 1 | 10 | 4285.7143 | 5000 | 238.0952 | 1571.4286 | 226.4334 | 11321.6715 | #DIV/0! |  | #DIV/0! | 18 | 0 | 0 | 0 | 0 | 0 | 0 |  | 11321.6715 | 67.7133 | 30.0416 | 67.7133 | 11.7773 | 21901.0061 | 21896.4288 | 11309.8942 | 35.0416 | 35.0343 | 35.0416 | 35 | 1 | 1 | 0 | 7.2 | 1 | 7.2 | 11309.8942 | 18 | 0 | 0 | 0 | 0 | 0 | 0 | 0 | 0 | 0 | 0 | 0 | 0 | 0
224 | 10 | 1 | 10 | 4285.7143 | 5000 | 238.0952 | 1571.4286 | 226.4334 | 11321.6715 | #DIV/0! |  | #DIV/0! | 18 | 0 | 0 | 0 | 0 | 0 | 0 |  | 11321.6715 | 67.7133 | 30.0343 | 67.7133 | 9.7044 | 21896.4288 | 21893.9244 | 11311.9671 | 35.0343 | 35.0303 | 35.0343 | 35 | 1 | 1 | 0 | 7.2 | 1 | 7.2 | 11311.9671 | 18 | 0 | 0 | 0 | 0 | 0 | 0 | 0 | 0 | 0 | 0 | 0 | 0 | 0
225 | 10 | 1 | 10 | 4285.7143 | 2000 | 238.0952 | 1571.4286 | 165.2089 | 8260.447 | #DIV/0! |  | #DIV/0! | 18 | 0 | 0 | 0 | 0 | 0 | 0 |  | 8260.447 | 49.4046 | 30.0303 | 49.4046 | 6.253 | 21893.9244 | 21894.8714 | 8254.1941 | 35.0303 | 35.0318 | 35.0303 | 35 | 1 | 1 | 0 | 7.2 | 1 | 7.2 | 8254.1941 | 18 | 0 | 0 | 0 | 0 | 0 | 0 | 0 | 0 | 0 | 0 | 0 | 0 | 0
226 | 10 | 1 | 10 | 4285.7143 | 0 | 238.0952 | 1571.4286 | 124.3926 | 6219.6307 | #DIV/0! |  | #DIV/0! | 18 | 0 | 0 | 0 | 0 | 0 | 0 |  | 6219.6307 | 37.1987 | 30.0318 | 37.1987 | 4.9437 | 21894.8714 | 21897.1277 | 6214.687 | 35.0318 | 35.0354 | 35.0318 | 35 | 1 | 1 | 0 | 7.2 | 1 | 7.2 | 6214.687 | 18 | 0 | 0 | 0 | 0 | 0 | 0 | 0 | 0 | 0 | 0 | 0 | 0 | 0
227 | 10 | 1 | 10 | 4285.7143 | 0 | 238.0952 | 1571.4286 | 124.3926 | 6219.6307 | #DIV/0! |  | #DIV/0! | 18 | 0 | 0 | 0 | 0 | 0 | 0 |  | 6219.6307 | 37.1987 | 30.0354 | 37.1987 | 5.505 | 21897.1277 | 21898.8227 | 6214.1257 | 35.0354 | 35.0381 | 35.0354 | 35 | 1 | 1 | 0 | 7.2 | 1 | 7.2 | 6214.1257 | 18 | 0 | 0 | 0 | 0 | 0 | 0 | 0 | 0 | 0 | 0 | 0 | 0 | 0
228 | 10 | 1 | 10 | 4285.7143 | 0 | 238.0952 | 1571.4286 | 124.3926 | 6219.6307 | #DIV/0! |  | #DIV/0! | 18 | 0 | 0 | 0 | 0 | 0 | 0 |  | 6219.6307 | 37.1987 | 30.0381 | 37.1987 | 5.9267 | 21898.8227 | 21900.0959 | 6213.704 | 35.0381 | 35.0402 | 35.0381 | 35 | 1 | 1 | 0 | 7.2 | 1 | 7.2 | 6213.704 | 18 | 0 | 0 | 0 | 0 | 0 | 0 | 0 | 0 | 0 | 0 | 0 | 0 | 0
229 | 10 | 1 | 10 | 4285.7143 | 0 | 238.0952 | 1571.4286 | 124.3926 | 6219.6307 | #DIV/0! |  | #DIV/0! | 18 | 0 | 0 | 0 | 0 | 0 | 0 |  | 6219.6307 | 37.1987 | 30.0402 | 37.1987 | 6.2435 | 21900.0959 | 21901.0524 | 6213.3872 | 35.0402 | 35.0417 | 35.0402 | 35 | 1 | 1 | 0 | 7.2 | 1 | 7.2 | 6213.3872 | 18 | 0 | 0 | 0 | 0 | 0 | 0 | 0 | 0 | 0 | 0 | 0 | 0 | 0
230 | 10 | 1 | 10 | 4285.7143 | 0 | 238.0952 | 1571.4286 | 124.3926 | 6219.6307 | #DIV/0! |  | #DIV/0! | 18 | 0 | 0 | 0 | 0 | 0 | 0 |  | 6219.6307 | 37.1987 | 30.0417 | 37.1987 | 6.4815 | 21901.0524 | 21901.771 | 6213.1492 | 35.0417 | 35.0428 | 35.0417 | 35 | 1 | 1 | 0 | 7.2 | 1 | 7.2 | 6213.1492 | 18 | 0 | 0 | 0 | 0 | 0 | 0 | 0 | 0 | 0 | 0 | 0 | 0 | 0
231 | 10 | 1 | 10 | 4285.7143 | 0 | 238.0952 | 1571.4286 | 124.3926 | 6219.6307 | #DIV/0! |  | #DIV/0! | 18 | 0 | 0 | 0 | 0 | 0 | 0 |  | 6219.6307 | 37.1987 | 30.0428 | 37.1987 | 6.6602 | 21901.771 | 21902.3108 | 6212.9705 | 35.0428 | 35.0437 | 35.0428 | 35 | 1 | 1 | 0 | 7.2 | 1 | 7.2 | 6212.9705 | 18 | 0 | 0 | 0 | 0 | 0 | 0 | 0 | 0 | 0 | 0 | 0 | 0 | 0
232 | 10 | 1 | 10 | 4285.7143 | 0 | 238.0952 | 1571.4286 | 124.3926 | 6219.6307 | #DIV/0! |  | #DIV/0! | 18 | 0 | 0 | 0 | 0 | 0 | 0 |  | 6219.6307 | 37.1987 | 30.0437 | 37.1987 | 6.7945 | 21902.3108 | 21902.7162 | 6212.8362 | 35.0437 | 35.0443 | 35.0437 | 35 | 1 | 1 | 0 | 7.2 | 1 | 7.2 | 6212.8362 | 18 | 0 | 0 | 0 | 0 | 0 | 0 | 0 | 0 | 0 | 0 | 0 | 0 | 0
233 | 10 | 1 | 10 | 4285.7143 | 0 | 238.0952 | 0 | 92.3226 | 4616.1322 | #DIV/0! |  | #DIV/0! | 18 | 0 | 0 | 0 | 0 | 0 | 0 |  | 4616.1322 | 27.6084 | 30.0443 | 27.6084 | 5.1177 | 21902.7162 | 21904.7986 | 4611.0145 | 35.0443 | 35.0477 | 35.0443 | 35 | 1 | 1 | 0 | 7.2 | 1 | 7.2 | 4611.0145 | 18 | 0 | 0 | 0 | 0 | 0 | 0 | 0 | 0 | 0 | 0 | 0 | 0 | 0
234 | 10 | 1 | 10 | 4285.7143 | 2500 | 238.0952 | 0 | 143.3431 | 7167.1526 | #DIV/0! |  | #DIV/0! | 18 | 0 | 0 | 0 | 0 | 0 | 0 |  | 7167.1526 | 42.8657 | 30.0477 | 42.8657 | 8.5428 | 21904.7986 | 21903.4557 | 7158.6097 | 35.0477 | 35.0455 | 35.0477 | 35 | 1 | 1 | 0 | 7.2 | 1 | 7.2 | 7158.6097 | 18 | 0 | 0 | 0 | 0 | 0 | 0 | 0 | 0 | 0 | 0 | 0 | 0 | 0
235 | 10 | 1 | 10 | 4285.7143 | 5000 | 238.0952 | 0 | 194.3635 | 9718.173 | #DIV/0! |  | #DIV/0! | 18 | 0 | 0 | 0 | 0 | 0 | 0 |  | 9718.173 | 58.123 | 30.0455 | 58.123 | 11.0615 | 21903.4557 | 21899.5942 | 9707.1115 | 35.0455 | 35.0394 | 35.0455 | 35 | 1 | 1 | 0 | 7.2 | 1 | 7.2 | 9707.1115 | 18 | 0 | 0 | 0 | 0 | 0 | 0 | 0 | 0 | 0 | 0 | 0 | 0 | 0
236 | 10 | 1 | 10 | 4285.7143 | 5000 | 238.0952 | 0 | 194.3635 | 9718.173 | #DIV/0! |  | #DIV/0! | 18 | 0 | 0 | 0 | 0 | 0 | 0 |  | 9718.173 | 58.123 | 30.0394 | 58.123 | 9.5604 | 21899.5942 | 21897.2338 | 9708.6125 | 35.0394 | 35.0356 | 35.0394 | 35 | 1 | 1 | 0 | 7.2 | 1 | 7.2 | 9708.6125 | 18 | 0 | 0 | 0 | 0 | 0 | 0 | 0 | 0 | 0 | 0 | 0 | 0 | 0
237 | 10 | 1 | 10 | 4285.7143 | 5000 | 238.0952 | 0 | 194.3635 | 9718.173 | #DIV/0! |  | #DIV/0! | 18 | 0 | 0 | 0 | 0 | 0 | 0 |  | 9718.173 | 58.123 | 30.0356 | 58.123 | 8.6429 | 21897.2338 | 21895.7909 | 9709.5301 | 35.0356 | 35.0333 | 35.0356 | 35 | 1 | 1 | 0 | 7.2 | 1 | 7.2 | 9709.5301 | 18 | 0 | 0 | 0 | 0 | 0 | 0 | 0 | 0 | 0 | 0 | 0 | 0 | 0
238 | 10 | 1 | 10 | 4285.7143 | 2500 | 238.0952 | 0 | 143.3431 | 7167.1526 | #DIV/0! |  | #DIV/0! | 18 | 0 | 0 | 0 | 0 | 0 | 0 |  | 7167.1526 | 42.8657 | 30.0333 | 42.8657 | 5.9605 | 21895.7909 | 21897.0304 | 7161.1921 | 35.0333 | 35.0352 | 35.0333 | 35 | 1 | 1 | 0 | 7.2 | 1 | 7.2 | 7161.1921 | 18 | 0 | 0 | 0 | 0 | 0 | 0 | 0 | 0 | 0 | 0 | 0 | 0 | 0
239 | 10 | 1 | 11 | 4285.7143 | 0 | 238.0952 | 0 | 92.3226 | 4616.1322 | #DIV/0! |  | #DIV/0! | 18 | 0 | 0 | 0 | 0 | 0 | 0 |  | 4616.1322 | 27.6084 | 30.0352 | 27.6084 | 4.0678 | 21897.0304 | 21900.1626 | 4612.0643 | 35.0352 | 35.0403 | 35.0352 | 35 | 1 | 1 | 0 | 7.2 | 1 | 7.2 | 4612.0643 | 18 | 0 | 0 | 0 | 0 | 0 | 0 | 0 | 0 | 0 | 0 | 0 | 0 | 0
240 | 11 | 1 | 11 | 4285.7143 | 0 | 238.0952 | 0 | 92.3226 | 4616.1322 | #DIV/0! |  | #DIV/0! | 18 | 0 | 0 | 0 | 0 | 0 | 0 |  | 4616.1322 | 27.6084 | 30.0403 | 27.6084 | 4.6462 | 21900.1626 | 21902.7165 | 4611.486 | 35.0403 | 35.0443 | 35.0403 | 35 | 1 | 1 | 0 | 7.2 | 1 | 7.2 | 4611.486 | 18 | 0 | 0 | 0 | 0 | 0 | 0 | 0 | 0 | 0 | 0 | 0 | 0 | 0
241 | 11 | 1 | 11 | 4285.7143 | 0 | 238.0952 | 0 | 92.3226 | 4616.1322 | #DIV/0! |  | #DIV/0! | 18 | 0 | 0 | 0 | 0 | 0 | 0 |  | 4616.1322 | 27.6084 | 30.0443 | 27.6084 | 5.1177 | 21902.7165 | 21904.7988 | 4611.0145 | 35.0443 | 35.0477 | 35.0443 | 35 | 1 | 1 | 0 | 7.2 | 1 | 7.2 | 4611.0145 | 18 | 0 | 0 | 0 | 0 | 0 | 0 | 0 | 0 | 0 | 0 | 0 | 0 | 0
242 | 11 | 1 | 11 | 4285.7143 | 0 | 238.0952 | 0 | 92.3226 | 4616.1322 | #DIV/0! |  | #DIV/0! | 18 | 0 | 0 | 0 | 0 | 0 | 0 |  | 4616.1322 | 27.6084 | 30.0477 | 27.6084 | 5.5022 | 21904.7988 | 21906.4966 | 4610.63 | 35.0477 | 35.0504 | 35.0477 | 35 | 1 | 1 | 0 | 7.2 | 1 | 7.2 | 4610.63 | 18 | 0 | 0 | 0 | 0 | 0 | 0 | 0 | 0 | 0 | 0 | 0 | 0 | 0
243 | 11 | 1 | 11 | 4285.7143 | 0 | 238.0952 | 0 | 92.3226 | 4616.1322 | #DIV/0! |  | #DIV/0! | 18 | 0 | 0 | 0 | 0 | 0 | 0 |  | 4616.1322 | 27.6084 | 30.0504 | 27.6084 | 5.8157 | 21906.4966 | 21907.8809 | 4610.3165 | 35.0504 | 35.0526 | 35.0504 | 35 | 1 | 1 | 0 | 7.2 | 1 | 7.2 | 4610.3165 | 18 | 0 | 0 | 0 | 0 | 0 | 0 | 0 | 0 | 0 | 0 | 0 | 0 | 0
244 | 11 | 1 | 11 | 4285.7143 | 0 | 238.0952 | 0 | 92.3226 | 4616.1322 | #DIV/0! |  | #DIV/0! | 18 | 0 | 0 | 0 | 0 | 0 | 0 |  | 4616.1322 | 27.6084 | 30.0526 | 27.6084 | 6.0713 | 21907.8809 | 21909.0096 | 4610.0609 | 35.0526 | 35.0544 | 35.0526 | 35 | 1 | 1 | 0 | 7.2 | 1 | 7.2 | 4610.0609 | 18 | 0 | 0 | 0 | 0 | 0 | 0 | 0 | 0 | 0 | 0 | 0 | 0 | 0
245 | 11 | 1 | 11 | 4285.7143 | 3000 | 238.0952 | 0 | 153.5471 | 7677.3567 | #DIV/0! |  | #DIV/0! | 18 | 0 | 0 | 0 | 0 | 0 | 0 |  | 7677.3567 | 45.9172 | 30.0544 | 45.9172 | 10.4441 | 21909.0096 | 21905.7654 | 7666.9125 | 35.0544 | 35.0492 | 35.0544 | 35 | 1 | 1 | 0 | 7.2 | 1 | 7.2 | 7666.9125 | 18 | 0 | 0 | 0 | 0 | 0 | 0 | 0 | 0 | 0 | 0 | 0 | 0 | 0
246 | 11 | 1 | 11 | 4285.7143 | 5000 | 238.0952 | 0 | 194.3635 | 9718.173 | #DIV/0! |  | #DIV/0! | 18 | 0 | 0 | 0 | 0 | 0 | 0 |  | 9718.173 | 58.123 | 30.0492 | 58.123 | 11.9593 | 21905.7654 | 21901.0061 | 9706.2136 | 35.0492 | 35.0416 | 35.0492 | 35 | 1 | 1 | 0 | 7.2 | 1 | 7.2 | 9706.2136 | 18 | 0 | 0 | 0 | 0 | 0 | 0 | 0 | 0 | 0 | 0 | 0 | 0 | 0
247 | 11 | 1 | 11 | 4285.7143 | 5000 | 238.0952 | 1571.4286 | 226.4334 | 11321.6715 | #DIV/0! |  | #DIV/0! | 18 | 0 | 0 | 0 | 0 | 0 | 0 |  | 11321.6715 | 67.7133 | 30.0416 | 67.7133 | 11.7773 | 21901.0061 | 21896.4288 | 11309.8942 | 35.0416 | 35.0343 | 35.0416 | 35 | 1 | 1 | 0 | 7.2 | 1 | 7.2 | 11309.8942 | 18 | 0 | 0 | 0 | 0 | 0 | 0 | 0 | 0 | 0 | 0 | 0 | 0 | 0
248 | 11 | 1 | 11 | 4285.7143 | 5000 | 238.0952 | 1571.4286 | 226.4334 | 11321.6715 | #DIV/0! |  | #DIV/0! | 18 | 0 | 0 | 0 | 0 | 0 | 0 |  | 11321.6715 | 67.7133 | 30.0343 | 67.7133 | 9.7044 | 21896.4288 | 21893.9244 | 11311.9671 | 35.0343 | 35.0303 | 35.0343 | 35 | 1 | 1 | 0 | 7.2 | 1 | 7.2 | 11311.9671 | 18 | 0 | 0 | 0 | 0 | 0 | 0 | 0 | 0 | 0 | 0 | 0 | 0 | 0
249 | 11 | 1 | 11 | 4285.7143 | 2000 | 238.0952 | 1571.4286 | 165.2089 | 8260.447 | #DIV/0! |  | #DIV/0! | 18 | 0 | 0 | 0 | 0 | 0 | 0 |  | 8260.447 | 49.4046 | 30.0303 | 49.4046 | 6.253 | 21893.9244 | 21894.8714 | 8254.1941 | 35.0303 | 35.0318 | 35.0303 | 35 | 1 | 1 | 0 | 7.2 | 1 | 7.2 | 8254.1941 | 18 | 0 | 0 | 0 | 0 | 0 | 0 | 0 | 0 | 0 | 0 | 0 | 0 | 0
250 | 11 | 1 | 11 | 4285.7143 | 0 | 238.0952 | 1571.4286 | 124.3926 | 6219.6307 | #DIV/0! |  | #DIV/0! | 18 | 0 | 0 | 0 | 0 | 0 | 0 |  | 6219.6307 | 37.1987 | 30.0318 | 37.1987 | 4.9437 | 21894.8714 | 21897.1277 | 6214.687 | 35.0318 | 35.0354 | 35.0318 | 35 | 1 | 1 | 0 | 7.2 | 1 | 7.2 | 6214.687 | 18 | 0 | 0 | 0 | 0 | 0 | 0 | 0 | 0 | 0 | 0 | 0 | 0 | 0
251 | 11 | 1 | 11 | 4285.7143 | 0 | 238.0952 | 1571.4286 | 124.3926 | 6219.6307 | #DIV/0! |  | #DIV/0! | 18 | 0 | 0 | 0 | 0 | 0 | 0 |  | 6219.6307 | 37.1987 | 30.0354 | 37.1987 | 5.505 | 21897.1277 | 21898.8227 | 6214.1257 | 35.0354 | 35.0381 | 35.0354 | 35 | 1 | 1 | 0 | 7.2 | 1 | 7.2 | 6214.1257 | 18 | 0 | 0 | 0 | 0 | 0 | 0 | 0 | 0 | 0 | 0 | 0 | 0 | 0
252 | 11 | 1 | 11 | 4285.7143 | 0 | 238.0952 | 1571.4286 | 124.3926 | 6219.6307 | #DIV/0! |  | #DIV/0! | 18 | 0 | 0 | 0 | 0 | 0 | 0 |  | 6219.6307 | 37.1987 | 30.0381 | 37.1987 | 5.9267 | 21898.8227 | 21900.0959 | 6213.704 | 35.0381 | 35.0402 | 35.0381 | 35 | 1 | 1 | 0 | 7.2 | 1 | 7.2 | 6213.704 | 18 | 0 | 0 | 0 | 0 | 0 | 0 | 0 | 0 | 0 | 0 | 0 | 0 | 0
253 | 11 | 1 | 11 | 4285.7143 | 0 | 238.0952 | 1571.4286 | 124.3926 | 6219.6307 | #DIV/0! |  | #DIV/0! | 18 | 0 | 0 | 0 | 0 | 0 | 0 |  | 6219.6307 | 37.1987 | 30.0402 | 37.1987 | 6.2435 | 21900.0959 | 21901.0524 | 6213.3872 | 35.0402 | 35.0417 | 35.0402 | 35 | 1 | 1 | 0 | 7.2 | 1 | 7.2 | 6213.3872 | 18 | 0 | 0 | 0 | 0 | 0 | 0 | 0 | 0 | 0 | 0 | 0 | 0 | 0
254 | 11 | 1 | 11 | 4285.7143 | 0 | 238.0952 | 1571.4286 | 124.3926 | 6219.6307 | #DIV/0! |  | #DIV/0! | 18 | 0 | 0 | 0 | 0 | 0 | 0 |  | 6219.6307 | 37.1987 | 30.0417 | 37.1987 | 6.4815 | 21901.0524 | 21901.771 | 6213.1492 | 35.0417 | 35.0428 | 35.0417 | 35 | 1 | 1 | 0 | 7.2 | 1 | 7.2 | 6213.1492 | 18 | 0 | 0 | 0 | 0 | 0 | 0 | 0 | 0 | 0 | 0 | 0 | 0 | 0
255 | 11 | 1 | 11 | 4285.7143 | 0 | 238.0952 | 1571.4286 | 124.3926 | 6219.6307 | #DIV/0! |  | #DIV/0! | 18 | 0 | 0 | 0 | 0 | 0 | 0 |  | 6219.6307 | 37.1987 | 30.0428 | 37.1987 | 6.6602 | 21901.771 | 21902.3108 | 6212.9705 | 35.0428 | 35.0437 | 35.0428 | 35 | 1 | 1 | 0 | 7.2 | 1 | 7.2 | 6212.9705 | 18 | 0 | 0 | 0 | 0 | 0 | 0 | 0 | 0 | 0 | 0 | 0 | 0 | 0
256 | 11 | 1 | 11 | 4285.7143 | 0 | 238.0952 | 1571.4286 | 124.3926 | 6219.6307 | #DIV/0! |  | #DIV/0! | 18 | 0 | 0 | 0 | 0 | 0 | 0 |  | 6219.6307 | 37.1987 | 30.0437 | 37.1987 | 6.7945 | 21902.3108 | 21902.7162 | 6212.8362 | 35.0437 | 35.0443 | 35.0437 | 35 | 1 | 1 | 0 | 7.2 | 1 | 7.2 | 6212.8362 | 18 | 0 | 0 | 0 | 0 | 0 | 0 | 0 | 0 | 0 | 0 | 0 | 0 | 0
257 | 11 | 1 | 11 | 4285.7143 | 0 | 238.0952 | 0 | 92.3226 | 4616.1322 | #DIV/0! |  | #DIV/0! | 18 | 0 | 0 | 0 | 0 | 0 | 0 |  | 4616.1322 | 27.6084 | 30.0443 | 27.6084 | 5.1177 | 21902.7162 | 21904.7986 | 4611.0145 | 35.0443 | 35.0477 | 35.0443 | 35 | 1 | 1 | 0 | 7.2 | 1 | 7.2 | 4611.0145 | 18 | 0 | 0 | 0 | 0 | 0 | 0 | 0 | 0 | 0 | 0 | 0 | 0 | 0
258 | 11 | 1 | 11 | 4285.7143 | 2500 | 238.0952 | 0 | 143.3431 | 7167.1526 | #DIV/0! |  | #DIV/0! | 18 | 0 | 0 | 0 | 0 | 0 | 0 |  | 7167.1526 | 42.8657 | 30.0477 | 42.8657 | 8.5428 | 21904.7986 | 21903.4557 | 7158.6097 | 35.0477 | 35.0455 | 35.0477 | 35 | 1 | 1 | 0 | 7.2 | 1 | 7.2 | 7158.6097 | 18 | 0 | 0 | 0 | 0 | 0 | 0 | 0 | 0 | 0 | 0 | 0 | 0 | 0
259 | 11 | 1 | 11 | 4285.7143 | 5000 | 238.0952 | 0 | 194.3635 | 9718.173 | #DIV/0! |  | #DIV/0! | 18 | 0 | 0 | 0 | 0 | 0 | 0 |  | 9718.173 | 58.123 | 30.0455 | 58.123 | 11.0615 | 21903.4557 | 21899.5942 | 9707.1115 | 35.0455 | 35.0394 | 35.0455 | 35 | 1 | 1 | 0 | 7.2 | 1 | 7.2 | 9707.1115 | 18 | 0 | 0 | 0 | 0 | 0 | 0 | 0 | 0 | 0 | 0 | 0 | 0 | 0
260 | 11 | 1 | 11 | 4285.7143 | 5000 | 238.0952 | 0 | 194.3635 | 9718.173 | #DIV/0! |  | #DIV/0! | 18 | 0 | 0 | 0 | 0 | 0 | 0 |  | 9718.173 | 58.123 | 30.0394 | 58.123 | 9.5604 | 21899.5942 | 21897.2338 | 9708.6125 | 35.0394 | 35.0356 | 35.0394 | 35 | 1 | 1 | 0 | 7.2 | 1 | 7.2 | 9708.6125 | 18 | 0 | 0 | 0 | 0 | 0 | 0 | 0 | 0 | 0 | 0 | 0 | 0 | 0
261 | 11 | 1 | 11 | 4285.7143 | 5000 | 238.0952 | 0 | 194.3635 | 9718.173 | #DIV/0! |  | #DIV/0! | 18 | 0 | 0 | 0 | 0 | 0 | 0 |  | 9718.173 | 58.123 | 30.0356 | 58.123 | 8.6429 | 21897.2338 | 21895.7909 | 9709.5301 | 35.0356 | 35.0333 | 35.0356 | 35 | 1 | 1 | 0 | 7.2 | 1 | 7.2 | 9709.5301 | 18 | 0 | 0 | 0 | 0 | 0 | 0 | 0 | 0 | 0 | 0 | 0 | 0 | 0
262 | 11 | 1 | 11 | 4285.7143 | 2500 | 238.0952 | 0 | 143.3431 | 7167.1526 | #DIV/0! |  | #DIV/0! | 18 | 0 | 0 | 0 | 0 | 0 | 0 |  | 7167.1526 | 42.8657 | 30.0333 | 42.8657 | 5.9605 | 21895.7909 | 21897.0304 | 7161.1921 | 35.0333 | 35.0352 | 35.0333 | 35 | 1 | 1 | 0 | 7.2 | 1 | 7.2 | 7161.1921 | 18 | 0 | 0 | 0 | 0 | 0 | 0 | 0 | 0 | 0 | 0 | 0 | 0 | 0
263 | 11 | 1 | 12 | 4285.7143 | 0 | 238.0952 | 0 | 92.3226 | 4616.1322 | #DIV/0! |  | #DIV/0! | 18 | 0 | 0 | 0 | 0 | 0 | 0 |  | 4616.1322 | 27.6084 | 30.0352 | 27.6084 | 4.0678 | 21897.0304 | 21900.1626 | 4612.0643 | 35.0352 | 35.0403 | 35.0352 | 35 | 1 | 1 | 0 | 7.2 | 1 | 7.2 | 4612.0643 | 18 | 0 | 0 | 0 | 0 | 0 | 0 | 0 | 0 | 0 | 0 | 0 | 0 | 0
264 | 12 | 1 | 12 | 4285.7143 | 0 | 238.0952 | 0 | 92.3226 | 4616.1322 | #DIV/0! |  | #DIV/0! | 18 | 0 | 0 | 0 | 0 | 0 | 0 |  | 4616.1322 | 27.6084 | 30.0403 | 27.6084 | 4.6462 | 21900.1626 | 21902.7165 | 4611.486 | 35.0403 | 35.0443 | 35.0403 | 35 | 1 | 1 | 0 | 7.2 | 1 | 7.2 | 4611.486 | 18 | 0 | 0 | 0 | 0 | 0 | 0 | 0 | 0 | 0 | 0 | 0 | 0 | 0
265 | 12 | 1 | 12 | 4285.7143 | 0 | 238.0952 | 0 | 92.3226 | 4616.1322 | #DIV/0! |  | #DIV/0! | 18 | 0 | 0 | 0 | 0 | 0 | 0 |  | 4616.1322 | 27.6084 | 30.0443 | 27.6084 | 5.1177 | 21902.7165 | 21904.7988 | 4611.0145 | 35.0443 | 35.0477 | 35.0443 | 35 | 1 | 1 | 0 | 7.2 | 1 | 7.2 | 4611.0145 | 18 | 0 | 0 | 0 | 0 | 0 | 0 | 0 | 0 | 0 | 0 | 0 | 0 | 0
266 | 12 | 1 | 12 | 4285.7143 | 0 | 238.0952 | 0 | 92.3226 | 4616.1322 | #DIV/0! |  | #DIV/0! | 18 | 0 | 0 | 0 | 0 | 0 | 0 |  | 4616.1322 | 27.6084 | 30.0477 | 27.6084 | 5.5022 | 21904.7988 | 21906.4966 | 4610.63 | 35.0477 | 35.0504 | 35.0477 | 35 | 1 | 1 | 0 | 7.2 | 1 | 7.2 | 4610.63 | 18 | 0 | 0 | 0 | 0 | 0 | 0 | 0 | 0 | 0 | 0 | 0 | 0 | 0
267 | 12 | 1 | 12 | 4285.7143 | 0 | 238.0952 | 0 | 92.3226 | 4616.1322 | #DIV/0! |  | #DIV/0! | 18 | 0 | 0 | 0 | 0 | 0 | 0 |  | 4616.1322 | 27.6084 | 30.0504 | 27.6084 | 5.8157 | 21906.4966 | 21907.8809 | 4610.3165 | 35.0504 | 35.0526 | 35.0504 | 35 | 1 | 1 | 0 | 7.2 | 1 | 7.2 | 4610.3165 | 18 | 0 | 0 | 0 | 0 | 0 | 0 | 0 | 0 | 0 | 0 | 0 | 0 | 0
268 | 12 | 1 | 12 | 4285.7143 | 0 | 238.0952 | 0 | 92.3226 | 4616.1322 | #DIV/0! |  | #DIV/0! | 18 | 0 | 0 | 0 | 0 | 0 | 0 |  | 4616.1322 | 27.6084 | 30.0526 | 27.6084 | 6.0713 | 21907.8809 | 21909.0096 | 4610.0609 | 35.0526 | 35.0544 | 35.0526 | 35 | 1 | 1 | 0 | 7.2 | 1 | 7.2 | 4610.0609 | 18 | 0 | 0 | 0 | 0 | 0 | 0 | 0 | 0 | 0 | 0 | 0 | 0 | 0
269 | 12 | 1 | 12 | 4285.7143 | 3000 | 238.0952 | 0 | 153.5471 | 7677.3567 | #DIV/0! |  | #DIV/0! | 18 | 0 | 0 | 0 | 0 | 0 | 0 |  | 7677.3567 | 45.9172 | 30.0544 | 45.9172 | 10.4441 | 21909.0096 | 21905.7654 | 7666.9125 | 35.0544 | 35.0492 | 35.0544 | 35 | 1 | 1 | 0 | 7.2 | 1 | 7.2 | 7666.9125 | 18 | 0 | 0 | 0 | 0 | 0 | 0 | 0 | 0 | 0 | 0 | 0 | 0 | 0
270 | 12 | 1 | 12 | 4285.7143 | 5000 | 238.0952 | 0 | 194.3635 | 9718.173 | #DIV/0! |  | #DIV/0! | 18 | 0 | 0 | 0 | 0 | 0 | 0 |  | 9718.173 | 58.123 | 30.0492 | 58.123 | 11.9593 | 21905.7654 | 21901.0061 | 9706.2136 | 35.0492 | 35.0416 | 35.0492 | 35 | 1 | 1 | 0 | 7.2 | 1 | 7.2 | 9706.2136 | 18 | 0 | 0 | 0 | 0 | 0 | 0 | 0 | 0 | 0 | 0 | 0 | 0 | 0
271 | 12 | 1 | 12 | 4285.7143 | 5000 | 238.0952 | 1571.4286 | 226.4334 | 11321.6715 | #DIV/0! |  | #DIV/0! | 18 | 0 | 0 | 0 | 0 | 0 | 0 |  | 11321.6715 | 67.7133 | 30.0416 | 67.7133 | 11.7773 | 21901.0061 | 21896.4288 | 11309.8942 | 35.0416 | 35.0343 | 35.0416 | 35 | 1 | 1 | 0 | 7.2 | 1 | 7.2 | 11309.8942 | 18 | 0 | 0 | 0 | 0 | 0 | 0 | 0 | 0 | 0 | 0 | 0 | 0 | 0
272 | 12 | 1 | 12 | 4285.7143 | 5000 | 238.0952 | 1571.4286 | 226.4334 | 11321.6715 | #DIV/0! |  | #DIV/0! | 18 | 0 | 0 | 0 | 0 | 0 | 0 |  | 11321.6715 | 67.7133 | 30.0343 | 67.7133 | 9.7044 | 21896.4288 | 21893.9244 | 11311.9671 | 35.0343 | 35.0303 | 35.0343 | 35 | 1 | 1 | 0 | 7.2 | 1 | 7.2 | 11311.9671 | 18 | 0 | 0 | 0 | 0 | 0 | 0 | 0 | 0 | 0 | 0 | 0 | 0 | 0
273 | 12 | 1 | 12 | 4285.7143 | 2000 | 238.0952 | 1571.4286 | 165.2089 | 8260.447 | #DIV/0! |  | #DIV/0! | 18 | 0 | 0 | 0 | 0 | 0 | 0 |  | 8260.447 | 49.4046 | 30.0303 | 49.4046 | 6.253 | 21893.9244 | 21894.8714 | 8254.1941 | 35.0303 | 35.0318 | 35.0303 | 35 | 1 | 1 | 0 | 7.2 | 1 | 7.2 | 8254.1941 | 18 | 0 | 0 | 0 | 0 | 0 | 0 | 0 | 0 | 0 | 0 | 0 | 0 | 0
274 | 12 | 1 | 12 | 4285.7143 | 0 | 238.0952 | 1571.4286 | 124.3926 | 6219.6307 | #DIV/0! |  | #DIV/0! | 18 | 0 | 0 | 0 | 0 | 0 | 0 |  | 6219.6307 | 37.1987 | 30.0318 | 37.1987 | 4.9437 | 21894.8714 | 21897.1277 | 6214.687 | 35.0318 | 35.0354 | 35.0318 | 35 | 1 | 1 | 0 | 7.2 | 1 | 7.2 | 6214.687 | 18 | 0 | 0 | 0 | 0 | 0 | 0 | 0 | 0 | 0 | 0 | 0 | 0 | 0
275 | 12 | 1 | 12 | 4285.7143 | 0 | 238.0952 | 1571.4286 | 124.3926 | 6219.6307 | #DIV/0! |  | #DIV/0! | 18 | 0 | 0 | 0 | 0 | 0 | 0 |  | 6219.6307 | 37.1987 | 30.0354 | 37.1987 | 5.505 | 21897.1277 | 21898.8227 | 6214.1257 | 35.0354 | 35.0381 | 35.0354 | 35 | 1 | 1 | 0 | 7.2 | 1 | 7.2 | 6214.1257 | 18 | 0 | 0 | 0 | 0 | 0 | 0 | 0 | 0 | 0 | 0 | 0 | 0 | 0
276 | 12 | 1 | 12 | 4285.7143 | 0 | 238.0952 | 1571.4286 | 124.3926 | 6219.6307 | #DIV/0! |  | #DIV/0! | 18 | 0 | 0 | 0 | 0 | 0 | 0 |  | 6219.6307 | 37.1987 | 30.0381 | 37.1987 | 5.9267 | 21898.8227 | 21900.0959 | 6213.704 | 35.0381 | 35.0402 | 35.0381 | 35 | 1 | 1 | 0 | 7.2 | 1 | 7.2 | 6213.704 | 18 | 0 | 0 | 0 | 0 | 0 | 0 | 0 | 0 | 0 | 0 | 0 | 0 | 0
277 | 12 | 1 | 12 | 4285.7143 | 0 | 238.0952 | 1571.4286 | 124.3926 | 6219.6307 | #DIV/0! |  | #DIV/0! | 18 | 0 | 0 | 0 | 0 | 0 | 0 |  | 6219.6307 | 37.1987 | 30.0402 | 37.1987 | 6.2435 | 21900.0959 | 21901.0524 | 6213.3872 | 35.0402 | 35.0417 | 35.0402 | 35 | 1 | 1 | 0 | 7.2 | 1 | 7.2 | 6213.3872 | 18 | 0 | 0 | 0 | 0 | 0 | 0 | 0 | 0 | 0 | 0 | 0 | 0 | 0
278 | 12 | 1 | 12 | 4285.7143 | 0 | 238.0952 | 1571.4286 | 124.3926 | 6219.6307 | #DIV/0! |  | #DIV/0! | 18 | 0 | 0 | 0 | 0 | 0 | 0 |  | 6219.6307 | 37.1987 | 30.0417 | 37.1987 | 6.4815 | 21901.0524 | 21901.771 | 6213.1492 | 35.0417 | 35.0428 | 35.0417 | 35 | 1 | 1 | 0 | 7.2 | 1 | 7.2 | 6213.1492 | 18 | 0 | 0 | 0 | 0 | 0 | 0 | 0 | 0 | 0 | 0 | 0 | 0 | 0
279 | 12 | 1 | 12 | 4285.7143 | 0 | 238.0952 | 1571.4286 | 124.3926 | 6219.6307 | #DIV/0! |  | #DIV/0! | 18 | 0 | 0 | 0 | 0 | 0 | 0 |  | 6219.6307 | 37.1987 | 30.0428 | 37.1987 | 6.6602 | 21901.771 | 21902.3108 | 6212.9705 | 35.0428 | 35.0437 | 35.0428 | 35 | 1 | 1 | 0 | 7.2 | 1 | 7.2 | 6212.9705 | 18 | 0 | 0 | 0 | 0 | 0 | 0 | 0 | 0 | 0 | 0 | 0 | 0 | 0
280 | 12 | 1 | 12 | 4285.7143 | 0 | 238.0952 | 1571.4286 | 124.3926 | 6219.6307 | #DIV/0! |  | #DIV/0! | 18 | 0 | 0 | 0 | 0 | 0 | 0 |  | 6219.6307 | 37.1987 | 30.0437 | 37.1987 | 6.7945 | 21902.3108 | 21902.7162 | 6212.8362 | 35.0437 | 35.0443 | 35.0437 | 35 | 1 | 1 | 0 | 7.2 | 1 | 7.2 | 6212.8362 | 18 | 0 | 0 | 0 | 0 | 0 | 0 | 0 | 0 | 0 | 0 | 0 | 0 | 0
281 | 12 | 1 | 12 | 4285.7143 | 0 | 238.0952 | 0 | 92.3226 | 4616.1322 | #DIV/0! |  | #DIV/0! | 18 | 0 | 0 | 0 | 0 | 0 | 0 |  | 4616.1322 | 27.6084 | 30.0443 | 27.6084 | 5.1177 | 21902.7162 | 21904.7986 | 4611.0145 | 35.0443 | 35.0477 | 35.0443 | 35 | 1 | 1 | 0 | 7.2 | 1 | 7.2 | 4611.0145 | 18 | 0 | 0 | 0 | 0 | 0 | 0 | 0 | 0 | 0 | 0 | 0 | 0 | 0
282 | 12 | 1 | 12 | 4285.7143 | 2500 | 238.0952 | 0 | 143.3431 | 7167.1526 | #DIV/0! |  | #DIV/0! | 18 | 0 | 0 | 0 | 0 | 0 | 0 |  | 7167.1526 | 42.8657 | 30.0477 | 42.8657 | 8.5428 | 21904.7986 | 21903.4557 | 7158.6097 | 35.0477 | 35.0455 | 35.0477 | 35 | 1 | 1 | 0 | 7.2 | 1 | 7.2 | 7158.6097 | 18 | 0 | 0 | 0 | 0 | 0 | 0 | 0 | 0 | 0 | 0 | 0 | 0 | 0
283 | 12 | 1 | 12 | 4285.7143 | 5000 | 238.0952 | 0 | 194.3635 | 9718.173 | #DIV/0! |  | #DIV/0! | 18 | 0 | 0 | 0 | 0 | 0 | 0 |  | 9718.173 | 58.123 | 30.0455 | 58.123 | 11.0615 | 21903.4557 | 21899.5942 | 9707.1115 | 35.0455 | 35.0394 | 35.0455 | 35 | 1 | 1 | 0 | 7.2 | 1 | 7.2 | 9707.1115 | 18 | 0 | 0 | 0 | 0 | 0 | 0 | 0 | 0 | 0 | 0 | 0 | 0 | 0
284 | 12 | 1 | 12 | 4285.7143 | 5000 | 238.0952 | 0 | 194.3635 | 9718.173 | #DIV/0! |  | #DIV/0! | 18 | 0 | 0 | 0 | 0 | 0 | 0 |  | 9718.173 | 58.123 | 30.0394 | 58.123 | 9.5604 | 21899.5942 | 21897.2338 | 9708.6125 | 35.0394 | 35.0356 | 35.0394 | 35 | 1 | 1 | 0 | 7.2 | 1 | 7.2 | 9708.6125 | 18 | 0 | 0 | 0 | 0 | 0 | 0 | 0 | 0 | 0 | 0 | 0 | 0 | 0
285 | 12 | 1 | 12 | 4285.7143 | 5000 | 238.0952 | 0 | 194.3635 | 9718.173 | #DIV/0! |  | #DIV/0! | 18 | 0 | 0 | 0 | 0 | 0 | 0 |  | 9718.173 | 58.123 | 30.0356 | 58.123 | 8.6429 | 21897.2338 | 21895.7909 | 9709.5301 | 35.0356 | 35.0333 | 35.0356 | 35 | 1 | 1 | 0 | 7.2 | 1 | 7.2 | 9709.5301 | 18 | 0 | 0 | 0 | 0 | 0 | 0 | 0 | 0 | 0 | 0 | 0 | 0 | 0
286 | 12 | 1 | 12 | 4285.7143 | 2500 | 238.0952 | 0 | 143.3431 | 7167.1526 | #DIV/0! |  | #DIV/0! | 18 | 0 | 0 | 0 | 0 | 0 | 0 |  | 7167.1526 | 42.8657 | 30.0333 | 42.8657 | 5.9605 | 21895.7909 | 21897.0304 | 7161.1921 | 35.0333 | 35.0352 | 35.0333 | 35 | 1 | 1 | 0 | 7.2 | 1 | 7.2 | 7161.1921 | 18 | 0 | 0 | 0 | 0 | 0 | 0 | 0 | 0 | 0 | 0 | 0 | 0 | 0
287 | 12 | 1 | 13 | 4285.7143 | 0 | 238.0952 | 0 | 92.3226 | 4616.1322 | #DIV/0! |  | #DIV/0! | 18 | 0 | 0 | 0 | 0 | 0 | 0 |  | 4616.1322 | 27.6084 | 30.0352 | 27.6084 | 4.0678 | 21897.0304 | 21900.1626 | 4612.0643 | 35.0352 | 35.0403 | 35.0352 | 35 | 1 | 1 | 0 | 7.2 | 1 | 7.2 | 4612.0643 | 18 | 0 | 0 | 0 | 0 | 0 | 0 | 0 | 0 | 0 | 0 | 0 | 0 | 0
288 | 13 | 1 | 13 | 4285.7143 | 0 | 238.0952 | 0 | 92.3226 | 4616.1322 | #DIV/0! |  | #DIV/0! | 18 | 0 | 0 | 0 | 0 | 0 | 0 |  | 4616.1322 | 27.6084 | 30.0403 | 27.6084 | 4.6462 | 21900.1626 | 21902.7165 | 4611.486 | 35.0403 | 35.0443 | 35.0403 | 35 | 1 | 1 | 0 | 7.2 | 1 | 7.2 | 4611.486 | 18 | 0 | 0 | 0 | 0 | 0 | 0 | 0 | 0 | 0 | 0 | 0 | 0 | 0
289 | 13 | 1 | 13 | 4285.7143 | 0 | 238.0952 | 0 | 92.3226 | 4616.1322 | #DIV/0! |  | #DIV/0! | 18 | 0 | 0 | 0 | 0 | 0 | 0 |  | 4616.1322 | 27.6084 | 30.0443 | 27.6084 | 5.1177 | 21902.7165 | 21904.7988 | 4611.0145 | 35.0443 | 35.0477 | 35.0443 | 35 | 1 | 1 | 0 | 7.2 | 1 | 7.2 | 4611.0145 | 18 | 0 | 0 | 0 | 0 | 0 | 0 | 0 | 0 | 0 | 0 | 0 | 0 | 0
290 | 13 | 1 | 13 | 4285.7143 | 0 | 238.0952 | 0 | 92.3226 | 4616.1322 | #DIV/0! |  | #DIV/0! | 18 | 0 | 0 | 0 | 0 | 0 | 0 |  | 4616.1322 | 27.6084 | 30.0477 | 27.6084 | 5.5022 | 21904.7988 | 21906.4966 | 4610.63 | 35.0477 | 35.0504 | 35.0477 | 35 | 1 | 1 | 0 | 7.2 | 1 | 7.2 | 4610.63 | 18 | 0 | 0 | 0 | 0 | 0 | 0 | 0 | 0 | 0 | 0 | 0 | 0 | 0
291 | 13 | 1 | 13 | 4285.7143 | 0 | 238.0952 | 0 | 92.3226 | 4616.1322 | #DIV/0! |  | #DIV/0! | 18 | 0 | 0 | 0 | 0 | 0 | 0 |  | 4616.1322 | 27.6084 | 30.0504 | 27.6084 | 5.8157 | 21906.4966 | 21907.8809 | 4610.3165 | 35.0504 | 35.0526 | 35.0504 | 35 | 1 | 1 | 0 | 7.2 | 1 | 7.2 | 4610.3165 | 18 | 0 | 0 | 0 | 0 | 0 | 0 | 0 | 0 | 0 | 0 | 0 | 0 | 0
292 | 13 | 1 | 13 | 4285.7143 | 0 | 238.0952 | 0 | 92.3226 | 4616.1322 | #DIV/0! |  | #DIV/0! | 18 | 0 | 0 | 0 | 0 | 0 | 0 |  | 4616.1322 | 27.6084 | 30.0526 | 27.6084 | 6.0713 | 21907.8809 | 21909.0096 | 4610.0609 | 35.0526 | 35.0544 | 35.0526 | 35 | 1 | 1 | 0 | 7.2 | 1 | 7.2 | 4610.0609 | 18 | 0 | 0 | 0 | 0 | 0 | 0 | 0 | 0 | 0 | 0 | 0 | 0 | 0
293 | 13 | 1 | 13 | 4285.7143 | 3000 | 238.0952 | 0 | 153.5471 | 7677.3567 | #DIV/0! |  | #DIV/0! | 18 | 0 | 0 | 0 | 0 | 0 | 0 |  | 7677.3567 | 45.9172 | 30.0544 | 45.9172 | 10.4441 | 21909.0096 | 21905.7654 | 7666.9125 | 35.0544 | 35.0492 | 35.0544 | 35 | 1 | 1 | 0 | 7.2 | 1 | 7.2 | 7666.9125 | 18 | 0 | 0 | 0 | 0 | 0 | 0 | 0 | 0 | 0 | 0 | 0 | 0 | 0
294 | 13 | 1 | 13 | 4285.7143 | 5000 | 238.0952 | 0 | 194.3635 | 9718.173 | #DIV/0! |  | #DIV/0! | 18 | 0 | 0 | 0 | 0 | 0 | 0 |  | 9718.173 | 58.123 | 30.0492 | 58.123 | 11.9593 | 21905.7654 | 21901.0061 | 9706.2136 | 35.0492 | 35.0416 | 35.0492 | 35 | 1 | 1 | 0 | 7.2 | 1 | 7.2 | 9706.2136 | 18 | 0 | 0 | 0 | 0 | 0 | 0 | 0 | 0 | 0 | 0 | 0 | 0 | 0
295 | 13 | 1 | 13 | 4285.7143 | 5000 | 238.0952 | 1571.4286 | 226.4334 | 11321.6715 | #DIV/0! |  | #DIV/0! | 18 | 0 | 0 | 0 | 0 | 0 | 0 |  | 11321.6715 | 67.7133 | 30.0416 | 67.7133 | 11.7773 | 21901.0061 | 21896.4288 | 11309.8942 | 35.0416 | 35.0343 | 35.0416 | 35 | 1 | 1 | 0 | 7.2 | 1 | 7.2 | 11309.8942 | 18 | 0 | 0 | 0 | 0 | 0 | 0 | 0 | 0 | 0 | 0 | 0 | 0 | 0
296 | 13 | 1 | 13 | 4285.7143 | 5000 | 238.0952 | 1571.4286 | 226.4334 | 11321.6715 | #DIV/0! |  | #DIV/0! | 18 | 0 | 0 | 0 | 0 | 0 | 0 |  | 11321.6715 | 67.7133 | 30.0343 | 67.7133 | 9.7044 | 21896.4288 | 21893.9244 | 11311.9671 | 35.0343 | 35.0303 | 35.0343 | 35 | 1 | 1 | 0 | 7.2 | 1 | 7.2 | 11311.9671 | 18 | 0 | 0 | 0 | 0 | 0 | 0 | 0 | 0 | 0 | 0 | 0 | 0 | 0
297 | 13 | 1 | 13 | 4285.7143 | 2000 | 238.0952 | 1571.4286 | 165.2089 | 8260.447 | #DIV/0! |  | #DIV/0! | 18 | 0 | 0 | 0 | 0 | 0 | 0 |  | 8260.447 | 49.4046 | 30.0303 | 49.4046 | 6.253 | 21893.9244 | 21894.8714 | 8254.1941 | 35.0303 | 35.0318 | 35.0303 | 35 | 1 | 1 | 0 | 7.2 | 1 | 7.2 | 8254.1941 | 18 | 0 | 0 | 0 | 0 | 0 | 0 | 0 | 0 | 0 | 0 | 0 | 0 | 0
298 | 13 | 1 | 13 | 4285.7143 | 0 | 238.0952 | 1571.4286 | 124.3926 | 6219.6307 | #DIV/0! |  | #DIV/0! | 18 | 0 | 0 | 0 | 0 | 0 | 0 |  | 6219.6307 | 37.1987 | 30.0318 | 37.1987 | 4.9437 | 21894.8714 | 21897.1277 | 6214.687 | 35.0318 | 35.0354 | 35.0318 | 35 | 1 | 1 | 0 | 7.2 | 1 | 7.2 | 6214.687 | 18 | 0 | 0 | 0 | 0 | 0 | 0 | 0 | 0 | 0 | 0 | 0 | 0 | 0
299 | 13 | 1 | 13 | 4285.7143 | 0 | 238.0952 | 1571.4286 | 124.3926 | 6219.6307 | #DIV/0! |  | #DIV/0! | 18 | 0 | 0 | 0 | 0 | 0 | 0 |  | 6219.6307 | 37.1987 | 30.0354 | 37.1987 | 5.505 | 21897.1277 | 21898.8227 | 6214.1257 | 35.0354 | 35.0381 | 35.0354 | 35 | 1 | 1 | 0 | 7.2 | 1 | 7.2 | 6214.1257 | 18 | 0 | 0 | 0 | 0 | 0 | 0 | 0 | 0 | 0 | 0 | 0 | 0 | 0
300 | 13 | 1 | 13 | 4285.7143 | 0 | 238.0952 | 1571.4286 | 124.3926 | 6219.6307 | #DIV/0! |  | #DIV/0! | 18 | 0 | 0 | 0 | 0 | 0 | 0 |  | 6219.6307 | 37.1987 | 30.0381 | 37.1987 | 5.9267 | 21898.8227 | 21900.0959 | 6213.704 | 35.0381 | 35.0402 | 35.0381 | 35 | 1 | 1 | 0 | 7.2 | 1 | 7.2 | 6213.704 | 18 | 0 | 0 | 0 | 0 | 0 | 0 | 0 | 0 | 0 | 0 | 0 | 0 | 0
301 | 13 | 1 | 13 | 4285.7143 | 0 | 238.0952 | 1571.4286 | 124.3926 | 6219.6307 | #DIV/0! |  | #DIV/0! | 18 | 0 | 0 | 0 | 0 | 0 | 0 |  | 6219.6307 | 37.1987 | 30.0402 | 37.1987 | 6.2435 | 21900.0959 | 21901.0524 | 6213.3872 | 35.0402 | 35.0417 | 35.0402 | 35 | 1 | 1 | 0 | 7.2 | 1 | 7.2 | 6213.3872 | 18 | 0 | 0 | 0 | 0 | 0 | 0 | 0 | 0 | 0 | 0 | 0 | 0 | 0
302 | 13 | 1 | 13 | 4285.7143 | 0 | 238.0952 | 1571.4286 | 124.3926 | 6219.6307 | #DIV/0! |  | #DIV/0! | 18 | 0 | 0 | 0 | 0 | 0 | 0 |  | 6219.6307 | 37.1987 | 30.0417 | 37.1987 | 6.4815 | 21901.0524 | 21901.771 | 6213.1492 | 35.0417 | 35.0428 | 35.0417 | 35 | 1 | 1 | 0 | 7.2 | 1 | 7.2 | 6213.1492 | 18 | 0 | 0 | 0 | 0 | 0 | 0 | 0 | 0 | 0 | 0 | 0 | 0 | 0
303 | 13 | 1 | 13 | 4285.7143 | 0 | 238.0952 | 1571.4286 | 124.3926 | 6219.6307 | #DIV/0! |  | #DIV/0! | 18 | 0 | 0 | 0 | 0 | 0 | 0 |  | 6219.6307 | 37.1987 | 30.0428 | 37.1987 | 6.6602 | 21901.771 | 21902.3108 | 6212.9705 | 35.0428 | 35.0437 | 35.0428 | 35 | 1 | 1 | 0 | 7.2 | 1 | 7.2 | 6212.9705 | 18 | 0 | 0 | 0 | 0 | 0 | 0 | 0 | 0 | 0 | 0 | 0 | 0 | 0
304 | 13 | 1 | 13 | 4285.7143 | 0 | 238.0952 | 1571.4286 | 124.3926 | 6219.6307 | #DIV/0! |  | #DIV/0! | 18 | 0 | 0 | 0 | 0 | 0 | 0 |  | 6219.6307 | 37.1987 | 30.0437 | 37.1987 | 6.7945 | 21902.3108 | 21902.7162 | 6212.8362 | 35.0437 | 35.0443 | 35.0437 | 35 | 1 | 1 | 0 | 7.2 | 1 | 7.2 | 6212.8362 | 18 | 0 | 0 | 0 | 0 | 0 | 0 | 0 | 0 | 0 | 0 | 0 | 0 | 0
305 | 13 | 1 | 13 | 4285.7143 | 0 | 238.0952 | 0 | 92.3226 | 4616.1322 | #DIV/0! |  | #DIV/0! | 18 | 0 | 0 | 0 | 0 | 0 | 0 |  | 4616.1322 | 27.6084 | 30.0443 | 27.6084 | 5.1177 | 21902.7162 | 21904.7986 | 4611.0145 | 35.0443 | 35.0477 | 35.0443 | 35 | 1 | 1 | 0 | 7.2 | 1 | 7.2 | 4611.0145 | 18 | 0 | 0 | 0 | 0 | 0 | 0 | 0 | 0 | 0 | 0 | 0 | 0 | 0
306 | 13 | 1 | 13 | 4285.7143 | 2500 | 238.0952 | 0 | 143.3431 | 7167.1526 | #DIV/0! |  | #DIV/0! | 18 | 0 | 0 | 0 | 0 | 0 | 0 |  | 7167.1526 | 42.8657 | 30.0477 | 42.8657 | 8.5428 | 21904.7986 | 21903.4557 | 7158.6097 | 35.0477 | 35.0455 | 35.0477 | 35 | 1 | 1 | 0 | 7.2 | 1 | 7.2 | 7158.6097 | 18 | 0 | 0 | 0 | 0 | 0 | 0 | 0 | 0 | 0 | 0 | 0 | 0 | 0
307 | 13 | 1 | 13 | 4285.7143 | 5000 | 238.0952 | 0 | 194.3635 | 9718.173 | #DIV/0! |  | #DIV/0! | 18 | 0 | 0 | 0 | 0 | 0 | 0 |  | 9718.173 | 58.123 | 30.0455 | 58.123 | 11.0615 | 21903.4557 | 21899.5942 | 9707.1115 | 35.0455 | 35.0394 | 35.0455 | 35 | 1 | 1 | 0 | 7.2 | 1 | 7.2 | 9707.1115 | 18 | 0 | 0 | 0 | 0 | 0 | 0 | 0 | 0 | 0 | 0 | 0 | 0 | 0
308 | 13 | 1 | 13 | 4285.7143 | 5000 | 238.0952 | 0 | 194.3635 | 9718.173 | #DIV/0! |  | #DIV/0! | 18 | 0 | 0 | 0 | 0 | 0 | 0 |  | 9718.173 | 58.123 | 30.0394 | 58.123 | 9.5604 | 21899.5942 | 21897.2338 | 9708.6125 | 35.0394 | 35.0356 | 35.0394 | 35 | 1 | 1 | 0 | 7.2 | 1 | 7.2 | 9708.6125 | 18 | 0 | 0 | 0 | 0 | 0 | 0 | 0 | 0 | 0 | 0 | 0 | 0 | 0
309 | 13 | 1 | 13 | 4285.7143 | 5000 | 238.0952 | 0 | 194.3635 | 9718.173 | #DIV/0! |  | #DIV/0! | 18 | 0 | 0 | 0 | 0 | 0 | 0 |  | 9718.173 | 58.123 | 30.0356 | 58.123 | 8.6429 | 21897.2338 | 21895.7909 | 9709.5301 | 35.0356 | 35.0333 | 35.0356 | 35 | 1 | 1 | 0 | 7.2 | 1 | 7.2 | 9709.5301 | 18 | 0 | 0 | 0 | 0 | 0 | 0 | 0 | 0 | 0 | 0 | 0 | 0 | 0
310 | 13 | 1 | 13 | 4285.7143 | 2500 | 238.0952 | 0 | 143.3431 | 7167.1526 | #DIV/0! |  | #DIV/0! | 18 | 0 | 0 | 0 | 0 | 0 | 0 |  | 7167.1526 | 42.8657 | 30.0333 | 42.8657 | 5.9605 | 21895.7909 | 21897.0304 | 7161.1921 | 35.0333 | 35.0352 | 35.0333 | 35 | 1 | 1 | 0 | 7.2 | 1 | 7.2 | 7161.1921 | 18 | 0 | 0 | 0 | 0 | 0 | 0 | 0 | 0 | 0 | 0 | 0 | 0 | 0
311 | 13 | 1 | 14 | 4285.7143 | 0 | 238.0952 | 0 | 92.3226 | 4616.1322 | #DIV/0! |  | #DIV/0! | 18 | 0 | 0 | 0 | 0 | 0 | 0 |  | 4616.1322 | 27.6084 | 30.0352 | 27.6084 | 4.0678 | 21897.0304 | 21900.1626 | 4612.0643 | 35.0352 | 35.0403 | 35.0352 | 35 | 1 | 1 | 0 | 7.2 | 1 | 7.2 | 4612.0643 | 18 | 0 | 0 | 0 | 0 | 0 | 0 | 0 | 0 | 0 | 0 | 0 | 0 | 0
312 | 14 | 1 | 14 | 4285.7143 | 0 | 238.0952 | 0 | 92.3226 | 4616.1322 | #DIV/0! |  | #DIV/0! | 18 | 0 | 0 | 0 | 0 | 0 | 0 |  | 4616.1322 | 27.6084 | 30.0403 | 27.6084 | 4.6462 | 21900.1626 | 21902.7165 | 4611.486 | 35.0403 | 35.0443 | 35.0403 | 35 | 1 | 1 | 0 | 7.2 | 1 | 7.2 | 4611.486 | 18 | 0 | 0 | 0 | 0 | 0 | 0 | 0 | 0 | 0 | 0 | 0 | 0 | 0
313 | 14 | 1 | 14 | 4285.7143 | 0 | 238.0952 | 0 | 92.3226 | 4616.1322 | #DIV/0! |  | #DIV/0! | 18 | 0 | 0 | 0 | 0 | 0 | 0 |  | 4616.1322 | 27.6084 | 30.0443 | 27.6084 | 5.1177 | 21902.7165 | 21904.7988 | 4611.0145 | 35.0443 | 35.0477 | 35.0443 | 35 | 1 | 1 | 0 | 7.2 | 1 | 7.2 | 4611.0145 | 18 | 0 | 0 | 0 | 0 | 0 | 0 | 0 | 0 | 0 | 0 | 0 | 0 | 0
314 | 14 | 1 | 14 | 4285.7143 | 0 | 238.0952 | 0 | 92.3226 | 4616.1322 | #DIV/0! |  | #DIV/0! | 18 | 0 | 0 | 0 | 0 | 0 | 0 |  | 4616.1322 | 27.6084 | 30.0477 | 27.6084 | 5.5022 | 21904.7988 | 21906.4966 | 4610.63 | 35.0477 | 35.0504 | 35.0477 | 35 | 1 | 1 | 0 | 7.2 | 1 | 7.2 | 4610.63 | 18 | 0 | 0 | 0 | 0 | 0 | 0 | 0 | 0 | 0 | 0 | 0 | 0 | 0
315 | 14 | 1 | 14 | 4285.7143 | 0 | 238.0952 | 0 | 92.3226 | 4616.1322 | #DIV/0! |  | #DIV/0! | 18 | 0 | 0 | 0 | 0 | 0 | 0 |  | 4616.1322 | 27.6084 | 30.0504 | 27.6084 | 5.8157 | 21906.4966 | 21907.8809 | 4610.3165 | 35.0504 | 35.0526 | 35.0504 | 35 | 1 | 1 | 0 | 7.2 | 1 | 7.2 | 4610.3165 | 18 | 0 | 0 | 0 | 0 | 0 | 0 | 0 | 0 | 0 | 0 | 0 | 0 | 0
316 | 14 | 1 | 14 | 4285.7143 | 0 | 238.0952 | 0 | 92.3226 | 4616.1322 | #DIV/0! |  | #DIV/0! | 18 | 0 | 0 | 0 | 0 | 0 | 0 |  | 4616.1322 | 27.6084 | 30.0526 | 27.6084 | 6.0713 | 21907.8809 | 21909.0096 | 4610.0609 | 35.0526 | 35.0544 | 35.0526 | 35 | 1 | 1 | 0 | 7.2 | 1 | 7.2 | 4610.0609 | 18 | 0 | 0 | 0 | 0 | 0 | 0 | 0 | 0 | 0 | 0 | 0 | 0 | 0
317 | 14 | 1 | 14 | 4285.7143 | 3000 | 238.0952 | 0 | 153.5471 | 7677.3567 | #DIV/0! |  | #DIV/0! | 18 | 0 | 0 | 0 | 0 | 0 | 0 |  | 7677.3567 | 45.9172 | 30.0544 | 45.9172 | 10.4441 | 21909.0096 | 21905.7654 | 7666.9125 | 35.0544 | 35.0492 | 35.0544 | 35 | 1 | 1 | 0 | 7.2 | 1 | 7.2 | 7666.9125 | 18 | 0 | 0 | 0 | 0 | 0 | 0 | 0 | 0 | 0 | 0 | 0 | 0 | 0
318 | 14 | 1 | 14 | 4285.7143 | 5000 | 238.0952 | 0 | 194.3635 | 9718.173 | #DIV/0! |  | #DIV/0! | 18 | 0 | 0 | 0 | 0 | 0 | 0 |  | 9718.173 | 58.123 | 30.0492 | 58.123 | 11.9593 | 21905.7654 | 21901.0061 | 9706.2136 | 35.0492 | 35.0416 | 35.0492 | 35 | 1 | 1 | 0 | 7.2 | 1 | 7.2 | 9706.2136 | 18 | 0 | 0 | 0 | 0 | 0 | 0 | 0 | 0 | 0 | 0 | 0 | 0 | 0
319 | 14 | 1 | 14 | 4285.7143 | 5000 | 238.0952 | 1571.4286 | 226.4334 | 11321.6715 | #DIV/0! |  | #DIV/0! | 18 | 0 | 0 | 0 | 0 | 0 | 0 |  | 11321.6715 | 67.7133 | 30.0416 | 67.7133 | 11.7773 | 21901.0061 | 21896.4288 | 11309.8942 | 35.0416 | 35.0343 | 35.0416 | 35 | 1 | 1 | 0 | 7.2 | 1 | 7.2 | 11309.8942 | 18 | 0 | 0 | 0 | 0 | 0 | 0 | 0 | 0 | 0 | 0 | 0 | 0 | 0
320 | 14 | 1 | 14 | 4285.7143 | 5000 | 238.0952 | 1571.4286 | 226.4334 | 11321.6715 | #DIV/0! |  | #DIV/0! | 18 | 0 | 0 | 0 | 0 | 0 | 0 |  | 11321.6715 | 67.7133 | 30.0343 | 67.7133 | 9.7044 | 21896.4288 | 21893.9244 | 11311.9671 | 35.0343 | 35.0303 | 35.0343 | 35 | 1 | 1 | 0 | 7.2 | 1 | 7.2 | 11311.9671 | 18 | 0 | 0 | 0 | 0 | 0 | 0 | 0 | 0 | 0 | 0 | 0 | 0 | 0
321 | 14 | 1 | 14 | 4285.7143 | 2000 | 238.0952 | 1571.4286 | 165.2089 | 8260.447 | #DIV/0! |  | #DIV/0! | 18 | 0 | 0 | 0 | 0 | 0 | 0 |  | 8260.447 | 49.4046 | 30.0303 | 49.4046 | 6.253 | 21893.9244 | 21894.8714 | 8254.1941 | 35.0303 | 35.0318 | 35.0303 | 35 | 1 | 1 | 0 | 7.2 | 1 | 7.2 | 8254.1941 | 18 | 0 | 0 | 0 | 0 | 0 | 0 | 0 | 0 | 0 | 0 | 0 | 0 | 0
322 | 14 | 1 | 14 | 4285.7143 | 0 | 238.0952 | 1571.4286 | 124.3926 | 6219.6307 | #DIV/0! |  | #DIV/0! | 18 | 0 | 0 | 0 | 0 | 0 | 0 |  | 6219.6307 | 37.1987 | 30.0318 | 37.1987 | 4.9437 | 21894.8714 | 21897.1277 | 6214.687 | 35.0318 | 35.0354 | 35.0318 | 35 | 1 | 1 | 0 | 7.2 | 1 | 7.2 | 6214.687 | 18 | 0 | 0 | 0 | 0 | 0 | 0 | 0 | 0 | 0 | 0 | 0 | 0 | 0
323 | 14 | 1 | 14 | 4285.7143 | 0 | 238.0952 | 1571.4286 | 124.3926 | 6219.6307 | #DIV/0! |  | #DIV/0! | 18 | 0 | 0 | 0 | 0 | 0 | 0 |  | 6219.6307 | 37.1987 | 30.0354 | 37.1987 | 5.505 | 21897.1277 | 21898.8227 | 6214.1257 | 35.0354 | 35.0381 | 35.0354 | 35 | 1 | 1 | 0 | 7.2 | 1 | 7.2 | 6214.1257 | 18 | 0 | 0 | 0 | 0 | 0 | 0 | 0 | 0 | 0 | 0 | 0 | 0 | 0
324 | 14 | 1 | 14 | 4285.7143 | 0 | 238.0952 | 1571.4286 | 124.3926 | 6219.6307 | #DIV/0! |  | #DIV/0! | 18 | 0 | 0 | 0 | 0 | 0 | 0 |  | 6219.6307 | 37.1987 | 30.0381 | 37.1987 | 5.9267 | 21898.8227 | 21900.0959 | 6213.704 | 35.0381 | 35.0402 | 35.0381 | 35 | 1 | 1 | 0 | 7.2 | 1 | 7.2 | 6213.704 | 18 | 0 | 0 | 0 | 0 | 0 | 0 | 0 | 0 | 0 | 0 | 0 | 0 | 0
325 | 14 | 1 | 14 | 4285.7143 | 0 | 238.0952 | 1571.4286 | 124.3926 | 6219.6307 | #DIV/0! |  | #DIV/0! | 18 | 0 | 0 | 0 | 0 | 0 | 0 |  | 6219.6307 | 37.1987 | 30.0402 | 37.1987 | 6.2435 | 21900.0959 | 21901.0524 | 6213.3872 | 35.0402 | 35.0417 | 35.0402 | 35 | 1 | 1 | 0 | 7.2 | 1 | 7.2 | 6213.3872 | 18 | 0 | 0 | 0 | 0 | 0 | 0 | 0 | 0 | 0 | 0 | 0 | 0 | 0
326 | 14 | 1 | 14 | 4285.7143 | 0 | 238.0952 | 1571.4286 | 124.3926 | 6219.6307 | #DIV/0! |  | #DIV/0! | 18 | 0 | 0 | 0 | 0 | 0 | 0 |  | 6219.6307 | 37.1987 | 30.0417 | 37.1987 | 6.4815 | 21901.0524 | 21901.771 | 6213.1492 | 35.0417 | 35.0428 | 35.0417 | 35 | 1 | 1 | 0 | 7.2 | 1 | 7.2 | 6213.1492 | 18 | 0 | 0 | 0 | 0 | 0 | 0 | 0 | 0 | 0 | 0 | 0 | 0 | 0
327 | 14 | 1 | 14 | 4285.7143 | 0 | 238.0952 | 1571.4286 | 124.3926 | 6219.6307 | #DIV/0! |  | #DIV/0! | 18 | 0 | 0 | 0 | 0 | 0 | 0 |  | 6219.6307 | 37.1987 | 30.0428 | 37.1987 | 6.6602 | 21901.771 | 21902.3108 | 6212.9705 | 35.0428 | 35.0437 | 35.0428 | 35 | 1 | 1 | 0 | 7.2 | 1 | 7.2 | 6212.9705 | 18 | 0 | 0 | 0 | 0 | 0 | 0 | 0 | 0 | 0 | 0 | 0 | 0 | 0
328 | 14 | 1 | 14 | 4285.7143 | 0 | 238.0952 | 1571.4286 | 124.3926 | 6219.6307 | #DIV/0! |  | #DIV/0! | 18 | 0 | 0 | 0 | 0 | 0 | 0 |  | 6219.6307 | 37.1987 | 30.0437 | 37.1987 | 6.7945 | 21902.3108 | 21902.7162 | 6212.8362 | 35.0437 | 35.0443 | 35.0437 | 35 | 1 | 1 | 0 | 7.2 | 1 | 7.2 | 6212.8362 | 18 | 0 | 0 | 0 | 0 | 0 | 0 | 0 | 0 | 0 | 0 | 0 | 0 | 0
329 | 14 | 1 | 14 | 4285.7143 | 0 | 238.0952 | 0 | 92.3226 | 4616.1322 | #DIV/0! |  | #DIV/0! | 18 | 0 | 0 | 0 | 0 | 0 | 0 |  | 4616.1322 | 27.6084 | 30.0443 | 27.6084 | 5.1177 | 21902.7162 | 21904.7986 | 4611.0145 | 35.0443 | 35.0477 | 35.0443 | 35 | 1 | 1 | 0 | 7.2 | 1 | 7.2 | 4611.0145 | 18 | 0 | 0 | 0 | 0 | 0 | 0 | 0 | 0 | 0 | 0 | 0 | 0 | 0
330 | 14 | 1 | 14 | 4285.7143 | 2500 | 238.0952 | 0 | 143.3431 | 7167.1526 | #DIV/0! |  | #DIV/0! | 18 | 0 | 0 | 0 | 0 | 0 | 0 |  | 7167.1526 | 42.8657 | 30.0477 | 42.8657 | 8.5428 | 21904.7986 | 21903.4557 | 7158.6097 | 35.0477 | 35.0455 | 35.0477 | 35 | 1 | 1 | 0 | 7.2 | 1 | 7.2 | 7158.6097 | 18 | 0 | 0 | 0 | 0 | 0 | 0 | 0 | 0 | 0 | 0 | 0 | 0 | 0
331 | 14 | 1 | 14 | 4285.7143 | 5000 | 238.0952 | 0 | 194.3635 | 9718.173 | #DIV/0! |  | #DIV/0! | 18 | 0 | 0 | 0 | 0 | 0 | 0 |  | 9718.173 | 58.123 | 30.0455 | 58.123 | 11.0615 | 21903.4557 | 21899.5942 | 9707.1115 | 35.0455 | 35.0394 | 35.0455 | 35 | 1 | 1 | 0 | 7.2 | 1 | 7.2 | 9707.1115 | 18 | 0 | 0 | 0 | 0 | 0 | 0 | 0 | 0 | 0 | 0 | 0 | 0 | 0
332 | 14 | 1 | 14 | 4285.7143 | 5000 | 238.0952 | 0 | 194.3635 | 9718.173 | #DIV/0! |  | #DIV/0! | 18 | 0 | 0 | 0 | 0 | 0 | 0 |  | 9718.173 | 58.123 | 30.0394 | 58.123 | 9.5604 | 21899.5942 | 21897.2338 | 9708.6125 | 35.0394 | 35.0356 | 35.0394 | 35 | 1 | 1 | 0 | 7.2 | 1 | 7.2 | 9708.6125 | 18 | 0 | 0 | 0 | 0 | 0 | 0 | 0 | 0 | 0 | 0 | 0 | 0 | 0
333 | 14 | 1 | 14 | 4285.7143 | 5000 | 238.0952 | 0 | 194.3635 | 9718.173 | #DIV/0! |  | #DIV/0! | 18 | 0 | 0 | 0 | 0 | 0 | 0 |  | 9718.173 | 58.123 | 30.0356 | 58.123 | 8.6429 | 21897.2338 | 21895.7909 | 9709.5301 | 35.0356 | 35.0333 | 35.0356 | 35 | 1 | 1 | 0 | 7.2 | 1 | 7.2 | 9709.5301 | 18 | 0 | 0 | 0 | 0 | 0 | 0 | 0 | 0 | 0 | 0 | 0 | 0 | 0
334 | 14 | 1 | 14 | 4285.7143 | 2500 | 238.0952 | 0 | 143.3431 | 7167.1526 | #DIV/0! |  | #DIV/0! | 18 | 0 | 0 | 0 | 0 | 0 | 0 |  | 7167.1526 | 42.8657 | 30.0333 | 42.8657 | 5.9605 | 21895.7909 | 21897.0304 | 7161.1921 | 35.0333 | 35.0352 | 35.0333 | 35 | 1 | 1 | 0 | 7.2 | 1 | 7.2 | 7161.1921 | 18 | 0 | 0 | 0 | 0 | 0 | 0 | 0 | 0 | 0 | 0 | 0 | 0 | 0
335 | 14 | 1 | 15 | 4285.7143 | 0 | 238.0952 | 0 | 92.3226 | 4616.1322 | #DIV/0! |  | #DIV/0! | 18 | 0 | 0 | 0 | 0 | 0 | 0 |  | 4616.1322 | 27.6084 | 30.0352 | 27.6084 | 4.0678 | 21897.0304 | 21900.1626 | 4612.0643 | 35.0352 | 35.0403 | 35.0352 | 35 | 1 | 1 | 0 | 7.2 | 1 | 7.2 | 4612.0643 | 18 | 0 | 0 | 0 | 0 | 0 | 0 | 0 | 0 | 0 | 0 | 0 | 0 | 0
336 | 15 | 1 | 15 | 4285.7143 | 0 | 238.0952 | 0 | 92.3226 | 4616.1322 | #DIV/0! |  | #DIV/0! | 18 | 0 | 0 | 0 | 0 | 0 | 0 |  | 4616.1322 | 27.6084 | 30.0403 | 27.6084 | 4.6462 | 21900.1626 | 21902.7165 | 4611.486 | 35.0403 | 35.0443 | 35.0403 | 35 | 1 | 1 | 0 | 7.2 | 1 | 7.2 | 4611.486 | 18 | 0 | 0 | 0 | 0 | 0 | 0 | 0 | 0 | 0 | 0 | 0 | 0 | 0
337 | 15 | 1 | 15 | 4285.7143 | 0 | 238.0952 | 0 | 92.3226 | 4616.1322 | #DIV/0! |  | #DIV/0! | 18 | 0 | 0 | 0 | 0 | 0 | 0 |  | 4616.1322 | 27.6084 | 30.0443 | 27.6084 | 5.1177 | 21902.7165 | 21904.7988 | 4611.0145 | 35.0443 | 35.0477 | 35.0443 | 35 | 1 | 1 | 0 | 7.2 | 1 | 7.2 | 4611.0145 | 18 | 0 | 0 | 0 | 0 | 0 | 0 | 0 | 0 | 0 | 0 | 0 | 0 | 0
338 | 15 | 1 | 15 | 4285.7143 | 0 | 238.0952 | 0 | 92.3226 | 4616.1322 | #DIV/0! |  | #DIV/0! | 18 | 0 | 0 | 0 | 0 | 0 | 0 |  | 4616.1322 | 27.6084 | 30.0477 | 27.6084 | 5.5022 | 21904.7988 | 21906.4966 | 4610.63 | 35.0477 | 35.0504 | 35.0477 | 35 | 1 | 1 | 0 | 7.2 | 1 | 7.2 | 4610.63 | 18 | 0 | 0 | 0 | 0 | 0 | 0 | 0 | 0 | 0 | 0 | 0 | 0 | 0
339 | 15 | 1 | 15 | 4285.7143 | 0 | 238.0952 | 0 | 92.3226 | 4616.1322 | #DIV/0! |  | #DIV/0! | 18 | 0 | 0 | 0 | 0 | 0 | 0 |  | 4616.1322 | 27.6084 | 30.0504 | 27.6084 | 5.8157 | 21906.4966 | 21907.8809 | 4610.3165 | 35.0504 | 35.0526 | 35.0504 | 35 | 1 | 1 | 0 | 7.2 | 1 | 7.2 | 4610.3165 | 18 | 0 | 0 | 0 | 0 | 0 | 0 | 0 | 0 | 0 | 0 | 0 | 0 | 0
340 | 15 | 1 | 15 | 4285.7143 | 0 | 238.0952 | 0 | 92.3226 | 4616.1322 | #DIV/0! |  | #DIV/0! | 18 | 0 | 0 | 0 | 0 | 0 | 0 |  | 4616.1322 | 27.6084 | 30.0526 | 27.6084 | 6.0713 | 21907.8809 | 21909.0096 | 4610.0609 | 35.0526 | 35.0544 | 35.0526 | 35 | 1 | 1 | 0 | 7.2 | 1 | 7.2 | 4610.0609 | 18 | 0 | 0 | 0 | 0 | 0 | 0 | 0 | 0 | 0 | 0 | 0 | 0 | 0
341 | 15 | 1 | 15 | 4285.7143 | 3000 | 238.0952 | 0 | 153.5471 | 7677.3567 | #DIV/0! |  | #DIV/0! | 18 | 0 | 0 | 0 | 0 | 0 | 0 |  | 7677.3567 | 45.9172 | 30.0544 | 45.9172 | 10.4441 | 21909.0096 | 21905.7654 | 7666.9125 | 35.0544 | 35.0492 | 35.0544 | 35 | 1 | 1 | 0 | 7.2 | 1 | 7.2 | 7666.9125 | 18 | 0 | 0 | 0 | 0 | 0 | 0 | 0 | 0 | 0 | 0 | 0 | 0 | 0
342 | 15 | 1 | 15 | 4285.7143 | 5000 | 238.0952 | 0 | 194.3635 | 9718.173 | #DIV/0! |  | #DIV/0! | 18 | 0 | 0 | 0 | 0 | 0 | 0 |  | 9718.173 | 58.123 | 30.0492 | 58.123 | 11.9593 | 21905.7654 | 21901.0061 | 9706.2136 | 35.0492 | 35.0416 | 35.0492 | 35 | 1 | 1 | 0 | 7.2 | 1 | 7.2 | 9706.2136 | 18 | 0 | 0 | 0 | 0 | 0 | 0 | 0 | 0 | 0 | 0 | 0 | 0 | 0
343 | 15 | 1 | 15 | 4285.7143 | 5000 | 238.0952 | 1571.4286 | 226.4334 | 11321.6715 | #DIV/0! |  | #DIV/0! | 18 | 0 | 0 | 0 | 0 | 0 | 0 |  | 11321.6715 | 67.7133 | 30.0416 | 67.7133 | 11.7773 | 21901.0061 | 21896.4288 | 11309.8942 | 35.0416 | 35.0343 | 35.0416 | 35 | 1 | 1 | 0 | 7.2 | 1 | 7.2 | 11309.8942 | 18 | 0 | 0 | 0 | 0 | 0 | 0 | 0 | 0 | 0 | 0 | 0 | 0 | 0
344 | 15 | 1 | 15 | 4285.7143 | 5000 | 238.0952 | 1571.4286 | 226.4334 | 11321.6715 | #DIV/0! |  | #DIV/0! | 18 | 0 | 0 | 0 | 0 | 0 | 0 |  | 11321.6715 | 67.7133 | 30.0343 | 67.7133 | 9.7044 | 21896.4288 | 21893.9244 | 11311.9671 | 35.0343 | 35.0303 | 35.0343 | 35 | 1 | 1 | 0 | 7.2 | 1 | 7.2 | 11311.9671 | 18 | 0 | 0 | 0 | 0 | 0 | 0 | 0 | 0 | 0 | 0 | 0 | 0 | 0
345 | 15 | 1 | 15 | 4285.7143 | 2000 | 238.0952 | 1571.4286 | 165.2089 | 8260.447 | #DIV/0! |  | #DIV/0! | 18 | 0 | 0 | 0 | 0 | 0 | 0 |  | 8260.447 | 49.4046 | 30.0303 | 49.4046 | 6.253 | 21893.9244 | 21894.8714 | 8254.1941 | 35.0303 | 35.0318 | 35.0303 | 35 | 1 | 1 | 0 | 7.2 | 1 | 7.2 | 8254.1941 | 18 | 0 | 0 | 0 | 0 | 0 | 0 | 0 | 0 | 0 | 0 | 0 | 0 | 0
346 | 15 | 1 | 15 | 4285.7143 | 0 | 238.0952 | 1571.4286 | 124.3926 | 6219.6307 | #DIV/0! |  | #DIV/0! | 18 | 0 | 0 | 0 | 0 | 0 | 0 |  | 6219.6307 | 37.1987 | 30.0318 | 37.1987 | 4.9437 | 21894.8714 | 21897.1277 | 6214.687 | 35.0318 | 35.0354 | 35.0318 | 35 | 1 | 1 | 0 | 7.2 | 1 | 7.2 | 6214.687 | 18 | 0 | 0 | 0 | 0 | 0 | 0 | 0 | 0 | 0 | 0 | 0 | 0 | 0
347 | 15 | 1 | 15 | 4285.7143 | 0 | 238.0952 | 1571.4286 | 124.3926 | 6219.6307 | #DIV/0! |  | #DIV/0! | 18 | 0 | 0 | 0 | 0 | 0 | 0 |  | 6219.6307 | 37.1987 | 30.0354 | 37.1987 | 5.505 | 21897.1277 | 21898.8227 | 6214.1257 | 35.0354 | 35.0381 | 35.0354 | 35 | 1 | 1 | 0 | 7.2 | 1 | 7.2 | 6214.1257 | 18 | 0 | 0 | 0 | 0 | 0 | 0 | 0 | 0 | 0 | 0 | 0 | 0 | 0
348 | 15 | 1 | 15 | 4285.7143 | 0 | 238.0952 | 1571.4286 | 124.3926 | 6219.6307 | #DIV/0! |  | #DIV/0! | 18 | 0 | 0 | 0 | 0 | 0 | 0 |  | 6219.6307 | 37.1987 | 30.0381 | 37.1987 | 5.9267 | 21898.8227 | 21900.0959 | 6213.704 | 35.0381 | 35.0402 | 35.0381 | 35 | 1 | 1 | 0 | 7.2 | 1 | 7.2 | 6213.704 | 18 | 0 | 0 | 0 | 0 | 0 | 0 | 0 | 0 | 0 | 0 | 0 | 0 | 0
349 | 15 | 1 | 15 | 4285.7143 | 0 | 238.0952 | 1571.4286 | 124.3926 | 6219.6307 | #DIV/0! |  | #DIV/0! | 18 | 0 | 0 | 0 | 0 | 0 | 0 |  | 6219.6307 | 37.1987 | 30.0402 | 37.1987 | 6.2435 | 21900.0959 | 21901.0524 | 6213.3872 | 35.0402 | 35.0417 | 35.0402 | 35 | 1 | 1 | 0 | 7.2 | 1 | 7.2 | 6213.3872 | 18 | 0 | 0 | 0 | 0 | 0 | 0 | 0 | 0 | 0 | 0 | 0 | 0 | 0
350 | 15 | 1 | 15 | 4285.7143 | 0 | 238.0952 | 1571.4286 | 124.3926 | 6219.6307 | #DIV/0! |  | #DIV/0! | 18 | 0 | 0 | 0 | 0 | 0 | 0 |  | 6219.6307 | 37.1987 | 30.0417 | 37.1987 | 6.4815 | 21901.0524 | 21901.771 | 6213.1492 | 35.0417 | 35.0428 | 35.0417 | 35 | 1 | 1 | 0 | 7.2 | 1 | 7.2 | 6213.1492 | 18 | 0 | 0 | 0 | 0 | 0 | 0 | 0 | 0 | 0 | 0 | 0 | 0 | 0
351 | 15 | 1 | 15 | 4285.7143 | 0 | 238.0952 | 1571.4286 | 124.3926 | 6219.6307 | #DIV/0! |  | #DIV/0! | 18 | 0 | 0 | 0 | 0 | 0 | 0 |  | 6219.6307 | 37.1987 | 30.0428 | 37.1987 | 6.6602 | 21901.771 | 21902.3108 | 6212.9705 | 35.0428 | 35.0437 | 35.0428 | 35 | 1 | 1 | 0 | 7.2 | 1 | 7.2 | 6212.9705 | 18 | 0 | 0 | 0 | 0 | 0 | 0 | 0 | 0 | 0 | 0 | 0 | 0 | 0
352 | 15 | 1 | 15 | 4285.7143 | 0 | 238.0952 | 1571.4286 | 124.3926 | 6219.6307 | #DIV/0! |  | #DIV/0! | 18 | 0 | 0 | 0 | 0 | 0 | 0 |  | 6219.6307 | 37.1987 | 30.0437 | 37.1987 | 6.7945 | 21902.3108 | 21902.7162 | 6212.8362 | 35.0437 | 35.0443 | 35.0437 | 35 | 1 | 1 | 0 | 7.2 | 1 | 7.2 | 6212.8362 | 18 | 0 | 0 | 0 | 0 | 0 | 0 | 0 | 0 | 0 | 0 | 0 | 0 | 0
353 | 15 | 1 | 15 | 4285.7143 | 0 | 238.0952 | 0 | 92.3226 | 4616.1322 | #DIV/0! |  | #DIV/0! | 18 | 0 | 0 | 0 | 0 | 0 | 0 |  | 4616.1322 | 27.6084 | 30.0443 | 27.6084 | 5.1177 | 21902.7162 | 21904.7986 | 4611.0145 | 35.0443 | 35.0477 | 35.0443 | 35 | 1 | 1 | 0 | 7.2 | 1 | 7.2 | 4611.0145 | 18 | 0 | 0 | 0 | 0 | 0 | 0 | 0 | 0 | 0 | 0 | 0 | 0 | 0
354 | 15 | 1 | 15 | 4285.7143 | 2500 | 238.0952 | 0 | 143.3431 | 7167.1526 | #DIV/0! |  | #DIV/0! | 18 | 0 | 0 | 0 | 0 | 0 | 0 |  | 7167.1526 | 42.8657 | 30.0477 | 42.8657 | 8.5428 | 21904.7986 | 21903.4557 | 7158.6097 | 35.0477 | 35.0455 | 35.0477 | 35 | 1 | 1 | 0 | 7.2 | 1 | 7.2 | 7158.6097 | 18 | 0 | 0 | 0 | 0 | 0 | 0 | 0 | 0 | 0 | 0 | 0 | 0 | 0
355 | 15 | 1 | 15 | 4285.7143 | 5000 | 238.0952 | 0 | 194.3635 | 9718.173 | #DIV/0! |  | #DIV/0! | 18 | 0 | 0 | 0 | 0 | 0 | 0 |  | 9718.173 | 58.123 | 30.0455 | 58.123 | 11.0615 | 21903.4557 | 21899.5942 | 9707.1115 | 35.0455 | 35.0394 | 35.0455 | 35 | 1 | 1 | 0 | 7.2 | 1 | 7.2 | 9707.1115 | 18 | 0 | 0 | 0 | 0 | 0 | 0 | 0 | 0 | 0 | 0 | 0 | 0 | 0
356 | 15 | 1 | 15 | 4285.7143 | 5000 | 238.0952 | 0 | 194.3635 | 9718.173 | #DIV/0! |  | #DIV/0! | 18 | 0 | 0 | 0 | 0 | 0 | 0 |  | 9718.173 | 58.123 | 30.0394 | 58.123 | 9.5604 | 21899.5942 | 21897.2338 | 9708.6125 | 35.0394 | 35.0356 | 35.0394 | 35 | 1 | 1 | 0 | 7.2 | 1 | 7.2 | 9708.6125 | 18 | 0 | 0 | 0 | 0 | 0 | 0 | 0 | 0 | 0 | 0 | 0 | 0 | 0
357 | 15 | 1 | 15 | 4285.7143 | 5000 | 238.0952 | 0 | 194.3635 | 9718.173 | #DIV/0! |  | #DIV/0! | 18 | 0 | 0 | 0 | 0 | 0 | 0 |  | 9718.173 | 58.123 | 30.0356 | 58.123 | 8.6429 | 21897.2338 | 21895.7909 | 9709.5301 | 35.0356 | 35.0333 | 35.0356 | 35 | 1 | 1 | 0 | 7.2 | 1 | 7.2 | 9709.5301 | 18 | 0 | 0 | 0 | 0 | 0 | 0 | 0 | 0 | 0 | 0 | 0 | 0 | 0
358 | 15 | 1 | 15 | 4285.7143 | 2500 | 238.0952 | 0 | 143.3431 | 7167.1526 | #DIV/0! |  | #DIV/0! | 18 | 0 | 0 | 0 | 0 | 0 | 0 |  | 7167.1526 | 42.8657 | 30.0333 | 42.8657 | 5.9605 | 21895.7909 | 21897.0304 | 7161.1921 | 35.0333 | 35.0352 | 35.0333 | 35 | 1 | 1 | 0 | 7.2 | 1 | 7.2 | 7161.1921 | 18 | 0 | 0 | 0 | 0 | 0 | 0 | 0 | 0 | 0 | 0 | 0 | 0 | 0
359 | 15 | 1 | 16 | 4285.7143 | 0 | 238.0952 | 0 | 92.3226 | 4616.1322 | #DIV/0! |  | #DIV/0! | 18 | 0 | 0 | 0 | 0 | 0 | 0 |  | 4616.1322 | 27.6084 | 30.0352 | 27.6084 | 4.0678 | 21897.0304 | 21900.1626 | 4612.0643 | 35.0352 | 35.0403 | 35.0352 | 35 | 1 | 1 | 0 | 7.2 | 1 | 7.2 | 4612.0643 | 18 | 0 | 0 | 0 | 0 | 0 | 0 | 0 | 0 | 0 | 0 | 0 | 0 | 0
360 | 16 | 1 | 16 | 4285.7143 | 0 | 238.0952 | 0 | 92.3226 | 4616.1322 | #DIV/0! |  | #DIV/0! | 18 | 0 | 0 | 0 | 0 | 0 | 0 |  | 4616.1322 | 27.6084 | 30.0403 | 27.6084 | 4.6462 | 21900.1626 | 21902.7165 | 4611.486 | 35.0403 | 35.0443 | 35.0403 | 35 | 1 | 1 | 0 | 7.2 | 1 | 7.2 | 4611.486 | 18 | 0 | 0 | 0 | 0 | 0 | 0 | 0 | 0 | 0 | 0 | 0 | 0 | 0
361 | 16 | 1 | 16 | 4285.7143 | 0 | 238.0952 | 0 | 92.3226 | 4616.1322 | #DIV/0! |  | #DIV/0! | 18 | 0 | 0 | 0 | 0 | 0 | 0 |  | 4616.1322 | 27.6084 | 30.0443 | 27.6084 | 5.1177 | 21902.7165 | 21904.7988 | 4611.0145 | 35.0443 | 35.0477 | 35.0443 | 35 | 1 | 1 | 0 | 7.2 | 1 | 7.2 | 4611.0145 | 18 | 0 | 0 | 0 | 0 | 0 | 0 | 0 | 0 | 0 | 0 | 0 | 0 | 0
362 | 16 | 1 | 16 | 4285.7143 | 0 | 238.0952 | 0 | 92.3226 | 4616.1322 | #DIV/0! |  | #DIV/0! | 18 | 0 | 0 | 0 | 0 | 0 | 0 |  | 4616.1322 | 27.6084 | 30.0477 | 27.6084 | 5.5022 | 21904.7988 | 21906.4966 | 4610.63 | 35.0477 | 35.0504 | 35.0477 | 35 | 1 | 1 | 0 | 7.2 | 1 | 7.2 | 4610.63 | 18 | 0 | 0 | 0 | 0 | 0 | 0 | 0 | 0 | 0 | 0 | 0 | 0 | 0
363 | 16 | 1 | 16 | 4285.7143 | 0 | 238.0952 | 0 | 92.3226 | 4616.1322 | #DIV/0! |  | #DIV/0! | 18 | 0 | 0 | 0 | 0 | 0 | 0 |  | 4616.1322 | 27.6084 | 30.0504 | 27.6084 | 5.8157 | 21906.4966 | 21907.8809 | 4610.3165 | 35.0504 | 35.0526 | 35.0504 | 35 | 1 | 1 | 0 | 7.2 | 1 | 7.2 | 4610.3165 | 18 | 0 | 0 | 0 | 0 | 0 | 0 | 0 | 0 | 0 | 0 | 0 | 0 | 0
364 | 16 | 1 | 16 | 4285.7143 | 0 | 238.0952 | 0 | 92.3226 | 4616.1322 | #DIV/0! |  | #DIV/0! | 18 | 0 | 0 | 0 | 0 | 0 | 0 |  | 4616.1322 | 27.6084 | 30.0526 | 27.6084 | 6.0713 | 21907.8809 | 21909.0096 | 4610.0609 | 35.0526 | 35.0544 | 35.0526 | 35 | 1 | 1 | 0 | 7.2 | 1 | 7.2 | 4610.0609 | 18 | 0 | 0 | 0 | 0 | 0 | 0 | 0 | 0 | 0 | 0 | 0 | 0 | 0
365 | 16 | 1 | 16 | 4285.7143 | 3000 | 238.0952 | 0 | 153.5471 | 7677.3567 | #DIV/0! |  | #DIV/0! | 18 | 0 | 0 | 0 | 0 | 0 | 0 |  | 7677.3567 | 45.9172 | 30.0544 | 45.9172 | 10.4441 | 21909.0096 | 21905.7654 | 7666.9125 | 35.0544 | 35.0492 | 35.0544 | 35 | 1 | 1 | 0 | 7.2 | 1 | 7.2 | 7666.9125 | 18 | 0 | 0 | 0 | 0 | 0 | 0 | 0 | 0 | 0 | 0 | 0 | 0 | 0
366 | 16 | 1 | 16 | 4285.7143 | 5000 | 238.0952 | 0 | 194.3635 | 9718.173 | #DIV/0! |  | #DIV/0! | 18 | 0 | 0 | 0 | 0 | 0 | 0 |  | 9718.173 | 58.123 | 30.0492 | 58.123 | 11.9593 | 21905.7654 | 21901.0061 | 9706.2136 | 35.0492 | 35.0416 | 35.0492 | 35 | 1 | 1 | 0 | 7.2 | 1 | 7.2 | 9706.2136 | 18 | 0 | 0 | 0 | 0 | 0 | 0 | 0 | 0 | 0 | 0 | 0 | 0 | 0
367 | 16 | 1 | 16 | 4285.7143 | 5000 | 238.0952 | 1571.4286 | 226.4334 | 11321.6715 | #DIV/0! |  | #DIV/0! | 18 | 0 | 0 | 0 | 0 | 0 | 0 |  | 11321.6715 | 67.7133 | 30.0416 | 67.7133 | 11.7773 | 21901.0061 | 21896.4288 | 11309.8942 | 35.0416 | 35.0343 | 35.0416 | 35 | 1 | 1 | 0 | 7.2 | 1 | 7.2 | 11309.8942 | 18 | 0 | 0 | 0 | 0 | 0 | 0 | 0 | 0 | 0 | 0 | 0 | 0 | 0
368 | 16 | 1 | 16 | 4285.7143 | 5000 | 238.0952 | 1571.4286 | 226.4334 | 11321.6715 | #DIV/0! |  | #DIV/0! | 18 | 0 | 0 | 0 | 0 | 0 | 0 |  | 11321.6715 | 67.7133 | 30.0343 | 67.7133 | 9.7044 | 21896.4288 | 21893.9244 | 11311.9671 | 35.0343 | 35.0303 | 35.0343 | 35 | 1 | 1 | 0 | 7.2 | 1 | 7.2 | 11311.9671 | 18 | 0 | 0 | 0 | 0 | 0 | 0 | 0 | 0 | 0 | 0 | 0 | 0 | 0
369 | 16 | 1 | 16 | 4285.7143 | 2000 | 238.0952 | 1571.4286 | 165.2089 | 8260.447 | #DIV/0! |  | #DIV/0! | 18 | 0 | 0 | 0 | 0 | 0 | 0 |  | 8260.447 | 49.4046 | 30.0303 | 49.4046 | 6.253 | 21893.9244 | 21894.8714 | 8254.1941 | 35.0303 | 35.0318 | 35.0303 | 35 | 1 | 1 | 0 | 7.2 | 1 | 7.2 | 8254.1941 | 18 | 0 | 0 | 0 | 0 | 0 | 0 | 0 | 0 | 0 | 0 | 0 | 0 | 0
370 | 16 | 1 | 16 | 4285.7143 | 0 | 238.0952 | 1571.4286 | 124.3926 | 6219.6307 | #DIV/0! |  | #DIV/0! | 18 | 0 | 0 | 0 | 0 | 0 | 0 |  | 6219.6307 | 37.1987 | 30.0318 | 37.1987 | 4.9437 | 21894.8714 | 21897.1277 | 6214.687 | 35.0318 | 35.0354 | 35.0318 | 35 | 1 | 1 | 0 | 7.2 | 1 | 7.2 | 6214.687 | 18 | 0 | 0 | 0 | 0 | 0 | 0 | 0 | 0 | 0 | 0 | 0 | 0 | 0
371 | 16 | 1 | 16 | 4285.7143 | 0 | 238.0952 | 1571.4286 | 124.3926 | 6219.6307 | #DIV/0! |  | #DIV/0! | 18 | 0 | 0 | 0 | 0 | 0 | 0 |  | 6219.6307 | 37.1987 | 30.0354 | 37.1987 | 5.505 | 21897.1277 | 21898.8227 | 6214.1257 | 35.0354 | 35.0381 | 35.0354 | 35 | 1 | 1 | 0 | 7.2 | 1 | 7.2 | 6214.1257 | 18 | 0 | 0 | 0 | 0 | 0 | 0 | 0 | 0 | 0 | 0 | 0 | 0 | 0
372 | 16 | 1 | 16 | 4285.7143 | 0 | 238.0952 | 1571.4286 | 124.3926 | 6219.6307 | #DIV/0! |  | #DIV/0! | 18 | 0 | 0 | 0 | 0 | 0 | 0 |  | 6219.6307 | 37.1987 | 30.0381 | 37.1987 | 5.9267 | 21898.8227 | 21900.0959 | 6213.704 | 35.0381 | 35.0402 | 35.0381 | 35 | 1 | 1 | 0 | 7.2 | 1 | 7.2 | 6213.704 | 18 | 0 | 0 | 0 | 0 | 0 | 0 | 0 | 0 | 0 | 0 | 0 | 0 | 0
373 | 16 | 1 | 16 | 4285.7143 | 0 | 238.0952 | 1571.4286 | 124.3926 | 6219.6307 | #DIV/0! |  | #DIV/0! | 18 | 0 | 0 | 0 | 0 | 0 | 0 |  | 6219.6307 | 37.1987 | 30.0402 | 37.1987 | 6.2435 | 21900.0959 | 21901.0524 | 6213.3872 | 35.0402 | 35.0417 | 35.0402 | 35 | 1 | 1 | 0 | 7.2 | 1 | 7.2 | 6213.3872 | 18 | 0 | 0 | 0 | 0 | 0 | 0 | 0 | 0 | 0 | 0 | 0 | 0 | 0
374 | 16 | 1 | 16 | 4285.7143 | 0 | 238.0952 | 1571.4286 | 124.3926 | 6219.6307 | #DIV/0! |  | #DIV/0! | 18 | 0 | 0 | 0 | 0 | 0 | 0 |  | 6219.6307 | 37.1987 | 30.0417 | 37.1987 | 6.4815 | 21901.0524 | 21901.771 | 6213.1492 | 35.0417 | 35.0428 | 35.0417 | 35 | 1 | 1 | 0 | 7.2 | 1 | 7.2 | 6213.1492 | 18 | 0 | 0 | 0 | 0 | 0 | 0 | 0 | 0 | 0 | 0 | 0 | 0 | 0
375 | 16 | 1 | 16 | 4285.7143 | 0 | 238.0952 | 1571.4286 | 124.3926 | 6219.6307 | #DIV/0! |  | #DIV/0! | 18 | 0 | 0 | 0 | 0 | 0 | 0 |  | 6219.6307 | 37.1987 | 30.0428 | 37.1987 | 6.6602 | 21901.771 | 21902.3108 | 6212.9705 | 35.0428 | 35.0437 | 35.0428 | 35 | 1 | 1 | 0 | 7.2 | 1 | 7.2 | 6212.9705 | 18 | 0 | 0 | 0 | 0 | 0 | 0 | 0 | 0 | 0 | 0 | 0 | 0 | 0
376 | 16 | 1 | 16 | 4285.7143 | 0 | 238.0952 | 1571.4286 | 124.3926 | 6219.6307 | #DIV/0! |  | #DIV/0! | 18 | 0 | 0 | 0 | 0 | 0 | 0 |  | 6219.6307 | 37.1987 | 30.0437 | 37.1987 | 6.7945 | 21902.3108 | 21902.7162 | 6212.8362 | 35.0437 | 35.0443 | 35.0437 | 35 | 1 | 1 | 0 | 7.2 | 1 | 7.2 | 6212.8362 | 18 | 0 | 0 | 0 | 0 | 0 | 0 | 0 | 0 | 0 | 0 | 0 | 0 | 0
377 | 16 | 1 | 16 | 4285.7143 | 0 | 238.0952 | 0 | 92.3226 | 4616.1322 | #DIV/0! |  | #DIV/0! | 18 | 0 | 0 | 0 | 0 | 0 | 0 |  | 4616.1322 | 27.6084 | 30.0443 | 27.6084 | 5.1177 | 21902.7162 | 21904.7986 | 4611.0145 | 35.0443 | 35.0477 | 35.0443 | 35 | 1 | 1 | 0 | 7.2 | 1 | 7.2 | 4611.0145 | 18 | 0 | 0 | 0 | 0 | 0 | 0 | 0 | 0 | 0 | 0 | 0 | 0 | 0
378 | 16 | 1 | 16 | 4285.7143 | 2500 | 238.0952 | 0 | 143.3431 | 7167.1526 | #DIV/0! |  | #DIV/0! | 18 | 0 | 0 | 0 | 0 | 0 | 0 |  | 7167.1526 | 42.8657 | 30.0477 | 42.8657 | 8.5428 | 21904.7986 | 21903.4557 | 7158.6097 | 35.0477 | 35.0455 | 35.0477 | 35 | 1 | 1 | 0 | 7.2 | 1 | 7.2 | 7158.6097 | 18 | 0 | 0 | 0 | 0 | 0 | 0 | 0 | 0 | 0 | 0 | 0 | 0 | 0
379 | 16 | 1 | 16 | 4285.7143 | 5000 | 238.0952 | 0 | 194.3635 | 9718.173 | #DIV/0! |  | #DIV/0! | 18 | 0 | 0 | 0 | 0 | 0 | 0 |  | 9718.173 | 58.123 | 30.0455 | 58.123 | 11.0615 | 21903.4557 | 21899.5942 | 9707.1115 | 35.0455 | 35.0394 | 35.0455 | 35 | 1 | 1 | 0 | 7.2 | 1 | 7.2 | 9707.1115 | 18 | 0 | 0 | 0 | 0 | 0 | 0 | 0 | 0 | 0 | 0 | 0 | 0 | 0
380 | 16 | 1 | 16 | 4285.7143 | 5000 | 238.0952 | 0 | 194.3635 | 9718.173 | #DIV/0! |  | #DIV/0! | 18 | 0 | 0 | 0 | 0 | 0 | 0 |  | 9718.173 | 58.123 | 30.0394 | 58.123 | 9.5604 | 21899.5942 | 21897.2338 | 9708.6125 | 35.0394 | 35.0356 | 35.0394 | 35 | 1 | 1 | 0 | 7.2 | 1 | 7.2 | 9708.6125 | 18 | 0 | 0 | 0 | 0 | 0 | 0 | 0 | 0 | 0 | 0 | 0 | 0 | 0
381 | 16 | 1 | 16 | 4285.7143 | 5000 | 238.0952 | 0 | 194.3635 | 9718.173 | #DIV/0! |  | #DIV/0! | 18 | 0 | 0 | 0 | 0 | 0 | 0 |  | 9718.173 | 58.123 | 30.0356 | 58.123 | 8.6429 | 21897.2338 | 21895.7909 | 9709.5301 | 35.0356 | 35.0333 | 35.0356 | 35 | 1 | 1 | 0 | 7.2 | 1 | 7.2 | 9709.5301 | 18 | 0 | 0 | 0 | 0 | 0 | 0 | 0 | 0 | 0 | 0 | 0 | 0 | 0
382 | 16 | 1 | 16 | 4285.7143 | 2500 | 238.0952 | 0 | 143.3431 | 7167.1526 | #DIV/0! |  | #DIV/0! | 18 | 0 | 0 | 0 | 0 | 0 | 0 |  | 7167.1526 | 42.8657 | 30.0333 | 42.8657 | 5.9605 | 21895.7909 | 21897.0304 | 7161.1921 | 35.0333 | 35.0352 | 35.0333 | 35 | 1 | 1 | 0 | 7.2 | 1 | 7.2 | 7161.1921 | 18 | 0 | 0 | 0 | 0 | 0 | 0 | 0 | 0 | 0 | 0 | 0 | 0 | 0
383 | 16 | 1 | 17 | 4285.7143 | 0 | 238.0952 | 0 | 92.3226 | 4616.1322 | #DIV/0! |  | #DIV/0! | 18 | 0 | 0 | 0 | 0 | 0 | 0 |  | 4616.1322 | 27.6084 | 30.0352 | 27.6084 | 4.0678 | 21897.0304 | 21900.1626 | 4612.0643 | 35.0352 | 35.0403 | 35.0352 | 35 | 1 | 1 | 0 | 7.2 | 1 | 7.2 | 4612.0643 | 18 | 0 | 0 | 0 | 0 | 0 | 0 | 0 | 0 | 0 | 0 | 0 | 0 | 0
384 | 17 | 1 | 17 | 4285.7143 | 0 | 238.0952 | 0 | 92.3226 | 4616.1322 | #DIV/0! |  | #DIV/0! | 18 | 0 | 0 | 0 | 0 | 0 | 0 |  | 4616.1322 | 27.6084 | 30.0403 | 27.6084 | 4.6462 | 21900.1626 | 21902.7165 | 4611.486 | 35.0403 | 35.0443 | 35.0403 | 35 | 1 | 1 | 0 | 7.2 | 1 | 7.2 | 4611.486 | 18 | 0 | 0 | 0 | 0 | 0 | 0 | 0 | 0 | 0 | 0 | 0 | 0 | 0
385 | 17 | 1 | 17 | 4285.7143 | 0 | 238.0952 | 0 | 92.3226 | 4616.1322 | #DIV/0! |  | #DIV/0! | 18 | 0 | 0 | 0 | 0 | 0 | 0 |  | 4616.1322 | 27.6084 | 30.0443 | 27.6084 | 5.1177 | 21902.7165 | 21904.7988 | 4611.0145 | 35.0443 | 35.0477 | 35.0443 | 35 | 1 | 1 | 0 | 7.2 | 1 | 7.2 | 4611.0145 | 18 | 0 | 0 | 0 | 0 | 0 | 0 | 0 | 0 | 0 | 0 | 0 | 0 | 0
386 | 17 | 1 | 17 | 4285.7143 | 0 | 238.0952 | 0 | 92.3226 | 4616.1322 | #DIV/0! |  | #DIV/0! | 18 | 0 | 0 | 0 | 0 | 0 | 0 |  | 4616.1322 | 27.6084 | 30.0477 | 27.6084 | 5.5022 | 21904.7988 | 21906.4966 | 4610.63 | 35.0477 | 35.0504 | 35.0477 | 35 | 1 | 1 | 0 | 7.2 | 1 | 7.2 | 4610.63 | 18 | 0 | 0 | 0 | 0 | 0 | 0 | 0 | 0 | 0 | 0 | 0 | 0 | 0
387 | 17 | 1 | 17 | 4285.7143 | 0 | 238.0952 | 0 | 92.3226 | 4616.1322 | #DIV/0! |  | #DIV/0! | 18 | 0 | 0 | 0 | 0 | 0 | 0 |  | 4616.1322 | 27.6084 | 30.0504 | 27.6084 | 5.8157 | 21906.4966 | 21907.8809 | 4610.3165 | 35.0504 | 35.0526 | 35.0504 | 35 | 1 | 1 | 0 | 7.2 | 1 | 7.2 | 4610.3165 | 18 | 0 | 0 | 0 | 0 | 0 | 0 | 0 | 0 | 0 | 0 | 0 | 0 | 0
388 | 17 | 1 | 17 | 4285.7143 | 0 | 238.0952 | 0 | 92.3226 | 4616.1322 | #DIV/0! |  | #DIV/0! | 18 | 0 | 0 | 0 | 0 | 0 | 0 |  | 4616.1322 | 27.6084 | 30.0526 | 27.6084 | 6.0713 | 21907.8809 | 21909.0096 | 4610.0609 | 35.0526 | 35.0544 | 35.0526 | 35 | 1 | 1 | 0 | 7.2 | 1 | 7.2 | 4610.0609 | 18 | 0 | 0 | 0 | 0 | 0 | 0 | 0 | 0 | 0 | 0 | 0 | 0 | 0
389 | 17 | 1 | 17 | 4285.7143 | 3000 | 238.0952 | 0 | 153.5471 | 7677.3567 | #DIV/0! |  | #DIV/0! | 18 | 0 | 0 | 0 | 0 | 0 | 0 |  | 7677.3567 | 45.9172 | 30.0544 | 45.9172 | 10.4441 | 21909.0096 | 21905.7654 | 7666.9125 | 35.0544 | 35.0492 | 35.0544 | 35 | 1 | 1 | 0 | 7.2 | 1 | 7.2 | 7666.9125 | 18 | 0 | 0 | 0 | 0 | 0 | 0 | 0 | 0 | 0 | 0 | 0 | 0 | 0
390 | 17 | 1 | 17 | 4285.7143 | 5000 | 238.0952 | 0 | 194.3635 | 9718.173 | #DIV/0! |  | #DIV/0! | 18 | 0 | 0 | 0 | 0 | 0 | 0 |  | 9718.173 | 58.123 | 30.0492 | 58.123 | 11.9593 | 21905.7654 | 21901.0061 | 9706.2136 | 35.0492 | 35.0416 | 35.0492 | 35 | 1 | 1 | 0 | 7.2 | 1 | 7.2 | 9706.2136 | 18 | 0 | 0 | 0 | 0 | 0 | 0 | 0 | 0 | 0 | 0 | 0 | 0 | 0
391 | 17 | 1 | 17 | 4285.7143 | 5000 | 238.0952 | 1571.4286 | 226.4334 | 11321.6715 | #DIV/0! |  | #DIV/0! | 18 | 0 | 0 | 0 | 0 | 0 | 0 |  | 11321.6715 | 67.7133 | 30.0416 | 67.7133 | 11.7773 | 21901.0061 | 21896.4288 | 11309.8942 | 35.0416 | 35.0343 | 35.0416 | 35 | 1 | 1 | 0 | 7.2 | 1 | 7.2 | 11309.8942 | 18 | 0 | 0 | 0 | 0 | 0 | 0 | 0 | 0 | 0 | 0 | 0 | 0 | 0
392 | 17 | 1 | 17 | 4285.7143 | 5000 | 238.0952 | 1571.4286 | 226.4334 | 11321.6715 | #DIV/0! |  | #DIV/0! | 18 | 0 | 0 | 0 | 0 | 0 | 0 |  | 11321.6715 | 67.7133 | 30.0343 | 67.7133 | 9.7044 | 21896.4288 | 21893.9244 | 11311.9671 | 35.0343 | 35.0303 | 35.0343 | 35 | 1 | 1 | 0 | 7.2 | 1 | 7.2 | 11311.9671 | 18 | 0 | 0 | 0 | 0 | 0 | 0 | 0 | 0 | 0 | 0 | 0 | 0 | 0
393 | 17 | 1 | 17 | 4285.7143 | 2000 | 238.0952 | 1571.4286 | 165.2089 | 8260.447 | #DIV/0! |  | #DIV/0! | 18 | 0 | 0 | 0 | 0 | 0 | 0 |  | 8260.447 | 49.4046 | 30.0303 | 49.4046 | 6.253 | 21893.9244 | 21894.8714 | 8254.1941 | 35.0303 | 35.0318 | 35.0303 | 35 | 1 | 1 | 0 | 7.2 | 1 | 7.2 | 8254.1941 | 18 | 0 | 0 | 0 | 0 | 0 | 0 | 0 | 0 | 0 | 0 | 0 | 0 | 0
394 | 17 | 1 | 17 | 4285.7143 | 0 | 238.0952 | 1571.4286 | 124.3926 | 6219.6307 | #DIV/0! |  | #DIV/0! | 18 | 0 | 0 | 0 | 0 | 0 | 0 |  | 6219.6307 | 37.1987 | 30.0318 | 37.1987 | 4.9437 | 21894.8714 | 21897.1277 | 6214.687 | 35.0318 | 35.0354 | 35.0318 | 35 | 1 | 1 | 0 | 7.2 | 1 | 7.2 | 6214.687 | 18 | 0 | 0 | 0 | 0 | 0 | 0 | 0 | 0 | 0 | 0 | 0 | 0 | 0
395 | 17 | 1 | 17 | 4285.7143 | 0 | 238.0952 | 1571.4286 | 124.3926 | 6219.6307 | #DIV/0! |  | #DIV/0! | 18 | 0 | 0 | 0 | 0 | 0 | 0 |  | 6219.6307 | 37.1987 | 30.0354 | 37.1987 | 5.505 | 21897.1277 | 21898.8227 | 6214.1257 | 35.0354 | 35.0381 | 35.0354 | 35 | 1 | 1 | 0 | 7.2 | 1 | 7.2 | 6214.1257 | 18 | 0 | 0 | 0 | 0 | 0 | 0 | 0 | 0 | 0 | 0 | 0 | 0 | 0
396 | 17 | 1 | 17 | 4285.7143 | 0 | 238.0952 | 1571.4286 | 124.3926 | 6219.6307 | #DIV/0! |  | #DIV/0! | 18 | 0 | 0 | 0 | 0 | 0 | 0 |  | 6219.6307 | 37.1987 | 30.0381 | 37.1987 | 5.9267 | 21898.8227 | 21900.0959 | 6213.704 | 35.0381 | 35.0402 | 35.0381 | 35 | 1 | 1 | 0 | 7.2 | 1 | 7.2 | 6213.704 | 18 | 0 | 0 | 0 | 0 | 0 | 0 | 0 | 0 | 0 | 0 | 0 | 0 | 0
397 | 17 | 1 | 17 | 4285.7143 | 0 | 238.0952 | 1571.4286 | 124.3926 | 6219.6307 | #DIV/0! |  | #DIV/0! | 18 | 0 | 0 | 0 | 0 | 0 | 0 |  | 6219.6307 | 37.1987 | 30.0402 | 37.1987 | 6.2435 | 21900.0959 | 21901.0524 | 6213.3872 | 35.0402 | 35.0417 | 35.0402 | 35 | 1 | 1 | 0 | 7.2 | 1 | 7.2 | 6213.3872 | 18 | 0 | 0 | 0 | 0 | 0 | 0 | 0 | 0 | 0 | 0 | 0 | 0 | 0
398 | 17 | 1 | 17 | 4285.7143 | 0 | 238.0952 | 1571.4286 | 124.3926 | 6219.6307 | #DIV/0! |  | #DIV/0! | 18 | 0 | 0 | 0 | 0 | 0 | 0 |  | 6219.6307 | 37.1987 | 30.0417 | 37.1987 | 6.4815 | 21901.0524 | 21901.771 | 6213.1492 | 35.0417 | 35.0428 | 35.0417 | 35 | 1 | 1 | 0 | 7.2 | 1 | 7.2 | 6213.1492 | 18 | 0 | 0 | 0 | 0 | 0 | 0 | 0 | 0 | 0 | 0 | 0 | 0 | 0
399 | 17 | 1 | 17 | 4285.7143 | 0 | 238.0952 | 1571.4286 | 124.3926 | 6219.6307 | #DIV/0! |  | #DIV/0! | 18 | 0 | 0 | 0 | 0 | 0 | 0 |  | 6219.6307 | 37.1987 | 30.0428 | 37.1987 | 6.6602 | 21901.771 | 21902.3108 | 6212.9705 | 35.0428 | 35.0437 | 35.0428 | 35 | 1 | 1 | 0 | 7.2 | 1 | 7.2 | 6212.9705 | 18 | 0 | 0 | 0 | 0 | 0 | 0 | 0 | 0 | 0 | 0 | 0 | 0 | 0
400 | 17 | 1 | 17 | 4285.7143 | 0 | 238.0952 | 1571.4286 | 124.3926 | 6219.6307 | #DIV/0! |  | #DIV/0! | 18 | 0 | 0 | 0 | 0 | 0 | 0 |  | 6219.6307 | 37.1987 | 30.0437 | 37.1987 | 6.7945 | 21902.3108 | 21902.7162 | 6212.8362 | 35.0437 | 35.0443 | 35.0437 | 35 | 1 | 1 | 0 | 7.2 | 1 | 7.2 | 6212.8362 | 18 | 0 | 0 | 0 | 0 | 0 | 0 | 0 | 0 | 0 | 0 | 0 | 0 | 0
401 | 17 | 1 | 17 | 4285.7143 | 0 | 238.0952 | 0 | 92.3226 | 4616.1322 | #DIV/0! |  | #DIV/0! | 18 | 0 | 0 | 0 | 0 | 0 | 0 |  | 4616.1322 | 27.6084 | 30.0443 | 27.6084 | 5.1177 | 21902.7162 | 21904.7986 | 4611.0145 | 35.0443 | 35.0477 | 35.0443 | 35 | 1 | 1 | 0 | 7.2 | 1 | 7.2 | 4611.0145 | 18 | 0 | 0 | 0 | 0 | 0 | 0 | 0 | 0 | 0 | 0 | 0 | 0 | 0
402 | 17 | 1 | 17 | 4285.7143 | 2500 | 238.0952 | 0 | 143.3431 | 7167.1526 | #DIV/0! |  | #DIV/0! | 18 | 0 | 0 | 0 | 0 | 0 | 0 |  | 7167.1526 | 42.8657 | 30.0477 | 42.8657 | 8.5428 | 21904.7986 | 21903.4557 | 7158.6097 | 35.0477 | 35.0455 | 35.0477 | 35 | 1 | 1 | 0 | 7.2 | 1 | 7.2 | 7158.6097 | 18 | 0 | 0 | 0 | 0 | 0 | 0 | 0 | 0 | 0 | 0 | 0 | 0 | 0
403 | 17 | 1 | 17 | 4285.7143 | 5000 | 238.0952 | 0 | 194.3635 | 9718.173 | #DIV/0! |  | #DIV/0! | 18 | 0 | 0 | 0 | 0 | 0 | 0 |  | 9718.173 | 58.123 | 30.0455 | 58.123 | 11.0615 | 21903.4557 | 21899.5942 | 9707.1115 | 35.0455 | 35.0394 | 35.0455 | 35 | 1 | 1 | 0 | 7.2 | 1 | 7.2 | 9707.1115 | 18 | 0 | 0 | 0 | 0 | 0 | 0 | 0 | 0 | 0 | 0 | 0 | 0 | 0
404 | 17 | 1 | 17 | 4285.7143 | 5000 | 238.0952 | 0 | 194.3635 | 9718.173 | #DIV/0! |  | #DIV/0! | 18 | 0 | 0 | 0 | 0 | 0 | 0 |  | 9718.173 | 58.123 | 30.0394 | 58.123 | 9.5604 | 21899.5942 | 21897.2338 | 9708.6125 | 35.0394 | 35.0356 | 35.0394 | 35 | 1 | 1 | 0 | 7.2 | 1 | 7.2 | 9708.6125 | 18 | 0 | 0 | 0 | 0 | 0 | 0 | 0 | 0 | 0 | 0 | 0 | 0 | 0
405 | 17 | 1 | 17 | 4285.7143 | 5000 | 238.0952 | 0 | 194.3635 | 9718.173 | #DIV/0! |  | #DIV/0! | 18 | 0 | 0 | 0 | 0 | 0 | 0 |  | 9718.173 | 58.123 | 30.0356 | 58.123 | 8.6429 | 21897.2338 | 21895.7909 | 9709.5301 | 35.0356 | 35.0333 | 35.0356 | 35 | 1 | 1 | 0 | 7.2 | 1 | 7.2 | 9709.5301 | 18 | 0 | 0 | 0 | 0 | 0 | 0 | 0 | 0 | 0 | 0 | 0 | 0 | 0
406 | 17 | 1 | 17 | 4285.7143 | 2500 | 238.0952 | 0 | 143.3431 | 7167.1526 | #DIV/0! |  | #DIV/0! | 18 | 0 | 0 | 0 | 0 | 0 | 0 |  | 7167.1526 | 42.8657 | 30.0333 | 42.8657 | 5.9605 | 21895.7909 | 21897.0304 | 7161.1921 | 35.0333 | 35.0352 | 35.0333 | 35 | 1 | 1 | 0 | 7.2 | 1 | 7.2 | 7161.1921 | 18 | 0 | 0 | 0 | 0 | 0 | 0 | 0 | 0 | 0 | 0 | 0 | 0 | 0
407 | 17 | 1 | 18 | 4285.7143 | 0 | 238.0952 | 0 | 92.3226 | 4616.1322 | #DIV/0! |  | #DIV/0! | 18 | 0 | 0 | 0 | 0 | 0 | 0 |  | 4616.1322 | 27.6084 | 30.0352 | 27.6084 | 4.0678 | 21897.0304 | 21900.1626 | 4612.0643 | 35.0352 | 35.0403 | 35.0352 | 35 | 1 | 1 | 0 | 7.2 | 1 | 7.2 | 4612.0643 | 18 | 0 | 0 | 0 | 0 | 0 | 0 | 0 | 0 | 0 | 0 | 0 | 0 | 0
408 | 18 | 1 | 18 | 4285.7143 | 0 | 238.0952 | 0 | 92.3226 | 4616.1322 | #DIV/0! |  | #DIV/0! | 18 | 0 | 0 | 0 | 0 | 0 | 0 |  | 4616.1322 | 27.6084 | 30.0403 | 27.6084 | 4.6462 | 21900.1626 | 21902.7165 | 4611.486 | 35.0403 | 35.0443 | 35.0403 | 35 | 1 | 1 | 0 | 7.2 | 1 | 7.2 | 4611.486 | 18 | 0 | 0 | 0 | 0 | 0 | 0 | 0 | 0 | 0 | 0 | 0 | 0 | 0
409 | 18 | 1 | 18 | 4285.7143 | 0 | 238.0952 | 0 | 92.3226 | 4616.1322 | #DIV/0! |  | #DIV/0! | 18 | 0 | 0 | 0 | 0 | 0 | 0 |  | 4616.1322 | 27.6084 | 30.0443 | 27.6084 | 5.1177 | 21902.7165 | 21904.7988 | 4611.0145 | 35.0443 | 35.0477 | 35.0443 | 35 | 1 | 1 | 0 | 7.2 | 1 | 7.2 | 4611.0145 | 18 | 0 | 0 | 0 | 0 | 0 | 0 | 0 | 0 | 0 | 0 | 0 | 0 | 0
410 | 18 | 1 | 18 | 4285.7143 | 0 | 238.0952 | 0 | 92.3226 | 4616.1322 | #DIV/0! |  | #DIV/0! | 18 | 0 | 0 | 0 | 0 | 0 | 0 |  | 4616.1322 | 27.6084 | 30.0477 | 27.6084 | 5.5022 | 21904.7988 | 21906.4966 | 4610.63 | 35.0477 | 35.0504 | 35.0477 | 35 | 1 | 1 | 0 | 7.2 | 1 | 7.2 | 4610.63 | 18 | 0 | 0 | 0 | 0 | 0 | 0 | 0 | 0 | 0 | 0 | 0 | 0 | 0
411 | 18 | 1 | 18 | 4285.7143 | 0 | 238.0952 | 0 | 92.3226 | 4616.1322 | #DIV/0! |  | #DIV/0! | 18 | 0 | 0 | 0 | 0 | 0 | 0 |  | 4616.1322 | 27.6084 | 30.0504 | 27.6084 | 5.8157 | 21906.4966 | 21907.8809 | 4610.3165 | 35.0504 | 35.0526 | 35.0504 | 35 | 1 | 1 | 0 | 7.2 | 1 | 7.2 | 4610.3165 | 18 | 0 | 0 | 0 | 0 | 0 | 0 | 0 | 0 | 0 | 0 | 0 | 0 | 0
412 | 18 | 1 | 18 | 4285.7143 | 0 | 238.0952 | 0 | 92.3226 | 4616.1322 | #DIV/0! |  | #DIV/0! | 18 | 0 | 0 | 0 | 0 | 0 | 0 |  | 4616.1322 | 27.6084 | 30.0526 | 27.6084 | 6.0713 | 21907.8809 | 21909.0096 | 4610.0609 | 35.0526 | 35.0544 | 35.0526 | 35 | 1 | 1 | 0 | 7.2 | 1 | 7.2 | 4610.0609 | 18 | 0 | 0 | 0 | 0 | 0 | 0 | 0 | 0 | 0 | 0 | 0 | 0 | 0
413 | 18 | 1 | 18 | 4285.7143 | 3000 | 238.0952 | 0 | 153.5471 | 7677.3567 | #DIV/0! |  | #DIV/0! | 18 | 0 | 0 | 0 | 0 | 0 | 0 |  | 7677.3567 | 45.9172 | 30.0544 | 45.9172 | 10.4441 | 21909.0096 | 21905.7654 | 7666.9125 | 35.0544 | 35.0492 | 35.0544 | 35 | 1 | 1 | 0 | 7.2 | 1 | 7.2 | 7666.9125 | 18 | 0 | 0 | 0 | 0 | 0 | 0 | 0 | 0 | 0 | 0 | 0 | 0 | 0
414 | 18 | 1 | 18 | 4285.7143 | 5000 | 238.0952 | 0 | 194.3635 | 9718.173 | #DIV/0! |  | #DIV/0! | 18 | 0 | 0 | 0 | 0 | 0 | 0 |  | 9718.173 | 58.123 | 30.0492 | 58.123 | 11.9593 | 21905.7654 | 21901.0061 | 9706.2136 | 35.0492 | 35.0416 | 35.0492 | 35 | 1 | 1 | 0 | 7.2 | 1 | 7.2 | 9706.2136 | 18 | 0 | 0 | 0 | 0 | 0 | 0 | 0 | 0 | 0 | 0 | 0 | 0 | 0
415 | 18 | 1 | 18 | 4285.7143 | 5000 | 238.0952 | 1571.4286 | 226.4334 | 11321.6715 | #DIV/0! |  | #DIV/0! | 18 | 0 | 0 | 0 | 0 | 0 | 0 |  | 11321.6715 | 67.7133 | 30.0416 | 67.7133 | 11.7773 | 21901.0061 | 21896.4288 | 11309.8942 | 35.0416 | 35.0343 | 35.0416 | 35 | 1 | 1 | 0 | 7.2 | 1 | 7.2 | 11309.8942 | 18 | 0 | 0 | 0 | 0 | 0 | 0 | 0 | 0 | 0 | 0 | 0 | 0 | 0
416 | 18 | 1 | 18 | 4285.7143 | 5000 | 238.0952 | 1571.4286 | 226.4334 | 11321.6715 | #DIV/0! |  | #DIV/0! | 18 | 0 | 0 | 0 | 0 | 0 | 0 |  | 11321.6715 | 67.7133 | 30.0343 | 67.7133 | 9.7044 | 21896.4288 | 21893.9244 | 11311.9671 | 35.0343 | 35.0303 | 35.0343 | 35 | 1 | 1 | 0 | 7.2 | 1 | 7.2 | 11311.9671 | 18 | 0 | 0 | 0 | 0 | 0 | 0 | 0 | 0 | 0 | 0 | 0 | 0 | 0
417 | 18 | 1 | 18 | 4285.7143 | 2000 | 238.0952 | 1571.4286 | 165.2089 | 8260.447 | #DIV/0! |  | #DIV/0! | 18 | 0 | 0 | 0 | 0 | 0 | 0 |  | 8260.447 | 49.4046 | 30.0303 | 49.4046 | 6.253 | 21893.9244 | 21894.8714 | 8254.1941 | 35.0303 | 35.0318 | 35.0303 | 35 | 1 | 1 | 0 | 7.2 | 1 | 7.2 | 8254.1941 | 18 | 0 | 0 | 0 | 0 | 0 | 0 | 0 | 0 | 0 | 0 | 0 | 0 | 0
418 | 18 | 1 | 18 | 4285.7143 | 0 | 238.0952 | 1571.4286 | 124.3926 | 6219.6307 | #DIV/0! |  | #DIV/0! | 18 | 0 | 0 | 0 | 0 | 0 | 0 |  | 6219.6307 | 37.1987 | 30.0318 | 37.1987 | 4.9437 | 21894.8714 | 21897.1277 | 6214.687 | 35.0318 | 35.0354 | 35.0318 | 35 | 1 | 1 | 0 | 7.2 | 1 | 7.2 | 6214.687 | 18 | 0 | 0 | 0 | 0 | 0 | 0 | 0 | 0 | 0 | 0 | 0 | 0 | 0
419 | 18 | 1 | 18 | 4285.7143 | 0 | 238.0952 | 1571.4286 | 124.3926 | 6219.6307 | #DIV/0! |  | #DIV/0! | 18 | 0 | 0 | 0 | 0 | 0 | 0 |  | 6219.6307 | 37.1987 | 30.0354 | 37.1987 | 5.505 | 21897.1277 | 21898.8227 | 6214.1257 | 35.0354 | 35.0381 | 35.0354 | 35 | 1 | 1 | 0 | 7.2 | 1 | 7.2 | 6214.1257 | 18 | 0 | 0 | 0 | 0 | 0 | 0 | 0 | 0 | 0 | 0 | 0 | 0 | 0
420 | 18 | 1 | 18 | 4285.7143 | 0 | 238.0952 | 1571.4286 | 124.3926 | 6219.6307 | #DIV/0! |  | #DIV/0! | 18 | 0 | 0 | 0 | 0 | 0 | 0 |  | 6219.6307 | 37.1987 | 30.0381 | 37.1987 | 5.9267 | 21898.8227 | 21900.0959 | 6213.704 | 35.0381 | 35.0402 | 35.0381 | 35 | 1 | 1 | 0 | 7.2 | 1 | 7.2 | 6213.704 | 18 | 0 | 0 | 0 | 0 | 0 | 0 | 0 | 0 | 0 | 0 | 0 | 0 | 0
421 | 18 | 1 | 18 | 4285.7143 | 0 | 238.0952 | 1571.4286 | 124.3926 | 6219.6307 | #DIV/0! |  | #DIV/0! | 18 | 0 | 0 | 0 | 0 | 0 | 0 |  | 6219.6307 | 37.1987 | 30.0402 | 37.1987 | 6.2435 | 21900.0959 | 21901.0524 | 6213.3872 | 35.0402 | 35.0417 | 35.0402 | 35 | 1 | 1 | 0 | 7.2 | 1 | 7.2 | 6213.3872 | 18 | 0 | 0 | 0 | 0 | 0 | 0 | 0 | 0 | 0 | 0 | 0 | 0 | 0
422 | 18 | 1 | 18 | 4285.7143 | 0 | 238.0952 | 1571.4286 | 124.3926 | 6219.6307 | #DIV/0! |  | #DIV/0! | 18 | 0 | 0 | 0 | 0 | 0 | 0 |  | 6219.6307 | 37.1987 | 30.0417 | 37.1987 | 6.4815 | 21901.0524 | 21901.771 | 6213.1492 | 35.0417 | 35.0428 | 35.0417 | 35 | 1 | 1 | 0 | 7.2 | 1 | 7.2 | 6213.1492 | 18 | 0 | 0 | 0 | 0 | 0 | 0 | 0 | 0 | 0 | 0 | 0 | 0 | 0
423 | 18 | 1 | 18 | 4285.7143 | 0 | 238.0952 | 1571.4286 | 124.3926 | 6219.6307 | #DIV/0! |  | #DIV/0! | 18 | 0 | 0 | 0 | 0 | 0 | 0 |  | 6219.6307 | 37.1987 | 30.0428 | 37.1987 | 6.6602 | 21901.771 | 21902.3108 | 6212.9705 | 35.0428 | 35.0437 | 35.0428 | 35 | 1 | 1 | 0 | 7.2 | 1 | 7.2 | 6212.9705 | 18 | 0 | 0 | 0 | 0 | 0 | 0 | 0 | 0 | 0 | 0 | 0 | 0 | 0
424 | 18 | 1 | 18 | 4285.7143 | 0 | 238.0952 | 1571.4286 | 124.3926 | 6219.6307 | #DIV/0! |  | #DIV/0! | 18 | 0 | 0 | 0 | 0 | 0 | 0 |  | 6219.6307 | 37.1987 | 30.0437 | 37.1987 | 6.7945 | 21902.3108 | 21902.7162 | 6212.8362 | 35.0437 | 35.0443 | 35.0437 | 35 | 1 | 1 | 0 | 7.2 | 1 | 7.2 | 6212.8362 | 18 | 0 | 0 | 0 | 0 | 0 | 0 | 0 | 0 | 0 | 0 | 0 | 0 | 0
425 | 18 | 1 | 18 | 4285.7143 | 0 | 238.0952 | 0 | 92.3226 | 4616.1322 | #DIV/0! |  | #DIV/0! | 18 | 0 | 0 | 0 | 0 | 0 | 0 |  | 4616.1322 | 27.6084 | 30.0443 | 27.6084 | 5.1177 | 21902.7162 | 21904.7986 | 4611.0145 | 35.0443 | 35.0477 | 35.0443 | 35 | 1 | 1 | 0 | 7.2 | 1 | 7.2 | 4611.0145 | 18 | 0 | 0 | 0 | 0 | 0 | 0 | 0 | 0 | 0 | 0 | 0 | 0 | 0
426 | 18 | 1 | 18 | 4285.7143 | 2500 | 238.0952 | 0 | 143.3431 | 7167.1526 | #DIV/0! |  | #DIV/0! | 18 | 0 | 0 | 0 | 0 | 0 | 0 |  | 7167.1526 | 42.8657 | 30.0477 | 42.8657 | 8.5428 | 21904.7986 | 21903.4557 | 7158.6097 | 35.0477 | 35.0455 | 35.0477 | 35 | 1 | 1 | 0 | 7.2 | 1 | 7.2 | 7158.6097 | 18 | 0 | 0 | 0 | 0 | 0 | 0 | 0 | 0 | 0 | 0 | 0 | 0 | 0
427 | 18 | 1 | 18 | 4285.7143 | 5000 | 238.0952 | 0 | 194.3635 | 9718.173 | #DIV/0! |  | #DIV/0! | 18 | 0 | 0 | 0 | 0 | 0 | 0 |  | 9718.173 | 58.123 | 30.0455 | 58.123 | 11.0615 | 21903.4557 | 21899.5942 | 9707.1115 | 35.0455 | 35.0394 | 35.0455 | 35 | 1 | 1 | 0 | 7.2 | 1 | 7.2 | 9707.1115 | 18 | 0 | 0 | 0 | 0 | 0 | 0 | 0 | 0 | 0 | 0 | 0 | 0 | 0
428 | 18 | 1 | 18 | 4285.7143 | 5000 | 238.0952 | 0 | 194.3635 | 9718.173 | #DIV/0! |  | #DIV/0! | 18 | 0 | 0 | 0 | 0 | 0 | 0 |  | 9718.173 | 58.123 | 30.0394 | 58.123 | 9.5604 | 21899.5942 | 21897.2338 | 9708.6125 | 35.0394 | 35.0356 | 35.0394 | 35 | 1 | 1 | 0 | 7.2 | 1 | 7.2 | 9708.6125 | 18 | 0 | 0 | 0 | 0 | 0 | 0 | 0 | 0 | 0 | 0 | 0 | 0 | 0
429 | 18 | 1 | 18 | 4285.7143 | 5000 | 238.0952 | 0 | 194.3635 | 9718.173 | #DIV/0! |  | #DIV/0! | 18 | 0 | 0 | 0 | 0 | 0 | 0 |  | 9718.173 | 58.123 | 30.0356 | 58.123 | 8.6429 | 21897.2338 | 21895.7909 | 9709.5301 | 35.0356 | 35.0333 | 35.0356 | 35 | 1 | 1 | 0 | 7.2 | 1 | 7.2 | 9709.5301 | 18 | 0 | 0 | 0 | 0 | 0 | 0 | 0 | 0 | 0 | 0 | 0 | 0 | 0
430 | 18 | 1 | 18 | 4285.7143 | 2500 | 238.0952 | 0 | 143.3431 | 7167.1526 | #DIV/0! |  | #DIV/0! | 18 | 0 | 0 | 0 | 0 | 0 | 0 |  | 7167.1526 | 42.8657 | 30.0333 | 42.8657 | 5.9605 | 21895.7909 | 21897.0304 | 7161.1921 | 35.0333 | 35.0352 | 35.0333 | 35 | 1 | 1 | 0 | 7.2 | 1 | 7.2 | 7161.1921 | 18 | 0 | 0 | 0 | 0 | 0 | 0 | 0 | 0 | 0 | 0 | 0 | 0 | 0
431 | 18 | 1 | 19 | 4285.7143 | 0 | 238.0952 | 0 | 92.3226 | 4616.1322 | #DIV/0! |  | #DIV/0! | 18 | 0 | 0 | 0 | 0 | 0 | 0 |  | 4616.1322 | 27.6084 | 30.0352 | 27.6084 | 4.0678 | 21897.0304 | 21900.1626 | 4612.0643 | 35.0352 | 35.0403 | 35.0352 | 35 | 1 | 1 | 0 | 7.2 | 1 | 7.2 | 4612.0643 | 18 | 0 | 0 | 0 | 0 | 0 | 0 | 0 | 0 | 0 | 0 | 0 | 0 | 0
432 | 19 | 1 | 19 | 4285.7143 | 0 | 238.0952 | 0 | 92.3226 | 4616.1322 | #DIV/0! |  | #DIV/0! | 18 | 0 | 0 | 0 | 0 | 0 | 0 |  | 4616.1322 | 27.6084 | 30.0403 | 27.6084 | 4.6462 | 21900.1626 | 21902.7165 | 4611.486 | 35.0403 | 35.0443 | 35.0403 | 35 | 1 | 1 | 0 | 7.2 | 1 | 7.2 | 4611.486 | 18 | 0 | 0 | 0 | 0 | 0 | 0 | 0 | 0 | 0 | 0 | 0 | 0 | 0
433 | 19 | 1 | 19 | 4285.7143 | 0 | 238.0952 | 0 | 92.3226 | 4616.1322 | #DIV/0! |  | #DIV/0! | 18 | 0 | 0 | 0 | 0 | 0 | 0 |  | 4616.1322 | 27.6084 | 30.0443 | 27.6084 | 5.1177 | 21902.7165 | 21904.7988 | 4611.0145 | 35.0443 | 35.0477 | 35.0443 | 35 | 1 | 1 | 0 | 7.2 | 1 | 7.2 | 4611.0145 | 18 | 0 | 0 | 0 | 0 | 0 | 0 | 0 | 0 | 0 | 0 | 0 | 0 | 0
434 | 19 | 1 | 19 | 4285.7143 | 0 | 238.0952 | 0 | 92.3226 | 4616.1322 | #DIV/0! |  | #DIV/0! | 18 | 0 | 0 | 0 | 0 | 0 | 0 |  | 4616.1322 | 27.6084 | 30.0477 | 27.6084 | 5.5022 | 21904.7988 | 21906.4966 | 4610.63 | 35.0477 | 35.0504 | 35.0477 | 35 | 1 | 1 | 0 | 7.2 | 1 | 7.2 | 4610.63 | 18 | 0 | 0 | 0 | 0 | 0 | 0 | 0 | 0 | 0 | 0 | 0 | 0 | 0
435 | 19 | 1 | 19 | 4285.7143 | 0 | 238.0952 | 0 | 92.3226 | 4616.1322 | #DIV/0! |  | #DIV/0! | 18 | 0 | 0 | 0 | 0 | 0 | 0 |  | 4616.1322 | 27.6084 | 30.0504 | 27.6084 | 5.8157 | 21906.4966 | 21907.8809 | 4610.3165 | 35.0504 | 35.0526 | 35.0504 | 35 | 1 | 1 | 0 | 7.2 | 1 | 7.2 | 4610.3165 | 18 | 0 | 0 | 0 | 0 | 0 | 0 | 0 | 0 | 0 | 0 | 0 | 0 | 0
436 | 19 | 1 | 19 | 4285.7143 | 0 | 238.0952 | 0 | 92.3226 | 4616.1322 | #DIV/0! |  | #DIV/0! | 18 | 0 | 0 | 0 | 0 | 0 | 0 |  | 4616.1322 | 27.6084 | 30.0526 | 27.6084 | 6.0713 | 21907.8809 | 21909.0096 | 4610.0609 | 35.0526 | 35.0544 | 35.0526 | 35 | 1 | 1 | 0 | 7.2 | 1 | 7.2 | 4610.0609 | 18 | 0 | 0 | 0 | 0 | 0 | 0 | 0 | 0 | 0 | 0 | 0 | 0 | 0
437 | 19 | 1 | 19 | 4285.7143 | 3000 | 238.0952 | 0 | 153.5471 | 7677.3567 | #DIV/0! |  | #DIV/0! | 18 | 0 | 0 | 0 | 0 | 0 | 0 |  | 7677.3567 | 45.9172 | 30.0544 | 45.9172 | 10.4441 | 21909.0096 | 21905.7654 | 7666.9125 | 35.0544 | 35.0492 | 35.0544 | 35 | 1 | 1 | 0 | 7.2 | 1 | 7.2 | 7666.9125 | 18 | 0 | 0 | 0 | 0 | 0 | 0 | 0 | 0 | 0 | 0 | 0 | 0 | 0
438 | 19 | 1 | 19 | 4285.7143 | 5000 | 238.0952 | 0 | 194.3635 | 9718.173 | #DIV/0! |  | #DIV/0! | 18 | 0 | 0 | 0 | 0 | 0 | 0 |  | 9718.173 | 58.123 | 30.0492 | 58.123 | 11.9593 | 21905.7654 | 21901.0061 | 9706.2136 | 35.0492 | 35.0416 | 35.0492 | 35 | 1 | 1 | 0 | 7.2 | 1 | 7.2 | 9706.2136 | 18 | 0 | 0 | 0 | 0 | 0 | 0 | 0 | 0 | 0 | 0 | 0 | 0 | 0
439 | 19 | 1 | 19 | 4285.7143 | 5000 | 238.0952 | 1571.4286 | 226.4334 | 11321.6715 | #DIV/0! |  | #DIV/0! | 18 | 0 | 0 | 0 | 0 | 0 | 0 |  | 11321.6715 | 67.7133 | 30.0416 | 67.7133 | 11.7773 | 21901.0061 | 21896.4288 | 11309.8942 | 35.0416 | 35.0343 | 35.0416 | 35 | 1 | 1 | 0 | 7.2 | 1 | 7.2 | 11309.8942 | 18 | 0 | 0 | 0 | 0 | 0 | 0 | 0 | 0 | 0 | 0 | 0 | 0 | 0
440 | 19 | 1 | 19 | 4285.7143 | 5000 | 238.0952 | 1571.4286 | 226.4334 | 11321.6715 | #DIV/0! |  | #DIV/0! | 18 | 0 | 0 | 0 | 0 | 0 | 0 |  | 11321.6715 | 67.7133 | 30.0343 | 67.7133 | 9.7044 | 21896.4288 | 21893.9244 | 11311.9671 | 35.0343 | 35.0303 | 35.0343 | 35 | 1 | 1 | 0 | 7.2 | 1 | 7.2 | 11311.9671 | 18 | 0 | 0 | 0 | 0 | 0 | 0 | 0 | 0 | 0 | 0 | 0 | 0 | 0
441 | 19 | 1 | 19 | 4285.7143 | 2000 | 238.0952 | 1571.4286 | 165.2089 | 8260.447 | #DIV/0! |  | #DIV/0! | 18 | 0 | 0 | 0 | 0 | 0 | 0 |  | 8260.447 | 49.4046 | 30.0303 | 49.4046 | 6.253 | 21893.9244 | 21894.8714 | 8254.1941 | 35.0303 | 35.0318 | 35.0303 | 35 | 1 | 1 | 0 | 7.2 | 1 | 7.2 | 8254.1941 | 18 | 0 | 0 | 0 | 0 | 0 | 0 | 0 | 0 | 0 | 0 | 0 | 0 | 0
442 | 19 | 1 | 19 | 4285.7143 | 0 | 238.0952 | 1571.4286 | 124.3926 | 6219.6307 | #DIV/0! |  | #DIV/0! | 18 | 0 | 0 | 0 | 0 | 0 | 0 |  | 6219.6307 | 37.1987 | 30.0318 | 37.1987 | 4.9437 | 21894.8714 | 21897.1277 | 6214.687 | 35.0318 | 35.0354 | 35.0318 | 35 | 1 | 1 | 0 | 7.2 | 1 | 7.2 | 6214.687 | 18 | 0 | 0 | 0 | 0 | 0 | 0 | 0 | 0 | 0 | 0 | 0 | 0 | 0
443 | 19 | 1 | 19 | 4285.7143 | 0 | 238.0952 | 1571.4286 | 124.3926 | 6219.6307 | #DIV/0! |  | #DIV/0! | 18 | 0 | 0 | 0 | 0 | 0 | 0 |  | 6219.6307 | 37.1987 | 30.0354 | 37.1987 | 5.505 | 21897.1277 | 21898.8227 | 6214.1257 | 35.0354 | 35.0381 | 35.0354 | 35 | 1 | 1 | 0 | 7.2 | 1 | 7.2 | 6214.1257 | 18 | 0 | 0 | 0 | 0 | 0 | 0 | 0 | 0 | 0 | 0 | 0 | 0 | 0
444 | 19 | 1 | 19 | 4285.7143 | 0 | 238.0952 | 1571.4286 | 124.3926 | 6219.6307 | #DIV/0! |  | #DIV/0! | 18 | 0 | 0 | 0 | 0 | 0 | 0 |  | 6219.6307 | 37.1987 | 30.0381 | 37.1987 | 5.9267 | 21898.8227 | 21900.0959 | 6213.704 | 35.0381 | 35.0402 | 35.0381 | 35 | 1 | 1 | 0 | 7.2 | 1 | 7.2 | 6213.704 | 18 | 0 | 0 | 0 | 0 | 0 | 0 | 0 | 0 | 0 | 0 | 0 | 0 | 0
445 | 19 | 1 | 19 | 4285.7143 | 0 | 238.0952 | 1571.4286 | 124.3926 | 6219.6307 | #DIV/0! |  | #DIV/0! | 18 | 0 | 0 | 0 | 0 | 0 | 0 |  | 6219.6307 | 37.1987 | 30.0402 | 37.1987 | 6.2435 | 21900.0959 | 21901.0524 | 6213.3872 | 35.0402 | 35.0417 | 35.0402 | 35 | 1 | 1 | 0 | 7.2 | 1 | 7.2 | 6213.3872 | 18 | 0 | 0 | 0 | 0 | 0 | 0 | 0 | 0 | 0 | 0 | 0 | 0 | 0
446 | 19 | 1 | 19 | 4285.7143 | 0 | 238.0952 | 1571.4286 | 124.3926 | 6219.6307 | #DIV/0! |  | #DIV/0! | 18 | 0 | 0 | 0 | 0 | 0 | 0 |  | 6219.6307 | 37.1987 | 30.0417 | 37.1987 | 6.4815 | 21901.0524 | 21901.771 | 6213.1492 | 35.0417 | 35.0428 | 35.0417 | 35 | 1 | 1 | 0 | 7.2 | 1 | 7.2 | 6213.1492 | 18 | 0 | 0 | 0 | 0 | 0 | 0 | 0 | 0 | 0 | 0 | 0 | 0 | 0
447 | 19 | 1 | 19 | 4285.7143 | 0 | 238.0952 | 1571.4286 | 124.3926 | 6219.6307 | #DIV/0! |  | #DIV/0! | 18 | 0 | 0 | 0 | 0 | 0 | 0 |  | 6219.6307 | 37.1987 | 30.0428 | 37.1987 | 6.6602 | 21901.771 | 21902.3108 | 6212.9705 | 35.0428 | 35.0437 | 35.0428 | 35 | 1 | 1 | 0 | 7.2 | 1 | 7.2 | 6212.9705 | 18 | 0 | 0 | 0 | 0 | 0 | 0 | 0 | 0 | 0 | 0 | 0 | 0 | 0
448 | 19 | 1 | 19 | 4285.7143 | 0 | 238.0952 | 1571.4286 | 124.3926 | 6219.6307 | #DIV/0! |  | #DIV/0! | 18 | 0 | 0 | 0 | 0 | 0 | 0 |  | 6219.6307 | 37.1987 | 30.0437 | 37.1987 | 6.7945 | 21902.3108 | 21902.7162 | 6212.8362 | 35.0437 | 35.0443 | 35.0437 | 35 | 1 | 1 | 0 | 7.2 | 1 | 7.2 | 6212.8362 | 18 | 0 | 0 | 0 | 0 | 0 | 0 | 0 | 0 | 0 | 0 | 0 | 0 | 0
449 | 19 | 1 | 19 | 4285.7143 | 0 | 238.0952 | 0 | 92.3226 | 4616.1322 | #DIV/0! |  | #DIV/0! | 18 | 0 | 0 | 0 | 0 | 0 | 0 |  | 4616.1322 | 27.6084 | 30.0443 | 27.6084 | 5.1177 | 21902.7162 | 21904.7986 | 4611.0145 | 35.0443 | 35.0477 | 35.0443 | 35 | 1 | 1 | 0 | 7.2 | 1 | 7.2 | 4611.0145 | 18 | 0 | 0 | 0 | 0 | 0 | 0 | 0 | 0 | 0 | 0 | 0 | 0 | 0
450 | 19 | 1 | 19 | 4285.7143 | 2500 | 238.0952 | 0 | 143.3431 | 7167.1526 | #DIV/0! |  | #DIV/0! | 18 | 0 | 0 | 0 | 0 | 0 | 0 |  | 7167.1526 | 42.8657 | 30.0477 | 42.8657 | 8.5428 | 21904.7986 | 21903.4557 | 7158.6097 | 35.0477 | 35.0455 | 35.0477 | 35 | 1 | 1 | 0 | 7.2 | 1 | 7.2 | 7158.6097 | 18 | 0 | 0 | 0 | 0 | 0 | 0 | 0 | 0 | 0 | 0 | 0 | 0 | 0
451 | 19 | 1 | 19 | 4285.7143 | 5000 | 238.0952 | 0 | 194.3635 | 9718.173 | #DIV/0! |  | #DIV/0! | 18 | 0 | 0 | 0 | 0 | 0 | 0 |  | 9718.173 | 58.123 | 30.0455 | 58.123 | 11.0615 | 21903.4557 | 21899.5942 | 9707.1115 | 35.0455 | 35.0394 | 35.0455 | 35 | 1 | 1 | 0 | 7.2 | 1 | 7.2 | 9707.1115 | 18 | 0 | 0 | 0 | 0 | 0 | 0 | 0 | 0 | 0 | 0 | 0 | 0 | 0
452 | 19 | 1 | 19 | 4285.7143 | 5000 | 238.0952 | 0 | 194.3635 | 9718.173 | #DIV/0! |  | #DIV/0! | 18 | 0 | 0 | 0 | 0 | 0 | 0 |  | 9718.173 | 58.123 | 30.0394 | 58.123 | 9.5604 | 21899.5942 | 21897.2338 | 9708.6125 | 35.0394 | 35.0356 | 35.0394 | 35 | 1 | 1 | 0 | 7.2 | 1 | 7.2 | 9708.6125 | 18 | 0 | 0 | 0 | 0 | 0 | 0 | 0 | 0 | 0 | 0 | 0 | 0 | 0
453 | 19 | 1 | 19 | 4285.7143 | 5000 | 238.0952 | 0 | 194.3635 | 9718.173 | #DIV/0! |  | #DIV/0! | 18 | 0 | 0 | 0 | 0 | 0 | 0 |  | 9718.173 | 58.123 | 30.0356 | 58.123 | 8.6429 | 21897.2338 | 21895.7909 | 9709.5301 | 35.0356 | 35.0333 | 35.0356 | 35 | 1 | 1 | 0 | 7.2 | 1 | 7.2 | 9709.5301 | 18 | 0 | 0 | 0 | 0 | 0 | 0 | 0 | 0 | 0 | 0 | 0 | 0 | 0
454 | 19 | 1 | 19 | 4285.7143 | 2500 | 238.0952 | 0 | 143.3431 | 7167.1526 | #DIV/0! |  | #DIV/0! | 18 | 0 | 0 | 0 | 0 | 0 | 0 |  | 7167.1526 | 42.8657 | 30.0333 | 42.8657 | 5.9605 | 21895.7909 | 21897.0304 | 7161.1921 | 35.0333 | 35.0352 | 35.0333 | 35 | 1 | 1 | 0 | 7.2 | 1 | 7.2 | 7161.1921 | 18 | 0 | 0 | 0 | 0 | 0 | 0 | 0 | 0 | 0 | 0 | 0 | 0 | 0
455 | 19 | 1 | 20 | 4285.7143 | 0 | 238.0952 | 0 | 92.3226 | 4616.1322 | #DIV/0! |  | #DIV/0! | 18 | 0 | 0 | 0 | 0 | 0 | 0 |  | 4616.1322 | 27.6084 | 30.0352 | 27.6084 | 4.0678 | 21897.0304 | 21900.1626 | 4612.0643 | 35.0352 | 35.0403 | 35.0352 | 35 | 1 | 1 | 0 | 7.2 | 1 | 7.2 | 4612.0643 | 18 | 0 | 0 | 0 | 0 | 0 | 0 | 0 | 0 | 0 | 0 | 0 | 0 | 0
456 | 20 | 1 | 20 | 4285.7143 | 0 | 238.0952 | 0 | 92.3226 | 4616.1322 | #DIV/0! |  | #DIV/0! | 18 | 0 | 0 | 0 | 0 | 0 | 0 |  | 4616.1322 | 27.6084 | 30.0403 | 27.6084 | 4.6462 | 21900.1626 | 21902.7165 | 4611.486 | 35.0403 | 35.0443 | 35.0403 | 35 | 1 | 1 | 0 | 7.2 | 1 | 7.2 | 4611.486 | 18 | 0 | 0 | 0 | 0 | 0 | 0 | 0 | 0 | 0 | 0 | 0 | 0 | 0
457 | 20 | 1 | 20 | 4285.7143 | 0 | 238.0952 | 0 | 92.3226 | 4616.1322 | #DIV/0! |  | #DIV/0! | 18 | 0 | 0 | 0 | 0 | 0 | 0 |  | 4616.1322 | 27.6084 | 30.0443 | 27.6084 | 5.1177 | 21902.7165 | 21904.7988 | 4611.0145 | 35.0443 | 35.0477 | 35.0443 | 35 | 1 | 1 | 0 | 7.2 | 1 | 7.2 | 4611.0145 | 18 | 0 | 0 | 0 | 0 | 0 | 0 | 0 | 0 | 0 | 0 | 0 | 0 | 0
458 | 20 | 1 | 20 | 4285.7143 | 0 | 238.0952 | 0 | 92.3226 | 4616.1322 | #DIV/0! |  | #DIV/0! | 18 | 0 | 0 | 0 | 0 | 0 | 0 |  | 4616.1322 | 27.6084 | 30.0477 | 27.6084 | 5.5022 | 21904.7988 | 21906.4966 | 4610.63 | 35.0477 | 35.0504 | 35.0477 | 35 | 1 | 1 | 0 | 7.2 | 1 | 7.2 | 4610.63 | 18 | 0 | 0 | 0 | 0 | 0 | 0 | 0 | 0 | 0 | 0 | 0 | 0 | 0
459 | 20 | 1 | 20 | 4285.7143 | 0 | 238.0952 | 0 | 92.3226 | 4616.1322 | #DIV/0! |  | #DIV/0! | 18 | 0 | 0 | 0 | 0 | 0 | 0 |  | 4616.1322 | 27.6084 | 30.0504 | 27.6084 | 5.8157 | 21906.4966 | 21907.8809 | 4610.3165 | 35.0504 | 35.0526 | 35.0504 | 35 | 1 | 1 | 0 | 7.2 | 1 | 7.2 | 4610.3165 | 18 | 0 | 0 | 0 | 0 | 0 | 0 | 0 | 0 | 0 | 0 | 0 | 0 | 0
460 | 20 | 1 | 20 | 4285.7143 | 0 | 238.0952 | 0 | 92.3226 | 4616.1322 | #DIV/0! |  | #DIV/0! | 18 | 0 | 0 | 0 | 0 | 0 | 0 |  | 4616.1322 | 27.6084 | 30.0526 | 27.6084 | 6.0713 | 21907.8809 | 21909.0096 | 4610.0609 | 35.0526 | 35.0544 | 35.0526 | 35 | 1 | 1 | 0 | 7.2 | 1 | 7.2 | 4610.0609 | 18 | 0 | 0 | 0 | 0 | 0 | 0 | 0 | 0 | 0 | 0 | 0 | 0 | 0
461 | 20 | 1 | 20 | 4285.7143 | 3000 | 238.0952 | 0 | 153.5471 | 7677.3567 | #DIV/0! |  | #DIV/0! | 18 | 0 | 0 | 0 | 0 | 0 | 0 |  | 7677.3567 | 45.9172 | 30.0544 | 45.9172 | 10.4441 | 21909.0096 | 21905.7654 | 7666.9125 | 35.0544 | 35.0492 | 35.0544 | 35 | 1 | 1 | 0 | 7.2 | 1 | 7.2 | 7666.9125 | 18 | 0 | 0 | 0 | 0 | 0 | 0 | 0 | 0 | 0 | 0 | 0 | 0 | 0
462 | 20 | 1 | 20 | 4285.7143 | 5000 | 238.0952 | 0 | 194.3635 | 9718.173 | #DIV/0! |  | #DIV/0! | 18 | 0 | 0 | 0 | 0 | 0 | 0 |  | 9718.173 | 58.123 | 30.0492 | 58.123 | 11.9593 | 21905.7654 | 21901.0061 | 9706.2136 | 35.0492 | 35.0416 | 35.0492 | 35 | 1 | 1 | 0 | 7.2 | 1 | 7.2 | 9706.2136 | 18 | 0 | 0 | 0 | 0 | 0 | 0 | 0 | 0 | 0 | 0 | 0 | 0 | 0
463 | 20 | 1 | 20 | 4285.7143 | 5000 | 238.0952 | 1571.4286 | 226.4334 | 11321.6715 | #DIV/0! |  | #DIV/0! | 18 | 0 | 0 | 0 | 0 | 0 | 0 |  | 11321.6715 | 67.7133 | 30.0416 | 67.7133 | 11.7773 | 21901.0061 | 21896.4288 | 11309.8942 | 35.0416 | 35.0343 | 35.0416 | 35 | 1 | 1 | 0 | 7.2 | 1 | 7.2 | 11309.8942 | 18 | 0 | 0 | 0 | 0 | 0 | 0 | 0 | 0 | 0 | 0 | 0 | 0 | 0
464 | 20 | 1 | 20 | 4285.7143 | 5000 | 238.0952 | 1571.4286 | 226.4334 | 11321.6715 | #DIV/0! |  | #DIV/0! | 18 | 0 | 0 | 0 | 0 | 0 | 0 |  | 11321.6715 | 67.7133 | 30.0343 | 67.7133 | 9.7044 | 21896.4288 | 21893.9244 | 11311.9671 | 35.0343 | 35.0303 | 35.0343 | 35 | 1 | 1 | 0 | 7.2 | 1 | 7.2 | 11311.9671 | 18 | 0 | 0 | 0 | 0 | 0 | 0 | 0 | 0 | 0 | 0 | 0 | 0 | 0
465 | 20 | 1 | 20 | 4285.7143 | 2000 | 238.0952 | 1571.4286 | 165.2089 | 8260.447 | #DIV/0! |  | #DIV/0! | 18 | 0 | 0 | 0 | 0 | 0 | 0 |  | 8260.447 | 49.4046 | 30.0303 | 49.4046 | 6.253 | 21893.9244 | 21894.8714 | 8254.1941 | 35.0303 | 35.0318 | 35.0303 | 35 | 1 | 1 | 0 | 7.2 | 1 | 7.2 | 8254.1941 | 18 | 0 | 0 | 0 | 0 | 0 | 0 | 0 | 0 | 0 | 0 | 0 | 0 | 0
466 | 20 | 1 | 20 | 4285.7143 | 0 | 238.0952 | 1571.4286 | 124.3926 | 6219.6307 | #DIV/0! |  | #DIV/0! | 18 | 0 | 0 | 0 | 0 | 0 | 0 |  | 6219.6307 | 37.1987 | 30.0318 | 37.1987 | 4.9437 | 21894.8714 | 21897.1277 | 6214.687 | 35.0318 | 35.0354 | 35.0318 | 35 | 1 | 1 | 0 | 7.2 | 1 | 7.2 | 6214.687 | 18 | 0 | 0 | 0 | 0 | 0 | 0 | 0 | 0 | 0 | 0 | 0 | 0 | 0
467 | 20 | 1 | 20 | 4285.7143 | 0 | 238.0952 | 1571.4286 | 124.3926 | 6219.6307 | #DIV/0! |  | #DIV/0! | 18 | 0 | 0 | 0 | 0 | 0 | 0 |  | 6219.6307 | 37.1987 | 30.0354 | 37.1987 | 5.505 | 21897.1277 | 21898.8227 | 6214.1257 | 35.0354 | 35.0381 | 35.0354 | 35 | 1 | 1 | 0 | 7.2 | 1 | 7.2 | 6214.1257 | 18 | 0 | 0 | 0 | 0 | 0 | 0 | 0 | 0 | 0 | 0 | 0 | 0 | 0
468 | 20 | 1 | 20 | 4285.7143 | 0 | 238.0952 | 1571.4286 | 124.3926 | 6219.6307 | #DIV/0! |  | #DIV/0! | 18 | 0 | 0 | 0 | 0 | 0 | 0 |  | 6219.6307 | 37.1987 | 30.0381 | 37.1987 | 5.9267 | 21898.8227 | 21900.0959 | 6213.704 | 35.0381 | 35.0402 | 35.0381 | 35 | 1 | 1 | 0 | 7.2 | 1 | 7.2 | 6213.704 | 18 | 0 | 0 | 0 | 0 | 0 | 0 | 0 | 0 | 0 | 0 | 0 | 0 | 0
469 | 20 | 1 | 20 | 4285.7143 | 0 | 238.0952 | 1571.4286 | 124.3926 | 6219.6307 | #DIV/0! |  | #DIV/0! | 18 | 0 | 0 | 0 | 0 | 0 | 0 |  | 6219.6307 | 37.1987 | 30.0402 | 37.1987 | 6.2435 | 21900.0959 | 21901.0524 | 6213.3872 | 35.0402 | 35.0417 | 35.0402 | 35 | 1 | 1 | 0 | 7.2 | 1 | 7.2 | 6213.3872 | 18 | 0 | 0 | 0 | 0 | 0 | 0 | 0 | 0 | 0 | 0 | 0 | 0 | 0
470 | 20 | 1 | 20 | 4285.7143 | 0 | 238.0952 | 1571.4286 | 124.3926 | 6219.6307 | #DIV/0! |  | #DIV/0! | 18 | 0 | 0 | 0 | 0 | 0 | 0 |  | 6219.6307 | 37.1987 | 30.0417 | 37.1987 | 6.4815 | 21901.0524 | 21901.771 | 6213.1492 | 35.0417 | 35.0428 | 35.0417 | 35 | 1 | 1 | 0 | 7.2 | 1 | 7.2 | 6213.1492 | 18 | 0 | 0 | 0 | 0 | 0 | 0 | 0 | 0 | 0 | 0 | 0 | 0 | 0
471 | 20 | 1 | 20 | 4285.7143 | 0 | 238.0952 | 1571.4286 | 124.3926 | 6219.6307 | #DIV/0! |  | #DIV/0! | 18 | 0 | 0 | 0 | 0 | 0 | 0 |  | 6219.6307 | 37.1987 | 30.0428 | 37.1987 | 6.6602 | 21901.771 | 21902.3108 | 6212.9705 | 35.0428 | 35.0437 | 35.0428 | 35 | 1 | 1 | 0 | 7.2 | 1 | 7.2 | 6212.9705 | 18 | 0 | 0 | 0 | 0 | 0 | 0 | 0 | 0 | 0 | 0 | 0 | 0 | 0
472 | 20 | 1 | 20 | 4285.7143 | 0 | 238.0952 | 1571.4286 | 124.3926 | 6219.6307 | #DIV/0! |  | #DIV/0! | 18 | 0 | 0 | 0 | 0 | 0 | 0 |  | 6219.6307 | 37.1987 | 30.0437 | 37.1987 | 6.7945 | 21902.3108 | 21902.7162 | 6212.8362 | 35.0437 | 35.0443 | 35.0437 | 35 | 1 | 1 | 0 | 7.2 | 1 | 7.2 | 6212.8362 | 18 | 0 | 0 | 0 | 0 | 0 | 0 | 0 | 0 | 0 | 0 | 0 | 0 | 0
473 | 20 | 1 | 20 | 4285.7143 | 0 | 238.0952 | 0 | 92.3226 | 4616.1322 | #DIV/0! |  | #DIV/0! | 18 | 0 | 0 | 0 | 0 | 0 | 0 |  | 4616.1322 | 27.6084 | 30.0443 | 27.6084 | 5.1177 | 21902.7162 | 21904.7986 | 4611.0145 | 35.0443 | 35.0477 | 35.0443 | 35 | 1 | 1 | 0 | 7.2 | 1 | 7.2 | 4611.0145 | 18 | 0 | 0 | 0 | 0 | 0 | 0 | 0 | 0 | 0 | 0 | 0 | 0 | 0
474 | 20 | 1 | 20 | 4285.7143 | 2500 | 238.0952 | 0 | 143.3431 | 7167.1526 | #DIV/0! |  | #DIV/0! | 18 | 0 | 0 | 0 | 0 | 0 | 0 |  | 7167.1526 | 42.8657 | 30.0477 | 42.8657 | 8.5428 | 21904.7986 | 21903.4557 | 7158.6097 | 35.0477 | 35.0455 | 35.0477 | 35 | 1 | 1 | 0 | 7.2 | 1 | 7.2 | 7158.6097 | 18 | 0 | 0 | 0 | 0 | 0 | 0 | 0 | 0 | 0 | 0 | 0 | 0 | 0
475 | 20 | 1 | 20 | 4285.7143 | 5000 | 238.0952 | 0 | 194.3635 | 9718.173 | #DIV/0! |  | #DIV/0! | 18 | 0 | 0 | 0 | 0 | 0 | 0 |  | 9718.173 | 58.123 | 30.0455 | 58.123 | 11.0615 | 21903.4557 | 21899.5942 | 9707.1115 | 35.0455 | 35.0394 | 35.0455 | 35 | 1 | 1 | 0 | 7.2 | 1 | 7.2 | 9707.1115 | 18 | 0 | 0 | 0 | 0 | 0 | 0 | 0 | 0 | 0 | 0 | 0 | 0 | 0
476 | 20 | 1 | 20 | 4285.7143 | 5000 | 238.0952 | 0 | 194.3635 | 9718.173 | #DIV/0! |  | #DIV/0! | 18 | 0 | 0 | 0 | 0 | 0 | 0 |  | 9718.173 | 58.123 | 30.0394 | 58.123 | 9.5604 | 21899.5942 | 21897.2338 | 9708.6125 | 35.0394 | 35.0356 | 35.0394 | 35 | 1 | 1 | 0 | 7.2 | 1 | 7.2 | 9708.6125 | 18 | 0 | 0 | 0 | 0 | 0 | 0 | 0 | 0 | 0 | 0 | 0 | 0 | 0
477 | 20 | 1 | 20 | 4285.7143 | 5000 | 238.0952 | 0 | 194.3635 | 9718.173 | #DIV/0! |  | #DIV/0! | 18 | 0 | 0 | 0 | 0 | 0 | 0 |  | 9718.173 | 58.123 | 30.0356 | 58.123 | 8.6429 | 21897.2338 | 21895.7909 | 9709.5301 | 35.0356 | 35.0333 | 35.0356 | 35 | 1 | 1 | 0 | 7.2 | 1 | 7.2 | 9709.5301 | 18 | 0 | 0 | 0 | 0 | 0 | 0 | 0 | 0 | 0 | 0 | 0 | 0 | 0
478 | 20 | 1 | 20 | 4285.7143 | 2500 | 238.0952 | 0 | 143.3431 | 7167.1526 | #DIV/0! |  | #DIV/0! | 18 | 0 | 0 | 0 | 0 | 0 | 0 |  | 7167.1526 | 42.8657 | 30.0333 | 42.8657 | 5.9605 | 21895.7909 | 21897.0304 | 7161.1921 | 35.0333 | 35.0352 | 35.0333 | 35 | 1 | 1 | 0 | 7.2 | 1 | 7.2 | 7161.1921 | 18 | 0 | 0 | 0 | 0 | 0 | 0 | 0 | 0 | 0 | 0 | 0 | 0 | 0
479 | 20 | 1 | 21 | 4285.7143 | 0 | 238.0952 | 0 | 92.3226 | 4616.1322 | #DIV/0! |  | #DIV/0! | 18 | 0 | 0 | 0 | 0 | 0 | 0 |  | 4616.1322 | 27.6084 | 30.0352 | 27.6084 | 4.0678 | 21897.0304 | 21900.1626 | 4612.0643 | 35.0352 | 35.0403 | 35.0352 | 35 | 1 | 1 | 0 | 7.2 | 1 | 7.2 | 4612.0643 | 18 | 0 | 0 | 0 | 0 | 0 | 0 | 0 | 0 | 0 | 0 | 0 | 0 | 0
480 | 21 | 1 | 21 | 4285.7143 | 0 | 238.0952 | 0 | 92.3226 | 4616.1322 | #DIV/0! |  | #DIV/0! | 18 | 0 | 0 | 0 | 0 | 0 | 0 |  | 4616.1322 | 27.6084 | 30.0403 | 27.6084 | 4.6462 | 21900.1626 | 21902.7165 | 4611.486 | 35.0403 | 35.0443 | 35.0403 | 35 | 1 | 1 | 0 | 7.2 | 1 | 7.2 | 4611.486 | 18 | 0 | 0 | 0 | 0 | 0 | 0 | 0 | 0 | 0 | 0 | 0 | 0 | 0
481 | 21 | 1 | 21 | 4285.7143 | 0 | 238.0952 | 0 | 92.3226 | 4616.1322 | #DIV/0! |  | #DIV/0! | 18 | 0 | 0 | 0 | 0 | 0 | 0 |  | 4616.1322 | 27.6084 | 30.0443 | 27.6084 | 5.1177 | 21902.7165 | 21904.7988 | 4611.0145 | 35.0443 | 35.0477 | 35.0443 | 35 | 1 | 1 | 0 | 7.2 | 1 | 7.2 | 4611.0145 | 18 | 0 | 0 | 0 | 0 | 0 | 0 | 0 | 0 | 0 | 0 | 0 | 0 | 0
482 | 21 | 1 | 21 | 4285.7143 | 0 | 238.0952 | 0 | 92.3226 | 4616.1322 | #DIV/0! |  | #DIV/0! | 18 | 0 | 0 | 0 | 0 | 0 | 0 |  | 4616.1322 | 27.6084 | 30.0477 | 27.6084 | 5.5022 | 21904.7988 | 21906.4966 | 4610.63 | 35.0477 | 35.0504 | 35.0477 | 35 | 1 | 1 | 0 | 7.2 | 1 | 7.2 | 4610.63 | 18 | 0 | 0 | 0 | 0 | 0 | 0 | 0 | 0 | 0 | 0 | 0 | 0 | 0
483 | 21 | 1 | 21 | 4285.7143 | 0 | 238.0952 | 0 | 92.3226 | 4616.1322 | #DIV/0! |  | #DIV/0! | 18 | 0 | 0 | 0 | 0 | 0 | 0 |  | 4616.1322 | 27.6084 | 30.0504 | 27.6084 | 5.8157 | 21906.4966 | 21907.8809 | 4610.3165 | 35.0504 | 35.0526 | 35.0504 | 35 | 1 | 1 | 0 | 7.2 | 1 | 7.2 | 4610.3165 | 18 | 0 | 0 | 0 | 0 | 0 | 0 | 0 | 0 | 0 | 0 | 0 | 0 | 0
484 | 21 | 1 | 21 | 4285.7143 | 0 | 238.0952 | 0 | 92.3226 | 4616.1322 | #DIV/0! |  | #DIV/0! | 18 | 0 | 0 | 0 | 0 | 0 | 0 |  | 4616.1322 | 27.6084 | 30.0526 | 27.6084 | 6.0713 | 21907.8809 | 21909.0096 | 4610.0609 | 35.0526 | 35.0544 | 35.0526 | 35 | 1 | 1 | 0 | 7.2 | 1 | 7.2 | 4610.0609 | 18 | 0 | 0 | 0 | 0 | 0 | 0 | 0 | 0 | 0 | 0 | 0 | 0 | 0
485 | 21 | 1 | 21 | 4285.7143 | 3000 | 238.0952 | 0 | 153.5471 | 7677.3567 | #DIV/0! |  | #DIV/0! | 18 | 0 | 0 | 0 | 0 | 0 | 0 |  | 7677.3567 | 45.9172 | 30.0544 | 45.9172 | 10.4441 | 21909.0096 | 21905.7654 | 7666.9125 | 35.0544 | 35.0492 | 35.0544 | 35 | 1 | 1 | 0 | 7.2 | 1 | 7.2 | 7666.9125 | 18 | 0 | 0 | 0 | 0 | 0 | 0 | 0 | 0 | 0 | 0 | 0 | 0 | 0
486 | 21 | 1 | 21 | 4285.7143 | 5000 | 238.0952 | 0 | 194.3635 | 9718.173 | #DIV/0! |  | #DIV/0! | 18 | 0 | 0 | 0 | 0 | 0 | 0 |  | 9718.173 | 58.123 | 30.0492 | 58.123 | 11.9593 | 21905.7654 | 21901.0061 | 9706.2136 | 35.0492 | 35.0416 | 35.0492 | 35 | 1 | 1 | 0 | 7.2 | 1 | 7.2 | 9706.2136 | 18 | 0 | 0 | 0 | 0 | 0 | 0 | 0 | 0 | 0 | 0 | 0 | 0 | 0
487 | 21 | 1 | 21 | 4285.7143 | 5000 | 238.0952 | 1571.4286 | 226.4334 | 11321.6715 | #DIV/0! |  | #DIV/0! | 18 | 0 | 0 | 0 | 0 | 0 | 0 |  | 11321.6715 | 67.7133 | 30.0416 | 67.7133 | 11.7773 | 21901.0061 | 21896.4288 | 11309.8942 | 35.0416 | 35.0343 | 35.0416 | 35 | 1 | 1 | 0 | 7.2 | 1 | 7.2 | 11309.8942 | 18 | 0 | 0 | 0 | 0 | 0 | 0 | 0 | 0 | 0 | 0 | 0 | 0 | 0
488 | 21 | 1 | 21 | 4285.7143 | 5000 | 238.0952 | 1571.4286 | 226.4334 | 11321.6715 | #DIV/0! |  | #DIV/0! | 18 | 0 | 0 | 0 | 0 | 0 | 0 |  | 11321.6715 | 67.7133 | 30.0343 | 67.7133 | 9.7044 | 21896.4288 | 21893.9244 | 11311.9671 | 35.0343 | 35.0303 | 35.0343 | 35 | 1 | 1 | 0 | 7.2 | 1 | 7.2 | 11311.9671 | 18 | 0 | 0 | 0 | 0 | 0 | 0 | 0 | 0 | 0 | 0 | 0 | 0 | 0
489 | 21 | 1 | 21 | 4285.7143 | 2000 | 238.0952 | 1571.4286 | 165.2089 | 8260.447 | #DIV/0! |  | #DIV/0! | 18 | 0 | 0 | 0 | 0 | 0 | 0 |  | 8260.447 | 49.4046 | 30.0303 | 49.4046 | 6.253 | 21893.9244 | 21894.8714 | 8254.1941 | 35.0303 | 35.0318 | 35.0303 | 35 | 1 | 1 | 0 | 7.2 | 1 | 7.2 | 8254.1941 | 18 | 0 | 0 | 0 | 0 | 0 | 0 | 0 | 0 | 0 | 0 | 0 | 0 | 0
490 | 21 | 1 | 21 | 4285.7143 | 0 | 238.0952 | 1571.4286 | 124.3926 | 6219.6307 | #DIV/0! |  | #DIV/0! | 18 | 0 | 0 | 0 | 0 | 0 | 0 |  | 6219.6307 | 37.1987 | 30.0318 | 37.1987 | 4.9437 | 21894.8714 | 21897.1277 | 6214.687 | 35.0318 | 35.0354 | 35.0318 | 35 | 1 | 1 | 0 | 7.2 | 1 | 7.2 | 6214.687 | 18 | 0 | 0 | 0 | 0 | 0 | 0 | 0 | 0 | 0 | 0 | 0 | 0 | 0
491 | 21 | 1 | 21 | 4285.7143 | 0 | 238.0952 | 1571.4286 | 124.3926 | 6219.6307 | #DIV/0! |  | #DIV/0! | 18 | 0 | 0 | 0 | 0 | 0 | 0 |  | 6219.6307 | 37.1987 | 30.0354 | 37.1987 | 5.505 | 21897.1277 | 21898.8227 | 6214.1257 | 35.0354 | 35.0381 | 35.0354 | 35 | 1 | 1 | 0 | 7.2 | 1 | 7.2 | 6214.1257 | 18 | 0 | 0 | 0 | 0 | 0 | 0 | 0 | 0 | 0 | 0 | 0 | 0 | 0
492 | 21 | 1 | 21 | 4285.7143 | 0 | 238.0952 | 1571.4286 | 124.3926 | 6219.6307 | #DIV/0! |  | #DIV/0! | 18 | 0 | 0 | 0 | 0 | 0 | 0 |  | 6219.6307 | 37.1987 | 30.0381 | 37.1987 | 5.9267 | 21898.8227 | 21900.0959 | 6213.704 | 35.0381 | 35.0402 | 35.0381 | 35 | 1 | 1 | 0 | 7.2 | 1 | 7.2 | 6213.704 | 18 | 0 | 0 | 0 | 0 | 0 | 0 | 0 | 0 | 0 | 0 | 0 | 0 | 0
493 | 21 | 1 | 21 | 4285.7143 | 0 | 238.0952 | 1571.4286 | 124.3926 | 6219.6307 | #DIV/0! |  | #DIV/0! | 18 | 0 | 0 | 0 | 0 | 0 | 0 |  | 6219.6307 | 37.1987 | 30.0402 | 37.1987 | 6.2435 | 21900.0959 | 21901.0524 | 6213.3872 | 35.0402 | 35.0417 | 35.0402 | 35 | 1 | 1 | 0 | 7.2 | 1 | 7.2 | 6213.3872 | 18 | 0 | 0 | 0 | 0 | 0 | 0 | 0 | 0 | 0 | 0 | 0 | 0 | 0
494 | 21 | 1 | 21 | 4285.7143 | 0 | 238.0952 | 1571.4286 | 124.3926 | 6219.6307 | #DIV/0! |  | #DIV/0! | 18 | 0 | 0 | 0 | 0 | 0 | 0 |  | 6219.6307 | 37.1987 | 30.0417 | 37.1987 | 6.4815 | 21901.0524 | 21901.771 | 6213.1492 | 35.0417 | 35.0428 | 35.0417 | 35 | 1 | 1 | 0 | 7.2 | 1 | 7.2 | 6213.1492 | 18 | 0 | 0 | 0 | 0 | 0 | 0 | 0 | 0 | 0 | 0 | 0 | 0 | 0
495 | 21 | 1 | 21 | 4285.7143 | 0 | 238.0952 | 1571.4286 | 124.3926 | 6219.6307 | #DIV/0! |  | #DIV/0! | 18 | 0 | 0 | 0 | 0 | 0 | 0 |  | 6219.6307 | 37.1987 | 30.0428 | 37.1987 | 6.6602 | 21901.771 | 21902.3108 | 6212.9705 | 35.0428 | 35.0437 | 35.0428 | 35 | 1 | 1 | 0 | 7.2 | 1 | 7.2 | 6212.9705 | 18 | 0 | 0 | 0 | 0 | 0 | 0 | 0 | 0 | 0 | 0 | 0 | 0 | 0
496 | 21 | 1 | 21 | 4285.7143 | 0 | 238.0952 | 1571.4286 | 124.3926 | 6219.6307 | #DIV/0! |  | #DIV/0! | 18 | 0 | 0 | 0 | 0 | 0 | 0 |  | 6219.6307 | 37.1987 | 30.0437 | 37.1987 | 6.7945 | 21902.3108 | 21902.7162 | 6212.8362 | 35.0437 | 35.0443 | 35.0437 | 35 | 1 | 1 | 0 | 7.2 | 1 | 7.2 | 6212.8362 | 18 | 0 | 0 | 0 | 0 | 0 | 0 | 0 | 0 | 0 | 0 | 0 | 0 | 0
497 | 21 | 1 | 21 | 4285.7143 | 0 | 238.0952 | 0 | 92.3226 | 4616.1322 | #DIV/0! |  | #DIV/0! | 18 | 0 | 0 | 0 | 0 | 0 | 0 |  | 4616.1322 | 27.6084 | 30.0443 | 27.6084 | 5.1177 | 21902.7162 | 21904.7986 | 4611.0145 | 35.0443 | 35.0477 | 35.0443 | 35 | 1 | 1 | 0 | 7.2 | 1 | 7.2 | 4611.0145 | 18 | 0 | 0 | 0 | 0 | 0 | 0 | 0 | 0 | 0 | 0 | 0 | 0 | 0
498 | 21 | 1 | 21 | 4285.7143 | 2500 | 238.0952 | 0 | 143.3431 | 7167.1526 | #DIV/0! |  | #DIV/0! | 18 | 0 | 0 | 0 | 0 | 0 | 0 |  | 7167.1526 | 42.8657 | 30.0477 | 42.8657 | 8.5428 | 21904.7986 | 21903.4557 | 7158.6097 | 35.0477 | 35.0455 | 35.0477 | 35 | 1 | 1 | 0 | 7.2 | 1 | 7.2 | 7158.6097 | 18 | 0 | 0 | 0 | 0 | 0 | 0 | 0 | 0 | 0 | 0 | 0 | 0 | 0
499 | 21 | 1 | 21 | 4285.7143 | 5000 | 238.0952 | 0 | 194.3635 | 9718.173 | #DIV/0! |  | #DIV/0! | 18 | 0 | 0 | 0 | 0 | 0 | 0 |  | 9718.173 | 58.123 | 30.0455 | 58.123 | 11.0615 | 21903.4557 | 21899.5942 | 9707.1115 | 35.0455 | 35.0394 | 35.0455 | 35 | 1 | 1 | 0 | 7.2 | 1 | 7.2 | 9707.1115 | 18 | 0 | 0 | 0 | 0 | 0 | 0 | 0 | 0 | 0 | 0 | 0 | 0 | 0
500 | 21 | 1 | 21 | 4285.7143 | 5000 | 238.0952 | 0 | 194.3635 | 9718.173 | #DIV/0! |  | #DIV/0! | 18 | 0 | 0 | 0 | 0 | 0 | 0 |  | 9718.173 | 58.123 | 30.0394 | 58.123 | 9.5604 | 21899.5942 | 21897.2338 | 9708.6125 | 35.0394 | 35.0356 | 35.0394 | 35 | 1 | 1 | 0 | 7.2 | 1 | 7.2 | 9708.6125 | 18 | 0 | 0 | 0 | 0 | 0 | 0 | 0 | 0 | 0 | 0 | 0 | 0 | 0
501 | 21 | 1 | 21 | 4285.7143 | 5000 | 238.0952 | 0 | 194.3635 | 9718.173 | #DIV/0! |  | #DIV/0! | 18 | 0 | 0 | 0 | 0 | 0 | 0 |  | 9718.173 | 58.123 | 30.0356 | 58.123 | 8.6429 | 21897.2338 | 21895.7909 | 9709.5301 | 35.0356 | 35.0333 | 35.0356 | 35 | 1 | 1 | 0 | 7.2 | 1 | 7.2 | 9709.5301 | 18 | 0 | 0 | 0 | 0 | 0 | 0 | 0 | 0 | 0 | 0 | 0 | 0 | 0
502 | 21 | 1 | 21 | 4285.7143 | 2500 | 238.0952 | 0 | 143.3431 | 7167.1526 | #DIV/0! |  | #DIV/0! | 18 | 0 | 0 | 0 | 0 | 0 | 0 |  | 7167.1526 | 42.8657 | 30.0333 | 42.8657 | 5.9605 | 21895.7909 | 21897.0304 | 7161.1921 | 35.0333 | 35.0352 | 35.0333 | 35 | 1 | 1 | 0 | 7.2 | 1 | 7.2 | 7161.1921 | 18 | 0 | 0 | 0 | 0 | 0 | 0 | 0 | 0 | 0 | 0 | 0 | 0 | 0
503 | 21 | 1 | 22 | 4285.7143 | 0 | 238.0952 | 0 | 92.3226 | 4616.1322 | #DIV/0! |  | #DIV/0! | 18 | 0 | 0 | 0 | 0 | 0 | 0 |  | 4616.1322 | 27.6084 | 30.0352 | 27.6084 | 4.0678 | 21897.0304 | 21900.1626 | 4612.0643 | 35.0352 | 35.0403 | 35.0352 | 35 | 1 | 1 | 0 | 7.2 | 1 | 7.2 | 4612.0643 | 18 | 0 | 0 | 0 | 0 | 0 | 0 | 0 | 0 | 0 | 0 | 0 | 0 | 0
504 | 22 | 1 | 22 | 4285.7143 | 0 | 238.0952 | 0 | 92.3226 | 4616.1322 | #DIV/0! |  | #DIV/0! | 18 | 0 | 0 | 0 | 0 | 0 | 0 |  | 4616.1322 | 27.6084 | 30.0403 | 27.6084 | 4.6462 | 21900.1626 | 21902.7165 | 4611.486 | 35.0403 | 35.0443 | 35.0403 | 35 | 1 | 1 | 0 | 7.2 | 1 | 7.2 | 4611.486 | 18 | 0 | 0 | 0 | 0 | 0 | 0 | 0 | 0 | 0 | 0 | 0 | 0 | 0
505 | 22 | 1 | 22 | 4285.7143 | 0 | 238.0952 | 0 | 92.3226 | 4616.1322 | #DIV/0! |  | #DIV/0! | 18 | 0 | 0 | 0 | 0 | 0 | 0 |  | 4616.1322 | 27.6084 | 30.0443 | 27.6084 | 5.1177 | 21902.7165 | 21904.7988 | 4611.0145 | 35.0443 | 35.0477 | 35.0443 | 35 | 1 | 1 | 0 | 7.2 | 1 | 7.2 | 4611.0145 | 18 | 0 | 0 | 0 | 0 | 0 | 0 | 0 | 0 | 0 | 0 | 0 | 0 | 0
506 | 22 | 1 | 22 | 4285.7143 | 0 | 238.0952 | 0 | 92.3226 | 4616.1322 | #DIV/0! |  | #DIV/0! | 18 | 0 | 0 | 0 | 0 | 0 | 0 |  | 4616.1322 | 27.6084 | 30.0477 | 27.6084 | 5.5022 | 21904.7988 | 21906.4966 | 4610.63 | 35.0477 | 35.0504 | 35.0477 | 35 | 1 | 1 | 0 | 7.2 | 1 | 7.2 | 4610.63 | 18 | 0 | 0 | 0 | 0 | 0 | 0 | 0 | 0 | 0 | 0 | 0 | 0 | 0
507 | 22 | 1 | 22 | 4285.7143 | 0 | 238.0952 | 0 | 92.3226 | 4616.1322 | #DIV/0! |  | #DIV/0! | 18 | 0 | 0 | 0 | 0 | 0 | 0 |  | 4616.1322 | 27.6084 | 30.0504 | 27.6084 | 5.8157 | 21906.4966 | 21907.8809 | 4610.3165 | 35.0504 | 35.0526 | 35.0504 | 35 | 1 | 1 | 0 | 7.2 | 1 | 7.2 | 4610.3165 | 18 | 0 | 0 | 0 | 0 | 0 | 0 | 0 | 0 | 0 | 0 | 0 | 0 | 0
508 | 22 | 1 | 22 | 4285.7143 | 0 | 238.0952 | 0 | 92.3226 | 4616.1322 | #DIV/0! |  | #DIV/0! | 18 | 0 | 0 | 0 | 0 | 0 | 0 |  | 4616.1322 | 27.6084 | 30.0526 | 27.6084 | 6.0713 | 21907.8809 | 21909.0096 | 4610.0609 | 35.0526 | 35.0544 | 35.0526 | 35 | 1 | 1 | 0 | 7.2 | 1 | 7.2 | 4610.0609 | 18 | 0 | 0 | 0 | 0 | 0 | 0 | 0 | 0 | 0 | 0 | 0 | 0 | 0
509 | 22 | 1 | 22 | 4285.7143 | 3000 | 238.0952 | 0 | 153.5471 | 7677.3567 | #DIV/0! |  | #DIV/0! | 18 | 0 | 0 | 0 | 0 | 0 | 0 |  | 7677.3567 | 45.9172 | 30.0544 | 45.9172 | 10.4441 | 21909.0096 | 21905.7654 | 7666.9125 | 35.0544 | 35.0492 | 35.0544 | 35 | 1 | 1 | 0 | 7.2 | 1 | 7.2 | 7666.9125 | 18 | 0 | 0 | 0 | 0 | 0 | 0 | 0 | 0 | 0 | 0 | 0 | 0 | 0
510 | 22 | 1 | 22 | 4285.7143 | 5000 | 238.0952 | 0 | 194.3635 | 9718.173 | #DIV/0! |  | #DIV/0! | 18 | 0 | 0 | 0 | 0 | 0 | 0 |  | 9718.173 | 58.123 | 30.0492 | 58.123 | 11.9593 | 21905.7654 | 21901.0061 | 9706.2136 | 35.0492 | 35.0416 | 35.0492 | 35 | 1 | 1 | 0 | 7.2 | 1 | 7.2 | 9706.2136 | 18 | 0 | 0 | 0 | 0 | 0 | 0 | 0 | 0 | 0 | 0 | 0 | 0 | 0
511 | 22 | 1 | 22 | 4285.7143 | 5000 | 238.0952 | 1571.4286 | 226.4334 | 11321.6715 | #DIV/0! |  | #DIV/0! | 18 | 0 | 0 | 0 | 0 | 0 | 0 |  | 11321.6715 | 67.7133 | 30.0416 | 67.7133 | 11.7773 | 21901.0061 | 21896.4288 | 11309.8942 | 35.0416 | 35.0343 | 35.0416 | 35 | 1 | 1 | 0 | 7.2 | 1 | 7.2 | 11309.8942 | 18 | 0 | 0 | 0 | 0 | 0 | 0 | 0 | 0 | 0 | 0 | 0 | 0 | 0
512 | 22 | 1 | 22 | 4285.7143 | 5000 | 238.0952 | 1571.4286 | 226.4334 | 11321.6715 | #DIV/0! |  | #DIV/0! | 18 | 0 | 0 | 0 | 0 | 0 | 0 |  | 11321.6715 | 67.7133 | 30.0343 | 67.7133 | 9.7044 | 21896.4288 | 21893.9244 | 11311.9671 | 35.0343 | 35.0303 | 35.0343 | 35 | 1 | 1 | 0 | 7.2 | 1 | 7.2 | 11311.9671 | 18 | 0 | 0 | 0 | 0 | 0 | 0 | 0 | 0 | 0 | 0 | 0 | 0 | 0
513 | 22 | 1 | 22 | 4285.7143 | 2000 | 238.0952 | 1571.4286 | 165.2089 | 8260.447 | #DIV/0! |  | #DIV/0! | 18 | 0 | 0 | 0 | 0 | 0 | 0 |  | 8260.447 | 49.4046 | 30.0303 | 49.4046 | 6.253 | 21893.9244 | 21894.8714 | 8254.1941 | 35.0303 | 35.0318 | 35.0303 | 35 | 1 | 1 | 0 | 7.2 | 1 | 7.2 | 8254.1941 | 18 | 0 | 0 | 0 | 0 | 0 | 0 | 0 | 0 | 0 | 0 | 0 | 0 | 0
514 | 22 | 1 | 22 | 4285.7143 | 0 | 238.0952 | 1571.4286 | 124.3926 | 6219.6307 | #DIV/0! |  | #DIV/0! | 18 | 0 | 0 | 0 | 0 | 0 | 0 |  | 6219.6307 | 37.1987 | 30.0318 | 37.1987 | 4.9437 | 21894.8714 | 21897.1277 | 6214.687 | 35.0318 | 35.0354 | 35.0318 | 35 | 1 | 1 | 0 | 7.2 | 1 | 7.2 | 6214.687 | 18 | 0 | 0 | 0 | 0 | 0 | 0 | 0 | 0 | 0 | 0 | 0 | 0 | 0
515 | 22 | 1 | 22 | 4285.7143 | 0 | 238.0952 | 1571.4286 | 124.3926 | 6219.6307 | #DIV/0! |  | #DIV/0! | 18 | 0 | 0 | 0 | 0 | 0 | 0 |  | 6219.6307 | 37.1987 | 30.0354 | 37.1987 | 5.505 | 21897.1277 | 21898.8227 | 6214.1257 | 35.0354 | 35.0381 | 35.0354 | 35 | 1 | 1 | 0 | 7.2 | 1 | 7.2 | 6214.1257 | 18 | 0 | 0 | 0 | 0 | 0 | 0 | 0 | 0 | 0 | 0 | 0 | 0 | 0
516 | 22 | 1 | 22 | 4285.7143 | 0 | 238.0952 | 1571.4286 | 124.3926 | 6219.6307 | #DIV/0! |  | #DIV/0! | 18 | 0 | 0 | 0 | 0 | 0 | 0 |  | 6219.6307 | 37.1987 | 30.0381 | 37.1987 | 5.9267 | 21898.8227 | 21900.0959 | 6213.704 | 35.0381 | 35.0402 | 35.0381 | 35 | 1 | 1 | 0 | 7.2 | 1 | 7.2 | 6213.704 | 18 | 0 | 0 | 0 | 0 | 0 | 0 | 0 | 0 | 0 | 0 | 0 | 0 | 0
517 | 22 | 1 | 22 | 4285.7143 | 0 | 238.0952 | 1571.4286 | 124.3926 | 6219.6307 | #DIV/0! |  | #DIV/0! | 18 | 0 | 0 | 0 | 0 | 0 | 0 |  | 6219.6307 | 37.1987 | 30.0402 | 37.1987 | 6.2435 | 21900.0959 | 21901.0524 | 6213.3872 | 35.0402 | 35.0417 | 35.0402 | 35 | 1 | 1 | 0 | 7.2 | 1 | 7.2 | 6213.3872 | 18 | 0 | 0 | 0 | 0 | 0 | 0 | 0 | 0 | 0 | 0 | 0 | 0 | 0
518 | 22 | 1 | 22 | 4285.7143 | 0 | 238.0952 | 1571.4286 | 124.3926 | 6219.6307 | #DIV/0! |  | #DIV/0! | 18 | 0 | 0 | 0 | 0 | 0 | 0 |  | 6219.6307 | 37.1987 | 30.0417 | 37.1987 | 6.4815 | 21901.0524 | 21901.771 | 6213.1492 | 35.0417 | 35.0428 | 35.0417 | 35 | 1 | 1 | 0 | 7.2 | 1 | 7.2 | 6213.1492 | 18 | 0 | 0 | 0 | 0 | 0 | 0 | 0 | 0 | 0 | 0 | 0 | 0 | 0
519 | 22 | 1 | 22 | 4285.7143 | 0 | 238.0952 | 1571.4286 | 124.3926 | 6219.6307 | #DIV/0! |  | #DIV/0! | 18 | 0 | 0 | 0 | 0 | 0 | 0 |  | 6219.6307 | 37.1987 | 30.0428 | 37.1987 | 6.6602 | 21901.771 | 21902.3108 | 6212.9705 | 35.0428 | 35.0437 | 35.0428 | 35 | 1 | 1 | 0 | 7.2 | 1 | 7.2 | 6212.9705 | 18 | 0 | 0 | 0 | 0 | 0 | 0 | 0 | 0 | 0 | 0 | 0 | 0 | 0
520 | 22 | 1 | 22 | 4285.7143 | 0 | 238.0952 | 1571.4286 | 124.3926 | 6219.6307 | #DIV/0! |  | #DIV/0! | 18 | 0 | 0 | 0 | 0 | 0 | 0 |  | 6219.6307 | 37.1987 | 30.0437 | 37.1987 | 6.7945 | 21902.3108 | 21902.7162 | 6212.8362 | 35.0437 | 35.0443 | 35.0437 | 35 | 1 | 1 | 0 | 7.2 | 1 | 7.2 | 6212.8362 | 18 | 0 | 0 | 0 | 0 | 0 | 0 | 0 | 0 | 0 | 0 | 0 | 0 | 0
521 | 22 | 1 | 22 | 4285.7143 | 0 | 238.0952 | 0 | 92.3226 | 4616.1322 | #DIV/0! |  | #DIV/0! | 18 | 0 | 0 | 0 | 0 | 0 | 0 |  | 4616.1322 | 27.6084 | 30.0443 | 27.6084 | 5.1177 | 21902.7162 | 21904.7986 | 4611.0145 | 35.0443 | 35.0477 | 35.0443 | 35 | 1 | 1 | 0 | 7.2 | 1 | 7.2 | 4611.0145 | 18 | 0 | 0 | 0 | 0 | 0 | 0 | 0 | 0 | 0 | 0 | 0 | 0 | 0
522 | 22 | 1 | 22 | 4285.7143 | 2500 | 238.0952 | 0 | 143.3431 | 7167.1526 | #DIV/0! |  | #DIV/0! | 18 | 0 | 0 | 0 | 0 | 0 | 0 |  | 7167.1526 | 42.8657 | 30.0477 | 42.8657 | 8.5428 | 21904.7986 | 21903.4557 | 7158.6097 | 35.0477 | 35.0455 | 35.0477 | 35 | 1 | 1 | 0 | 7.2 | 1 | 7.2 | 7158.6097 | 18 | 0 | 0 | 0 | 0 | 0 | 0 | 0 | 0 | 0 | 0 | 0 | 0 | 0
523 | 22 | 1 | 22 | 4285.7143 | 5000 | 238.0952 | 0 | 194.3635 | 9718.173 | #DIV/0! |  | #DIV/0! | 18 | 0 | 0 | 0 | 0 | 0 | 0 |  | 9718.173 | 58.123 | 30.0455 | 58.123 | 11.0615 | 21903.4557 | 21899.5942 | 9707.1115 | 35.0455 | 35.0394 | 35.0455 | 35 | 1 | 1 | 0 | 7.2 | 1 | 7.2 | 9707.1115 | 18 | 0 | 0 | 0 | 0 | 0 | 0 | 0 | 0 | 0 | 0 | 0 | 0 | 0
524 | 22 | 1 | 22 | 4285.7143 | 5000 | 238.0952 | 0 | 194.3635 | 9718.173 | #DIV/0! |  | #DIV/0! | 18 | 0 | 0 | 0 | 0 | 0 | 0 |  | 9718.173 | 58.123 | 30.0394 | 58.123 | 9.5604 | 21899.5942 | 21897.2338 | 9708.6125 | 35.0394 | 35.0356 | 35.0394 | 35 | 1 | 1 | 0 | 7.2 | 1 | 7.2 | 9708.6125 | 18 | 0 | 0 | 0 | 0 | 0 | 0 | 0 | 0 | 0 | 0 | 0 | 0 | 0
525 | 22 | 1 | 22 | 4285.7143 | 5000 | 238.0952 | 0 | 194.3635 | 9718.173 | #DIV/0! |  | #DIV/0! | 18 | 0 | 0 | 0 | 0 | 0 | 0 |  | 9718.173 | 58.123 | 30.0356 | 58.123 | 8.6429 | 21897.2338 | 21895.7909 | 9709.5301 | 35.0356 | 35.0333 | 35.0356 | 35 | 1 | 1 | 0 | 7.2 | 1 | 7.2 | 9709.5301 | 18 | 0 | 0 | 0 | 0 | 0 | 0 | 0 | 0 | 0 | 0 | 0 | 0 | 0
526 | 22 | 1 | 22 | 4285.7143 | 2500 | 238.0952 | 0 | 143.3431 | 7167.1526 | #DIV/0! |  | #DIV/0! | 18 | 0 | 0 | 0 | 0 | 0 | 0 |  | 7167.1526 | 42.8657 | 30.0333 | 42.8657 | 5.9605 | 21895.7909 | 21897.0304 | 7161.1921 | 35.0333 | 35.0352 | 35.0333 | 35 | 1 | 1 | 0 | 7.2 | 1 | 7.2 | 7161.1921 | 18 | 0 | 0 | 0 | 0 | 0 | 0 | 0 | 0 | 0 | 0 | 0 | 0 | 0
527 | 22 | 1 | 23 | 4285.7143 | 0 | 238.0952 | 0 | 92.3226 | 4616.1322 | #DIV/0! |  | #DIV/0! | 18 | 0 | 0 | 0 | 0 | 0 | 0 |  | 4616.1322 | 27.6084 | 30.0352 | 27.6084 | 4.0678 | 21897.0304 | 21900.1626 | 4612.0643 | 35.0352 | 35.0403 | 35.0352 | 35 | 1 | 1 | 0 | 7.2 | 1 | 7.2 | 4612.0643 | 18 | 0 | 0 | 0 | 0 | 0 | 0 | 0 | 0 | 0 | 0 | 0 | 0 | 0
528 | 23 | 1 | 23 | 4285.7143 | 0 | 238.0952 | 0 | 92.3226 | 4616.1322 | #DIV/0! |  | #DIV/0! | 18 | 0 | 0 | 0 | 0 | 0 | 0 |  | 4616.1322 | 27.6084 | 30.0403 | 27.6084 | 4.6462 | 21900.1626 | 21902.7165 | 4611.486 | 35.0403 | 35.0443 | 35.0403 | 35 | 1 | 1 | 0 | 7.2 | 1 | 7.2 | 4611.486 | 18 | 0 | 0 | 0 | 0 | 0 | 0 | 0 | 0 | 0 | 0 | 0 | 0 | 0
529 | 23 | 1 | 23 | 4285.7143 | 0 | 238.0952 | 0 | 92.3226 | 4616.1322 | #DIV/0! |  | #DIV/0! | 18 | 0 | 0 | 0 | 0 | 0 | 0 |  | 4616.1322 | 27.6084 | 30.0443 | 27.6084 | 5.1177 | 21902.7165 | 21904.7988 | 4611.0145 | 35.0443 | 35.0477 | 35.0443 | 35 | 1 | 1 | 0 | 7.2 | 1 | 7.2 | 4611.0145 | 18 | 0 | 0 | 0 | 0 | 0 | 0 | 0 | 0 | 0 | 0 | 0 | 0 | 0
530 | 23 | 1 | 23 | 4285.7143 | 0 | 238.0952 | 0 | 92.3226 | 4616.1322 | #DIV/0! |  | #DIV/0! | 18 | 0 | 0 | 0 | 0 | 0 | 0 |  | 4616.1322 | 27.6084 | 30.0477 | 27.6084 | 5.5022 | 21904.7988 | 21906.4966 | 4610.63 | 35.0477 | 35.0504 | 35.0477 | 35 | 1 | 1 | 0 | 7.2 | 1 | 7.2 | 4610.63 | 18 | 0 | 0 | 0 | 0 | 0 | 0 | 0 | 0 | 0 | 0 | 0 | 0 | 0
531 | 23 | 1 | 23 | 4285.7143 | 0 | 238.0952 | 0 | 92.3226 | 4616.1322 | #DIV/0! |  | #DIV/0! | 18 | 0 | 0 | 0 | 0 | 0 | 0 |  | 4616.1322 | 27.6084 | 30.0504 | 27.6084 | 5.8157 | 21906.4966 | 21907.8809 | 4610.3165 | 35.0504 | 35.0526 | 35.0504 | 35 | 1 | 1 | 0 | 7.2 | 1 | 7.2 | 4610.3165 | 18 | 0 | 0 | 0 | 0 | 0 | 0 | 0 | 0 | 0 | 0 | 0 | 0 | 0
532 | 23 | 1 | 23 | 4285.7143 | 0 | 238.0952 | 0 | 92.3226 | 4616.1322 | #DIV/0! |  | #DIV/0! | 18 | 0 | 0 | 0 | 0 | 0 | 0 |  | 4616.1322 | 27.6084 | 30.0526 | 27.6084 | 6.0713 | 21907.8809 | 21909.0096 | 4610.0609 | 35.0526 | 35.0544 | 35.0526 | 35 | 1 | 1 | 0 | 7.2 | 1 | 7.2 | 4610.0609 | 18 | 0 | 0 | 0 | 0 | 0 | 0 | 0 | 0 | 0 | 0 | 0 | 0 | 0
533 | 23 | 1 | 23 | 4285.7143 | 3000 | 238.0952 | 0 | 153.5471 | 7677.3567 | #DIV/0! |  | #DIV/0! | 18 | 0 | 0 | 0 | 0 | 0 | 0 |  | 7677.3567 | 45.9172 | 30.0544 | 45.9172 | 10.4441 | 21909.0096 | 21905.7654 | 7666.9125 | 35.0544 | 35.0492 | 35.0544 | 35 | 1 | 1 | 0 | 7.2 | 1 | 7.2 | 7666.9125 | 18 | 0 | 0 | 0 | 0 | 0 | 0 | 0 | 0 | 0 | 0 | 0 | 0 | 0
534 | 23 | 1 | 23 | 4285.7143 | 5000 | 238.0952 | 0 | 194.3635 | 9718.173 | #DIV/0! |  | #DIV/0! | 18 | 0 | 0 | 0 | 0 | 0 | 0 |  | 9718.173 | 58.123 | 30.0492 | 58.123 | 11.9593 | 21905.7654 | 21901.0061 | 9706.2136 | 35.0492 | 35.0416 | 35.0492 | 35 | 1 | 1 | 0 | 7.2 | 1 | 7.2 | 9706.2136 | 18 | 0 | 0 | 0 | 0 | 0 | 0 | 0 | 0 | 0 | 0 | 0 | 0 | 0
535 | 23 | 1 | 23 | 4285.7143 | 5000 | 238.0952 | 1571.4286 | 226.4334 | 11321.6715 | #DIV/0! |  | #DIV/0! | 18 | 0 | 0 | 0 | 0 | 0 | 0 |  | 11321.6715 | 67.7133 | 30.0416 | 67.7133 | 11.7773 | 21901.0061 | 21896.4288 | 11309.8942 | 35.0416 | 35.0343 | 35.0416 | 35 | 1 | 1 | 0 | 7.2 | 1 | 7.2 | 11309.8942 | 18 | 0 | 0 | 0 | 0 | 0 | 0 | 0 | 0 | 0 | 0 | 0 | 0 | 0
536 | 23 | 1 | 23 | 4285.7143 | 5000 | 238.0952 | 1571.4286 | 226.4334 | 11321.6715 | #DIV/0! |  | #DIV/0! | 18 | 0 | 0 | 0 | 0 | 0 | 0 |  | 11321.6715 | 67.7133 | 30.0343 | 67.7133 | 9.7044 | 21896.4288 | 21893.9244 | 11311.9671 | 35.0343 | 35.0303 | 35.0343 | 35 | 1 | 1 | 0 | 7.2 | 1 | 7.2 | 11311.9671 | 18 | 0 | 0 | 0 | 0 | 0 | 0 | 0 | 0 | 0 | 0 | 0 | 0 | 0
537 | 23 | 1 | 23 | 4285.7143 | 2000 | 238.0952 | 1571.4286 | 165.2089 | 8260.447 | #DIV/0! |  | #DIV/0! | 18 | 0 | 0 | 0 | 0 | 0 | 0 |  | 8260.447 | 49.4046 | 30.0303 | 49.4046 | 6.253 | 21893.9244 | 21894.8714 | 8254.1941 | 35.0303 | 35.0318 | 35.0303 | 35 | 1 | 1 | 0 | 7.2 | 1 | 7.2 | 8254.1941 | 18 | 0 | 0 | 0 | 0 | 0 | 0 | 0 | 0 | 0 | 0 | 0 | 0 | 0
538 | 23 | 1 | 23 | 4285.7143 | 0 | 238.0952 | 1571.4286 | 124.3926 | 6219.6307 | #DIV/0! |  | #DIV/0! | 18 | 0 | 0 | 0 | 0 | 0 | 0 |  | 6219.6307 | 37.1987 | 30.0318 | 37.1987 | 4.9437 | 21894.8714 | 21897.1277 | 6214.687 | 35.0318 | 35.0354 | 35.0318 | 35 | 1 | 1 | 0 | 7.2 | 1 | 7.2 | 6214.687 | 18 | 0 | 0 | 0 | 0 | 0 | 0 | 0 | 0 | 0 | 0 | 0 | 0 | 0
539 | 23 | 1 | 23 | 4285.7143 | 0 | 238.0952 | 1571.4286 | 124.3926 | 6219.6307 | #DIV/0! |  | #DIV/0! | 18 | 0 | 0 | 0 | 0 | 0 | 0 |  | 6219.6307 | 37.1987 | 30.0354 | 37.1987 | 5.505 | 21897.1277 | 21898.8227 | 6214.1257 | 35.0354 | 35.0381 | 35.0354 | 35 | 1 | 1 | 0 | 7.2 | 1 | 7.2 | 6214.1257 | 18 | 0 | 0 | 0 | 0 | 0 | 0 | 0 | 0 | 0 | 0 | 0 | 0 | 0
540 | 23 | 1 | 23 | 4285.7143 | 0 | 238.0952 | 1571.4286 | 124.3926 | 6219.6307 | #DIV/0! |  | #DIV/0! | 18 | 0 | 0 | 0 | 0 | 0 | 0 |  | 6219.6307 | 37.1987 | 30.0381 | 37.1987 | 5.9267 | 21898.8227 | 21900.0959 | 6213.704 | 35.0381 | 35.0402 | 35.0381 | 35 | 1 | 1 | 0 | 7.2 | 1 | 7.2 | 6213.704 | 18 | 0 | 0 | 0 | 0 | 0 | 0 | 0 | 0 | 0 | 0 | 0 | 0 | 0
541 | 23 | 1 | 23 | 4285.7143 | 0 | 238.0952 | 1571.4286 | 124.3926 | 6219.6307 | #DIV/0! |  | #DIV/0! | 18 | 0 | 0 | 0 | 0 | 0 | 0 |  | 6219.6307 | 37.1987 | 30.0402 | 37.1987 | 6.2435 | 21900.0959 | 21901.0524 | 6213.3872 | 35.0402 | 35.0417 | 35.0402 | 35 | 1 | 1 | 0 | 7.2 | 1 | 7.2 | 6213.3872 | 18 | 0 | 0 | 0 | 0 | 0 | 0 | 0 | 0 | 0 | 0 | 0 | 0 | 0
542 | 23 | 1 | 23 | 4285.7143 | 0 | 238.0952 | 1571.4286 | 124.3926 | 6219.6307 | #DIV/0! |  | #DIV/0! | 18 | 0 | 0 | 0 | 0 | 0 | 0 |  | 6219.6307 | 37.1987 | 30.0417 | 37.1987 | 6.4815 | 21901.0524 | 21901.771 | 6213.1492 | 35.0417 | 35.0428 | 35.0417 | 35 | 1 | 1 | 0 | 7.2 | 1 | 7.2 | 6213.1492 | 18 | 0 | 0 | 0 | 0 | 0 | 0 | 0 | 0 | 0 | 0 | 0 | 0 | 0
543 | 23 | 1 | 23 | 4285.7143 | 0 | 238.0952 | 1571.4286 | 124.3926 | 6219.6307 | #DIV/0! |  | #DIV/0! | 18 | 0 | 0 | 0 | 0 | 0 | 0 |  | 6219.6307 | 37.1987 | 30.0428 | 37.1987 | 6.6602 | 21901.771 | 21902.3108 | 6212.9705 | 35.0428 | 35.0437 | 35.0428 | 35 | 1 | 1 | 0 | 7.2 | 1 | 7.2 | 6212.9705 | 18 | 0 | 0 | 0 | 0 | 0 | 0 | 0 | 0 | 0 | 0 | 0 | 0 | 0
544 | 23 | 1 | 23 | 4285.7143 | 0 | 238.0952 | 1571.4286 | 124.3926 | 6219.6307 | #DIV/0! |  | #DIV/0! | 18 | 0 | 0 | 0 | 0 | 0 | 0 |  | 6219.6307 | 37.1987 | 30.0437 | 37.1987 | 6.7945 | 21902.3108 | 21902.7162 | 6212.8362 | 35.0437 | 35.0443 | 35.0437 | 35 | 1 | 1 | 0 | 7.2 | 1 | 7.2 | 6212.8362 | 18 | 0 | 0 | 0 | 0 | 0 | 0 | 0 | 0 | 0 | 0 | 0 | 0 | 0
545 | 23 | 1 | 23 | 4285.7143 | 0 | 238.0952 | 0 | 92.3226 | 4616.1322 | #DIV/0! |  | #DIV/0! | 18 | 0 | 0 | 0 | 0 | 0 | 0 |  | 4616.1322 | 27.6084 | 30.0443 | 27.6084 | 5.1177 | 21902.7162 | 21904.7986 | 4611.0145 | 35.0443 | 35.0477 | 35.0443 | 35 | 1 | 1 | 0 | 7.2 | 1 | 7.2 | 4611.0145 | 18 | 0 | 0 | 0 | 0 | 0 | 0 | 0 | 0 | 0 | 0 | 0 | 0 | 0
546 | 23 | 1 | 23 | 4285.7143 | 2500 | 238.0952 | 0 | 143.3431 | 7167.1526 | #DIV/0! |  | #DIV/0! | 18 | 0 | 0 | 0 | 0 | 0 | 0 |  | 7167.1526 | 42.8657 | 30.0477 | 42.8657 | 8.5428 | 21904.7986 | 21903.4557 | 7158.6097 | 35.0477 | 35.0455 | 35.0477 | 35 | 1 | 1 | 0 | 7.2 | 1 | 7.2 | 7158.6097 | 18 | 0 | 0 | 0 | 0 | 0 | 0 | 0 | 0 | 0 | 0 | 0 | 0 | 0
547 | 23 | 1 | 23 | 4285.7143 | 5000 | 238.0952 | 0 | 194.3635 | 9718.173 | #DIV/0! |  | #DIV/0! | 18 | 0 | 0 | 0 | 0 | 0 | 0 |  | 9718.173 | 58.123 | 30.0455 | 58.123 | 11.0615 | 21903.4557 | 21899.5942 | 9707.1115 | 35.0455 | 35.0394 | 35.0455 | 35 | 1 | 1 | 0 | 7.2 | 1 | 7.2 | 9707.1115 | 18 | 0 | 0 | 0 | 0 | 0 | 0 | 0 | 0 | 0 | 0 | 0 | 0 | 0
548 | 23 | 1 | 23 | 4285.7143 | 5000 | 238.0952 | 0 | 194.3635 | 9718.173 | #DIV/0! |  | #DIV/0! | 18 | 0 | 0 | 0 | 0 | 0 | 0 |  | 9718.173 | 58.123 | 30.0394 | 58.123 | 9.5604 | 21899.5942 | 21897.2338 | 9708.6125 | 35.0394 | 35.0356 | 35.0394 | 35 | 1 | 1 | 0 | 7.2 | 1 | 7.2 | 9708.6125 | 18 | 0 | 0 | 0 | 0 | 0 | 0 | 0 | 0 | 0 | 0 | 0 | 0 | 0
549 | 23 | 1 | 23 | 4285.7143 | 5000 | 238.0952 | 0 | 194.3635 | 9718.173 | #DIV/0! |  | #DIV/0! | 18 | 0 | 0 | 0 | 0 | 0 | 0 |  | 9718.173 | 58.123 | 30.0356 | 58.123 | 8.6429 | 21897.2338 | 21895.7909 | 9709.5301 | 35.0356 | 35.0333 | 35.0356 | 35 | 1 | 1 | 0 | 7.2 | 1 | 7.2 | 9709.5301 | 18 | 0 | 0 | 0 | 0 | 0 | 0 | 0 | 0 | 0 | 0 | 0 | 0 | 0
550 | 23 | 1 | 23 | 4285.7143 | 2500 | 238.0952 | 0 | 143.3431 | 7167.1526 | #DIV/0! |  | #DIV/0! | 18 | 0 | 0 | 0 | 0 | 0 | 0 |  | 7167.1526 | 42.8657 | 30.0333 | 42.8657 | 5.9605 | 21895.7909 | 21897.0304 | 7161.1921 | 35.0333 | 35.0352 | 35.0333 | 35 | 1 | 1 | 0 | 7.2 | 1 | 7.2 | 7161.1921 | 18 | 0 | 0 | 0 | 0 | 0 | 0 | 0 | 0 | 0 | 0 | 0 | 0 | 0
551 | 23 | 1 | 24 | 4285.7143 | 0 | 238.0952 | 0 | 92.3226 | 4616.1322 | #DIV/0! |  | #DIV/0! | 18 | 0 | 0 | 0 | 0 | 0 | 0 |  | 4616.1322 | 27.6084 | 30.0352 | 27.6084 | 4.0678 | 21897.0304 | 21900.1626 | 4612.0643 | 35.0352 | 35.0403 | 35.0352 | 35 | 1 | 1 | 0 | 7.2 | 1 | 7.2 | 4612.0643 | 18 | 0 | 0 | 0 | 0 | 0 | 0 | 0 | 0 | 0 | 0 | 0 | 0 | 0
552 | 24 | 1 | 24 | 4285.7143 | 0 | 238.0952 | 0 | 92.3226 | 4616.1322 | #DIV/0! |  | #DIV/0! | 18 | 0 | 0 | 0 | 0 | 0 | 0 |  | 4616.1322 | 27.6084 | 30.0403 | 27.6084 | 4.6462 | 21900.1626 | 21902.7165 | 4611.486 | 35.0403 | 35.0443 | 35.0403 | 35 | 1 | 1 | 0 | 7.2 | 1 | 7.2 | 4611.486 | 18 | 0 | 0 | 0 | 0 | 0 | 0 | 0 | 0 | 0 | 0 | 0 | 0 | 0
553 | 24 | 1 | 24 | 4285.7143 | 0 | 238.0952 | 0 | 92.3226 | 4616.1322 | #DIV/0! |  | #DIV/0! | 18 | 0 | 0 | 0 | 0 | 0 | 0 |  | 4616.1322 | 27.6084 | 30.0443 | 27.6084 | 5.1177 | 21902.7165 | 21904.7988 | 4611.0145 | 35.0443 | 35.0477 | 35.0443 | 35 | 1 | 1 | 0 | 7.2 | 1 | 7.2 | 4611.0145 | 18 | 0 | 0 | 0 | 0 | 0 | 0 | 0 | 0 | 0 | 0 | 0 | 0 | 0
554 | 24 | 1 | 24 | 4285.7143 | 0 | 238.0952 | 0 | 92.3226 | 4616.1322 | #DIV/0! |  | #DIV/0! | 18 | 0 | 0 | 0 | 0 | 0 | 0 |  | 4616.1322 | 27.6084 | 30.0477 | 27.6084 | 5.5022 | 21904.7988 | 21906.4966 | 4610.63 | 35.0477 | 35.0504 | 35.0477 | 35 | 1 | 1 | 0 | 7.2 | 1 | 7.2 | 4610.63 | 18 | 0 | 0 | 0 | 0 | 0 | 0 | 0 | 0 | 0 | 0 | 0 | 0 | 0
555 | 24 | 1 | 24 | 4285.7143 | 0 | 238.0952 | 0 | 92.3226 | 4616.1322 | #DIV/0! |  | #DIV/0! | 18 | 0 | 0 | 0 | 0 | 0 | 0 |  | 4616.1322 | 27.6084 | 30.0504 | 27.6084 | 5.8157 | 21906.4966 | 21907.8809 | 4610.3165 | 35.0504 | 35.0526 | 35.0504 | 35 | 1 | 1 | 0 | 7.2 | 1 | 7.2 | 4610.3165 | 18 | 0 | 0 | 0 | 0 | 0 | 0 | 0 | 0 | 0 | 0 | 0 | 0 | 0
556 | 24 | 1 | 24 | 4285.7143 | 0 | 238.0952 | 0 | 92.3226 | 4616.1322 | #DIV/0! |  | #DIV/0! | 18 | 0 | 0 | 0 | 0 | 0 | 0 |  | 4616.1322 | 27.6084 | 30.0526 | 27.6084 | 6.0713 | 21907.8809 | 21909.0096 | 4610.0609 | 35.0526 | 35.0544 | 35.0526 | 35 | 1 | 1 | 0 | 7.2 | 1 | 7.2 | 4610.0609 | 18 | 0 | 0 | 0 | 0 | 0 | 0 | 0 | 0 | 0 | 0 | 0 | 0 | 0
557 | 24 | 1 | 24 | 4285.7143 | 3000 | 238.0952 | 0 | 153.5471 | 7677.3567 | #DIV/0! |  | #DIV/0! | 18 | 0 | 0 | 0 | 0 | 0 | 0 |  | 7677.3567 | 45.9172 | 30.0544 | 45.9172 | 10.4441 | 21909.0096 | 21905.7654 | 7666.9125 | 35.0544 | 35.0492 | 35.0544 | 35 | 1 | 1 | 0 | 7.2 | 1 | 7.2 | 7666.9125 | 18 | 0 | 0 | 0 | 0 | 0 | 0 | 0 | 0 | 0 | 0 | 0 | 0 | 0
558 | 24 | 1 | 24 | 4285.7143 | 5000 | 238.0952 | 0 | 194.3635 | 9718.173 | #DIV/0! |  | #DIV/0! | 18 | 0 | 0 | 0 | 0 | 0 | 0 |  | 9718.173 | 58.123 | 30.0492 | 58.123 | 11.9593 | 21905.7654 | 21901.0061 | 9706.2136 | 35.0492 | 35.0416 | 35.0492 | 35 | 1 | 1 | 0 | 7.2 | 1 | 7.2 | 9706.2136 | 18 | 0 | 0 | 0 | 0 | 0 | 0 | 0 | 0 | 0 | 0 | 0 | 0 | 0
559 | 24 | 1 | 24 | 4285.7143 | 5000 | 238.0952 | 1571.4286 | 226.4334 | 11321.6715 | #DIV/0! |  | #DIV/0! | 18 | 0 | 0 | 0 | 0 | 0 | 0 |  | 11321.6715 | 67.7133 | 30.0416 | 67.7133 | 11.7773 | 21901.0061 | 21896.4288 | 11309.8942 | 35.0416 | 35.0343 | 35.0416 | 35 | 1 | 1 | 0 | 7.2 | 1 | 7.2 | 11309.8942 | 18 | 0 | 0 | 0 | 0 | 0 | 0 | 0 | 0 | 0 | 0 | 0 | 0 | 0
560 | 24 | 1 | 24 | 4285.7143 | 5000 | 238.0952 | 1571.4286 | 226.4334 | 11321.6715 | #DIV/0! |  | #DIV/0! | 18 | 0 | 0 | 0 | 0 | 0 | 0 |  | 11321.6715 | 67.7133 | 30.0343 | 67.7133 | 9.7044 | 21896.4288 | 21893.9244 | 11311.9671 | 35.0343 | 35.0303 | 35.0343 | 35 | 1 | 1 | 0 | 7.2 | 1 | 7.2 | 11311.9671 | 18 | 0 | 0 | 0 | 0 | 0 | 0 | 0 | 0 | 0 | 0 | 0 | 0 | 0
561 | 24 | 1 | 24 | 4285.7143 | 2000 | 238.0952 | 1571.4286 | 165.2089 | 8260.447 | #DIV/0! |  | #DIV/0! | 18 | 0 | 0 | 0 | 0 | 0 | 0 |  | 8260.447 | 49.4046 | 30.0303 | 49.4046 | 6.253 | 21893.9244 | 21894.8714 | 8254.1941 | 35.0303 | 35.0318 | 35.0303 | 35 | 1 | 1 | 0 | 7.2 | 1 | 7.2 | 8254.1941 | 18 | 0 | 0 | 0 | 0 | 0 | 0 | 0 | 0 | 0 | 0 | 0 | 0 | 0
562 | 24 | 1 | 24 | 4285.7143 | 0 | 238.0952 | 1571.4286 | 124.3926 | 6219.6307 | #DIV/0! |  | #DIV/0! | 18 | 0 | 0 | 0 | 0 | 0 | 0 |  | 6219.6307 | 37.1987 | 30.0318 | 37.1987 | 4.9437 | 21894.8714 | 21897.1277 | 6214.687 | 35.0318 | 35.0354 | 35.0318 | 35 | 1 | 1 | 0 | 7.2 | 1 | 7.2 | 6214.687 | 18 | 0 | 0 | 0 | 0 | 0 | 0 | 0 | 0 | 0 | 0 | 0 | 0 | 0
563 | 24 | 1 | 24 | 4285.7143 | 0 | 238.0952 | 1571.4286 | 124.3926 | 6219.6307 | #DIV/0! |  | #DIV/0! | 18 | 0 | 0 | 0 | 0 | 0 | 0 |  | 6219.6307 | 37.1987 | 30.0354 | 37.1987 | 5.505 | 21897.1277 | 21898.8227 | 6214.1257 | 35.0354 | 35.0381 | 35.0354 | 35 | 1 | 1 | 0 | 7.2 | 1 | 7.2 | 6214.1257 | 18 | 0 | 0 | 0 | 0 | 0 | 0 | 0 | 0 | 0 | 0 | 0 | 0 | 0
564 | 24 | 1 | 24 | 4285.7143 | 0 | 238.0952 | 1571.4286 | 124.3926 | 6219.6307 | #DIV/0! |  | #DIV/0! | 18 | 0 | 0 | 0 | 0 | 0 | 0 |  | 6219.6307 | 37.1987 | 30.0381 | 37.1987 | 5.9267 | 21898.8227 | 21900.0959 | 6213.704 | 35.0381 | 35.0402 | 35.0381 | 35 | 1 | 1 | 0 | 7.2 | 1 | 7.2 | 6213.704 | 18 | 0 | 0 | 0 | 0 | 0 | 0 | 0 | 0 | 0 | 0 | 0 | 0 | 0
565 | 24 | 1 | 24 | 4285.7143 | 0 | 238.0952 | 1571.4286 | 124.3926 | 6219.6307 | #DIV/0! |  | #DIV/0! | 18 | 0 | 0 | 0 | 0 | 0 | 0 |  | 6219.6307 | 37.1987 | 30.0402 | 37.1987 | 6.2435 | 21900.0959 | 21901.0524 | 6213.3872 | 35.0402 | 35.0417 | 35.0402 | 35 | 1 | 1 | 0 | 7.2 | 1 | 7.2 | 6213.3872 | 18 | 0 | 0 | 0 | 0 | 0 | 0 | 0 | 0 | 0 | 0 | 0 | 0 | 0
566 | 24 | 1 | 24 | 4285.7143 | 0 | 238.0952 | 1571.4286 | 124.3926 | 6219.6307 | #DIV/0! |  | #DIV/0! | 18 | 0 | 0 | 0 | 0 | 0 | 0 |  | 6219.6307 | 37.1987 | 30.0417 | 37.1987 | 6.4815 | 21901.0524 | 21901.771 | 6213.1492 | 35.0417 | 35.0428 | 35.0417 | 35 | 1 | 1 | 0 | 7.2 | 1 | 7.2 | 6213.1492 | 18 | 0 | 0 | 0 | 0 | 0 | 0 | 0 | 0 | 0 | 0 | 0 | 0 | 0
567 | 24 | 1 | 24 | 4285.7143 | 0 | 238.0952 | 1571.4286 | 124.3926 | 6219.6307 | #DIV/0! |  | #DIV/0! | 18 | 0 | 0 | 0 | 0 | 0 | 0 |  | 6219.6307 | 37.1987 | 30.0428 | 37.1987 | 6.6602 | 21901.771 | 21902.3108 | 6212.9705 | 35.0428 | 35.0437 | 35.0428 | 35 | 1 | 1 | 0 | 7.2 | 1 | 7.2 | 6212.9705 | 18 | 0 | 0 | 0 | 0 | 0 | 0 | 0 | 0 | 0 | 0 | 0 | 0 | 0
568 | 24 | 1 | 24 | 4285.7143 | 0 | 238.0952 | 1571.4286 | 124.3926 | 6219.6307 | #DIV/0! |  | #DIV/0! | 18 | 0 | 0 | 0 | 0 | 0 | 0 |  | 6219.6307 | 37.1987 | 30.0437 | 37.1987 | 6.7945 | 21902.3108 | 21902.7162 | 6212.8362 | 35.0437 | 35.0443 | 35.0437 | 35 | 1 | 1 | 0 | 7.2 | 1 | 7.2 | 6212.8362 | 18 | 0 | 0 | 0 | 0 | 0 | 0 | 0 | 0 | 0 | 0 | 0 | 0 | 0
569 | 24 | 1 | 24 | 4285.7143 | 0 | 238.0952 | 0 | 92.3226 | 4616.1322 | #DIV/0! |  | #DIV/0! | 18 | 0 | 0 | 0 | 0 | 0 | 0 |  | 4616.1322 | 27.6084 | 30.0443 | 27.6084 | 5.1177 | 21902.7162 | 21904.7986 | 4611.0145 | 35.0443 | 35.0477 | 35.0443 | 35 | 1 | 1 | 0 | 7.2 | 1 | 7.2 | 4611.0145 | 18 | 0 | 0 | 0 | 0 | 0 | 0 | 0 | 0 | 0 | 0 | 0 | 0 | 0
570 | 24 | 1 | 24 | 4285.7143 | 2500 | 238.0952 | 0 | 143.3431 | 7167.1526 | #DIV/0! |  | #DIV/0! | 18 | 0 | 0 | 0 | 0 | 0 | 0 |  | 7167.1526 | 42.8657 | 30.0477 | 42.8657 | 8.5428 | 21904.7986 | 21903.4557 | 7158.6097 | 35.0477 | 35.0455 | 35.0477 | 35 | 1 | 1 | 0 | 7.2 | 1 | 7.2 | 7158.6097 | 18 | 0 | 0 | 0 | 0 | 0 | 0 | 0 | 0 | 0 | 0 | 0 | 0 | 0
571 | 24 | 1 | 24 | 4285.7143 | 5000 | 238.0952 | 0 | 194.3635 | 9718.173 | #DIV/0! |  | #DIV/0! | 18 | 0 | 0 | 0 | 0 | 0 | 0 |  | 9718.173 | 58.123 | 30.0455 | 58.123 | 11.0615 | 21903.4557 | 21899.5942 | 9707.1115 | 35.0455 | 35.0394 | 35.0455 | 35 | 1 | 1 | 0 | 7.2 | 1 | 7.2 | 9707.1115 | 18 | 0 | 0 | 0 | 0 | 0 | 0 | 0 | 0 | 0 | 0 | 0 | 0 | 0
572 | 24 | 1 | 24 | 4285.7143 | 5000 | 238.0952 | 0 | 194.3635 | 9718.173 | #DIV/0! |  | #DIV/0! | 18 | 0 | 0 | 0 | 0 | 0 | 0 |  | 9718.173 | 58.123 | 30.0394 | 58.123 | 9.5604 | 21899.5942 | 21897.2338 | 9708.6125 | 35.0394 | 35.0356 | 35.0394 | 35 | 1 | 1 | 0 | 7.2 | 1 | 7.2 | 9708.6125 | 18 | 0 | 0 | 0 | 0 | 0 | 0 | 0 | 0 | 0 | 0 | 0 | 0 | 0
573 | 24 | 1 | 24 | 4285.7143 | 5000 | 238.0952 | 0 | 194.3635 | 9718.173 | #DIV/0! |  | #DIV/0! | 18 | 0 | 0 | 0 | 0 | 0 | 0 |  | 9718.173 | 58.123 | 30.0356 | 58.123 | 8.6429 | 21897.2338 | 21895.7909 | 9709.5301 | 35.0356 | 35.0333 | 35.0356 | 35 | 1 | 1 | 0 | 7.2 | 1 | 7.2 | 9709.5301 | 18 | 0 | 0 | 0 | 0 | 0 | 0 | 0 | 0 | 0 | 0 | 0 | 0 | 0
574 | 24 | 1 | 24 | 4285.7143 | 2500 | 238.0952 | 0 | 143.3431 | 7167.1526 | #DIV/0! |  | #DIV/0! | 18 | 0 | 0 | 0 | 0 | 0 | 0 |  | 7167.1526 | 42.8657 | 30.0333 | 42.8657 | 5.9605 | 21895.7909 | 21897.0304 | 7161.1921 | 35.0333 | 35.0352 | 35.0333 | 35 | 1 | 1 | 0 | 7.2 | 1 | 7.2 | 7161.1921 | 18 | 0 | 0 | 0 | 0 | 0 | 0 | 0 | 0 | 0 | 0 | 0 | 0 | 0
575 | 24 | 1 | 25 | 4285.7143 | 0 | 238.0952 | 0 | 92.3226 | 4616.1322 | #DIV/0! |  | #DIV/0! | 18 | 0 | 0 | 0 | 0 | 0 | 0 |  | 4616.1322 | 27.6084 | 30.0352 | 27.6084 | 4.0678 | 21897.0304 | 21900.1626 | 4612.0643 | 35.0352 | 35.0403 | 35.0352 | 35 | 1 | 1 | 0 | 7.2 | 1 | 7.2 | 4612.0643 | 18 | 0 | 0 | 0 | 0 | 0 | 0 | 0 | 0 | 0 | 0 | 0 | 0 | 0
576 | 25 | 1 | 25 | 4285.7143 | 0 | 238.0952 | 0 | 92.3226 | 4616.1322 | #DIV/0! |  | #DIV/0! | 18 | 0 | 0 | 0 | 0 | 0 | 0 |  | 4616.1322 | 27.6084 | 30.0403 | 27.6084 | 4.6462 | 21900.1626 | 21902.7165 | 4611.486 | 35.0403 | 35.0443 | 35.0403 | 35 | 1 | 1 | 0 | 7.2 | 1 | 7.2 | 4611.486 | 18 | 0 | 0 | 0 | 0 | 0 | 0 | 0 | 0 | 0 | 0 | 0 | 0 | 0
577 | 25 | 1 | 25 | 4285.7143 | 0 | 238.0952 | 0 | 92.3226 | 4616.1322 | #DIV/0! |  | #DIV/0! | 18 | 0 | 0 | 0 | 0 | 0 | 0 |  | 4616.1322 | 27.6084 | 30.0443 | 27.6084 | 5.1177 | 21902.7165 | 21904.7988 | 4611.0145 | 35.0443 | 35.0477 | 35.0443 | 35 | 1 | 1 | 0 | 7.2 | 1 | 7.2 | 4611.0145 | 18 | 0 | 0 | 0 | 0 | 0 | 0 | 0 | 0 | 0 | 0 | 0 | 0 | 0
578 | 25 | 1 | 25 | 4285.7143 | 0 | 238.0952 | 0 | 92.3226 | 4616.1322 | #DIV/0! |  | #DIV/0! | 18 | 0 | 0 | 0 | 0 | 0 | 0 |  | 4616.1322 | 27.6084 | 30.0477 | 27.6084 | 5.5022 | 21904.7988 | 21906.4966 | 4610.63 | 35.0477 | 35.0504 | 35.0477 | 35 | 1 | 1 | 0 | 7.2 | 1 | 7.2 | 4610.63 | 18 | 0 | 0 | 0 | 0 | 0 | 0 | 0 | 0 | 0 | 0 | 0 | 0 | 0
579 | 25 | 1 | 25 | 4285.7143 | 0 | 238.0952 | 0 | 92.3226 | 4616.1322 | #DIV/0! |  | #DIV/0! | 18 | 0 | 0 | 0 | 0 | 0 | 0 |  | 4616.1322 | 27.6084 | 30.0504 | 27.6084 | 5.8157 | 21906.4966 | 21907.8809 | 4610.3165 | 35.0504 | 35.0526 | 35.0504 | 35 | 1 | 1 | 0 | 7.2 | 1 | 7.2 | 4610.3165 | 18 | 0 | 0 | 0 | 0 | 0 | 0 | 0 | 0 | 0 | 0 | 0 | 0 | 0
580 | 25 | 1 | 25 | 4285.7143 | 0 | 238.0952 | 0 | 92.3226 | 4616.1322 | #DIV/0! |  | #DIV/0! | 18 | 0 | 0 | 0 | 0 | 0 | 0 |  | 4616.1322 | 27.6084 | 30.0526 | 27.6084 | 6.0713 | 21907.8809 | 21909.0096 | 4610.0609 | 35.0526 | 35.0544 | 35.0526 | 35 | 1 | 1 | 0 | 7.2 | 1 | 7.2 | 4610.0609 | 18 | 0 | 0 | 0 | 0 | 0 | 0 | 0 | 0 | 0 | 0 | 0 | 0 | 0
581 | 25 | 1 | 25 | 4285.7143 | 3000 | 238.0952 | 0 | 153.5471 | 7677.3567 | #DIV/0! |  | #DIV/0! | 18 | 0 | 0 | 0 | 0 | 0 | 0 |  | 7677.3567 | 45.9172 | 30.0544 | 45.9172 | 10.4441 | 21909.0096 | 21905.7654 | 7666.9125 | 35.0544 | 35.0492 | 35.0544 | 35 | 1 | 1 | 0 | 7.2 | 1 | 7.2 | 7666.9125 | 18 | 0 | 0 | 0 | 0 | 0 | 0 | 0 | 0 | 0 | 0 | 0 | 0 | 0
582 | 25 | 1 | 25 | 4285.7143 | 5000 | 238.0952 | 0 | 194.3635 | 9718.173 | #DIV/0! |  | #DIV/0! | 18 | 0 | 0 | 0 | 0 | 0 | 0 |  | 9718.173 | 58.123 | 30.0492 | 58.123 | 11.9593 | 21905.7654 | 21901.0061 | 9706.2136 | 35.0492 | 35.0416 | 35.0492 | 35 | 1 | 1 | 0 | 7.2 | 1 | 7.2 | 9706.2136 | 18 | 0 | 0 | 0 | 0 | 0 | 0 | 0 | 0 | 0 | 0 | 0 | 0 | 0
583 | 25 | 1 | 25 | 4285.7143 | 5000 | 238.0952 | 1571.4286 | 226.4334 | 11321.6715 | #DIV/0! |  | #DIV/0! | 18 | 0 | 0 | 0 | 0 | 0 | 0 |  | 11321.6715 | 67.7133 | 30.0416 | 67.7133 | 11.7773 | 21901.0061 | 21896.4288 | 11309.8942 | 35.0416 | 35.0343 | 35.0416 | 35 | 1 | 1 | 0 | 7.2 | 1 | 7.2 | 11309.8942 | 18 | 0 | 0 | 0 | 0 | 0 | 0 | 0 | 0 | 0 | 0 | 0 | 0 | 0
584 | 25 | 1 | 25 | 4285.7143 | 5000 | 238.0952 | 1571.4286 | 226.4334 | 11321.6715 | #DIV/0! |  | #DIV/0! | 18 | 0 | 0 | 0 | 0 | 0 | 0 |  | 11321.6715 | 67.7133 | 30.0343 | 67.7133 | 9.7044 | 21896.4288 | 21893.9244 | 11311.9671 | 35.0343 | 35.0303 | 35.0343 | 35 | 1 | 1 | 0 | 7.2 | 1 | 7.2 | 11311.9671 | 18 | 0 | 0 | 0 | 0 | 0 | 0 | 0 | 0 | 0 | 0 | 0 | 0 | 0
585 | 25 | 1 | 25 | 4285.7143 | 2000 | 238.0952 | 1571.4286 | 165.2089 | 8260.447 | #DIV/0! |  | #DIV/0! | 18 | 0 | 0 | 0 | 0 | 0 | 0 |  | 8260.447 | 49.4046 | 30.0303 | 49.4046 | 6.253 | 21893.9244 | 21894.8714 | 8254.1941 | 35.0303 | 35.0318 | 35.0303 | 35 | 1 | 1 | 0 | 7.2 | 1 | 7.2 | 8254.1941 | 18 | 0 | 0 | 0 | 0 | 0 | 0 | 0 | 0 | 0 | 0 | 0 | 0 | 0
586 | 25 | 1 | 25 | 4285.7143 | 0 | 238.0952 | 1571.4286 | 124.3926 | 6219.6307 | #DIV/0! |  | #DIV/0! | 18 | 0 | 0 | 0 | 0 | 0 | 0 |  | 6219.6307 | 37.1987 | 30.0318 | 37.1987 | 4.9437 | 21894.8714 | 21897.1277 | 6214.687 | 35.0318 | 35.0354 | 35.0318 | 35 | 1 | 1 | 0 | 7.2 | 1 | 7.2 | 6214.687 | 18 | 0 | 0 | 0 | 0 | 0 | 0 | 0 | 0 | 0 | 0 | 0 | 0 | 0
587 | 25 | 1 | 25 | 4285.7143 | 0 | 238.0952 | 1571.4286 | 124.3926 | 6219.6307 | #DIV/0! |  | #DIV/0! | 18 | 0 | 0 | 0 | 0 | 0 | 0 |  | 6219.6307 | 37.1987 | 30.0354 | 37.1987 | 5.505 | 21897.1277 | 21898.8227 | 6214.1257 | 35.0354 | 35.0381 | 35.0354 | 35 | 1 | 1 | 0 | 7.2 | 1 | 7.2 | 6214.1257 | 18 | 0 | 0 | 0 | 0 | 0 | 0 | 0 | 0 | 0 | 0 | 0 | 0 | 0
588 | 25 | 1 | 25 | 4285.7143 | 0 | 238.0952 | 1571.4286 | 124.3926 | 6219.6307 | #DIV/0! |  | #DIV/0! | 18 | 0 | 0 | 0 | 0 | 0 | 0 |  | 6219.6307 | 37.1987 | 30.0381 | 37.1987 | 5.9267 | 21898.8227 | 21900.0959 | 6213.704 | 35.0381 | 35.0402 | 35.0381 | 35 | 1 | 1 | 0 | 7.2 | 1 | 7.2 | 6213.704 | 18 | 0 | 0 | 0 | 0 | 0 | 0 | 0 | 0 | 0 | 0 | 0 | 0 | 0
589 | 25 | 1 | 25 | 4285.7143 | 0 | 238.0952 | 1571.4286 | 124.3926 | 6219.6307 | #DIV/0! |  | #DIV/0! | 18 | 0 | 0 | 0 | 0 | 0 | 0 |  | 6219.6307 | 37.1987 | 30.0402 | 37.1987 | 6.2435 | 21900.0959 | 21901.0524 | 6213.3872 | 35.0402 | 35.0417 | 35.0402 | 35 | 1 | 1 | 0 | 7.2 | 1 | 7.2 | 6213.3872 | 18 | 0 | 0 | 0 | 0 | 0 | 0 | 0 | 0 | 0 | 0 | 0 | 0 | 0
590 | 25 | 1 | 25 | 4285.7143 | 0 | 238.0952 | 1571.4286 | 124.3926 | 6219.6307 | #DIV/0! |  | #DIV/0! | 18 | 0 | 0 | 0 | 0 | 0 | 0 |  | 6219.6307 | 37.1987 | 30.0417 | 37.1987 | 6.4815 | 21901.0524 | 21901.771 | 6213.1492 | 35.0417 | 35.0428 | 35.0417 | 35 | 1 | 1 | 0 | 7.2 | 1 | 7.2 | 6213.1492 | 18 | 0 | 0 | 0 | 0 | 0 | 0 | 0 | 0 | 0 | 0 | 0 | 0 | 0
591 | 25 | 1 | 25 | 4285.7143 | 0 | 238.0952 | 1571.4286 | 124.3926 | 6219.6307 | #DIV/0! |  | #DIV/0! | 18 | 0 | 0 | 0 | 0 | 0 | 0 |  | 6219.6307 | 37.1987 | 30.0428 | 37.1987 | 6.6602 | 21901.771 | 21902.3108 | 6212.9705 | 35.0428 | 35.0437 | 35.0428 | 35 | 1 | 1 | 0 | 7.2 | 1 | 7.2 | 6212.9705 | 18 | 0 | 0 | 0 | 0 | 0 | 0 | 0 | 0 | 0 | 0 | 0 | 0 | 0
592 | 25 | 1 | 25 | 4285.7143 | 0 | 238.0952 | 1571.4286 | 124.3926 | 6219.6307 | #DIV/0! |  | #DIV/0! | 18 | 0 | 0 | 0 | 0 | 0 | 0 |  | 6219.6307 | 37.1987 | 30.0437 | 37.1987 | 6.7945 | 21902.3108 | 21902.7162 | 6212.8362 | 35.0437 | 35.0443 | 35.0437 | 35 | 1 | 1 | 0 | 7.2 | 1 | 7.2 | 6212.8362 | 18 | 0 | 0 | 0 | 0 | 0 | 0 | 0 | 0 | 0 | 0 | 0 | 0 | 0
593 | 25 | 1 | 25 | 4285.7143 | 0 | 238.0952 | 0 | 92.3226 | 4616.1322 | #DIV/0! |  | #DIV/0! | 18 | 0 | 0 | 0 | 0 | 0 | 0 |  | 4616.1322 | 27.6084 | 30.0443 | 27.6084 | 5.1177 | 21902.7162 | 21904.7986 | 4611.0145 | 35.0443 | 35.0477 | 35.0443 | 35 | 1 | 1 | 0 | 7.2 | 1 | 7.2 | 4611.0145 | 18 | 0 | 0 | 0 | 0 | 0 | 0 | 0 | 0 | 0 | 0 | 0 | 0 | 0
594 | 25 | 1 | 25 | 4285.7143 | 2500 | 238.0952 | 0 | 143.3431 | 7167.1526 | #DIV/0! |  | #DIV/0! | 18 | 0 | 0 | 0 | 0 | 0 | 0 |  | 7167.1526 | 42.8657 | 30.0477 | 42.8657 | 8.5428 | 21904.7986 | 21903.4557 | 7158.6097 | 35.0477 | 35.0455 | 35.0477 | 35 | 1 | 1 | 0 | 7.2 | 1 | 7.2 | 7158.6097 | 18 | 0 | 0 | 0 | 0 | 0 | 0 | 0 | 0 | 0 | 0 | 0 | 0 | 0
595 | 25 | 1 | 25 | 4285.7143 | 5000 | 238.0952 | 0 | 194.3635 | 9718.173 | #DIV/0! |  | #DIV/0! | 18 | 0 | 0 | 0 | 0 | 0 | 0 |  | 9718.173 | 58.123 | 30.0455 | 58.123 | 11.0615 | 21903.4557 | 21899.5942 | 9707.1115 | 35.0455 | 35.0394 | 35.0455 | 35 | 1 | 1 | 0 | 7.2 | 1 | 7.2 | 9707.1115 | 18 | 0 | 0 | 0 | 0 | 0 | 0 | 0 | 0 | 0 | 0 | 0 | 0 | 0
596 | 25 | 1 | 25 | 4285.7143 | 5000 | 238.0952 | 0 | 194.3635 | 9718.173 | #DIV/0! |  | #DIV/0! | 18 | 0 | 0 | 0 | 0 | 0 | 0 |  | 9718.173 | 58.123 | 30.0394 | 58.123 | 9.5604 | 21899.5942 | 21897.2338 | 9708.6125 | 35.0394 | 35.0356 | 35.0394 | 35 | 1 | 1 | 0 | 7.2 | 1 | 7.2 | 9708.6125 | 18 | 0 | 0 | 0 | 0 | 0 | 0 | 0 | 0 | 0 | 0 | 0 | 0 | 0
597 | 25 | 1 | 25 | 4285.7143 | 5000 | 238.0952 | 0 | 194.3635 | 9718.173 | #DIV/0! |  | #DIV/0! | 18 | 0 | 0 | 0 | 0 | 0 | 0 |  | 9718.173 | 58.123 | 30.0356 | 58.123 | 8.6429 | 21897.2338 | 21895.7909 | 9709.5301 | 35.0356 | 35.0333 | 35.0356 | 35 | 1 | 1 | 0 | 7.2 | 1 | 7.2 | 9709.5301 | 18 | 0 | 0 | 0 | 0 | 0 | 0 | 0 | 0 | 0 | 0 | 0 | 0 | 0
598 | 25 | 1 | 25 | 4285.7143 | 2500 | 238.0952 | 0 | 143.3431 | 7167.1526 | #DIV/0! |  | #DIV/0! | 18 | 0 | 0 | 0 | 0 | 0 | 0 |  | 7167.1526 | 42.8657 | 30.0333 | 42.8657 | 5.9605 | 21895.7909 | 21897.0304 | 7161.1921 | 35.0333 | 35.0352 | 35.0333 | 35 | 1 | 1 | 0 | 7.2 | 1 | 7.2 | 7161.1921 | 18 | 0 | 0 | 0 | 0 | 0 | 0 | 0 | 0 | 0 | 0 | 0 | 0 | 0
599 | 25 | 1 | 26 | 4285.7143 | 0 | 238.0952 | 0 | 92.3226 | 4616.1322 | #DIV/0! |  | #DIV/0! | 18 | 0 | 0 | 0 | 0 | 0 | 0 |  | 4616.1322 | 27.6084 | 30.0352 | 27.6084 | 4.0678 | 21897.0304 | 21900.1626 | 4612.0643 | 35.0352 | 35.0403 | 35.0352 | 35 | 1 | 1 | 0 | 7.2 | 1 | 7.2 | 4612.0643 | 18 | 0 | 0 | 0 | 0 | 0 | 0 | 0 | 0 | 0 | 0 | 0 | 0 | 0
600 | 26 | 1 | 26 | 4285.7143 | 0 | 238.0952 | 0 | 92.3226 | 4616.1322 | #DIV/0! |  | #DIV/0! | 18 | 0 | 0 | 0 | 0 | 0 | 0 |  | 4616.1322 | 27.6084 | 30.0403 | 27.6084 | 4.6462 | 21900.1626 | 21902.7165 | 4611.486 | 35.0403 | 35.0443 | 35.0403 | 35 | 1 | 1 | 0 | 7.2 | 1 | 7.2 | 4611.486 | 18 | 0 | 0 | 0 | 0 | 0 | 0 | 0 | 0 | 0 | 0 | 0 | 0 | 0
601 | 26 | 1 | 26 | 4285.7143 | 0 | 238.0952 | 0 | 92.3226 | 4616.1322 | #DIV/0! |  | #DIV/0! | 18 | 0 | 0 | 0 | 0 | 0 | 0 |  | 4616.1322 | 27.6084 | 30.0443 | 27.6084 | 5.1177 | 21902.7165 | 21904.7988 | 4611.0145 | 35.0443 | 35.0477 | 35.0443 | 35 | 1 | 1 | 0 | 7.2 | 1 | 7.2 | 4611.0145 | 18 | 0 | 0 | 0 | 0 | 0 | 0 | 0 | 0 | 0 | 0 | 0 | 0 | 0
602 | 26 | 1 | 26 | 4285.7143 | 0 | 238.0952 | 0 | 92.3226 | 4616.1322 | #DIV/0! |  | #DIV/0! | 18 | 0 | 0 | 0 | 0 | 0 | 0 |  | 4616.1322 | 27.6084 | 30.0477 | 27.6084 | 5.5022 | 21904.7988 | 21906.4966 | 4610.63 | 35.0477 | 35.0504 | 35.0477 | 35 | 1 | 1 | 0 | 7.2 | 1 | 7.2 | 4610.63 | 18 | 0 | 0 | 0 | 0 | 0 | 0 | 0 | 0 | 0 | 0 | 0 | 0 | 0
603 | 26 | 1 | 26 | 4285.7143 | 0 | 238.0952 | 0 | 92.3226 | 4616.1322 | #DIV/0! |  | #DIV/0! | 18 | 0 | 0 | 0 | 0 | 0 | 0 |  | 4616.1322 | 27.6084 | 30.0504 | 27.6084 | 5.8157 | 21906.4966 | 21907.8809 | 4610.3165 | 35.0504 | 35.0526 | 35.0504 | 35 | 1 | 1 | 0 | 7.2 | 1 | 7.2 | 4610.3165 | 18 | 0 | 0 | 0 | 0 | 0 | 0 | 0 | 0 | 0 | 0 | 0 | 0 | 0
604 | 26 | 1 | 26 | 4285.7143 | 0 | 238.0952 | 0 | 92.3226 | 4616.1322 | #DIV/0! |  | #DIV/0! | 18 | 0 | 0 | 0 | 0 | 0 | 0 |  | 4616.1322 | 27.6084 | 30.0526 | 27.6084 | 6.0713 | 21907.8809 | 21909.0096 | 4610.0609 | 35.0526 | 35.0544 | 35.0526 | 35 | 1 | 1 | 0 | 7.2 | 1 | 7.2 | 4610.0609 | 18 | 0 | 0 | 0 | 0 | 0 | 0 | 0 | 0 | 0 | 0 | 0 | 0 | 0
605 | 26 | 1 | 26 | 4285.7143 | 3000 | 238.0952 | 0 | 153.5471 | 7677.3567 | #DIV/0! |  | #DIV/0! | 18 | 0 | 0 | 0 | 0 | 0 | 0 |  | 7677.3567 | 45.9172 | 30.0544 | 45.9172 | 10.4441 | 21909.0096 | 21905.7654 | 7666.9125 | 35.0544 | 35.0492 | 35.0544 | 35 | 1 | 1 | 0 | 7.2 | 1 | 7.2 | 7666.9125 | 18 | 0 | 0 | 0 | 0 | 0 | 0 | 0 | 0 | 0 | 0 | 0 | 0 | 0
606 | 26 | 1 | 26 | 4285.7143 | 5000 | 238.0952 | 0 | 194.3635 | 9718.173 | #DIV/0! |  | #DIV/0! | 18 | 0 | 0 | 0 | 0 | 0 | 0 |  | 9718.173 | 58.123 | 30.0492 | 58.123 | 11.9593 | 21905.7654 | 21901.0061 | 9706.2136 | 35.0492 | 35.0416 | 35.0492 | 35 | 1 | 1 | 0 | 7.2 | 1 | 7.2 | 9706.2136 | 18 | 0 | 0 | 0 | 0 | 0 | 0 | 0 | 0 | 0 | 0 | 0 | 0 | 0
607 | 26 | 1 | 26 | 4285.7143 | 5000 | 238.0952 | 1571.4286 | 226.4334 | 11321.6715 | #DIV/0! |  | #DIV/0! | 18 | 0 | 0 | 0 | 0 | 0 | 0 |  | 11321.6715 | 67.7133 | 30.0416 | 67.7133 | 11.7773 | 21901.0061 | 21896.4288 | 11309.8942 | 35.0416 | 35.0343 | 35.0416 | 35 | 1 | 1 | 0 | 7.2 | 1 | 7.2 | 11309.8942 | 18 | 0 | 0 | 0 | 0 | 0 | 0 | 0 | 0 | 0 | 0 | 0 | 0 | 0
608 | 26 | 1 | 26 | 4285.7143 | 5000 | 238.0952 | 1571.4286 | 226.4334 | 11321.6715 | #DIV/0! |  | #DIV/0! | 18 | 0 | 0 | 0 | 0 | 0 | 0 |  | 11321.6715 | 67.7133 | 30.0343 | 67.7133 | 9.7044 | 21896.4288 | 21893.9244 | 11311.9671 | 35.0343 | 35.0303 | 35.0343 | 35 | 1 | 1 | 0 | 7.2 | 1 | 7.2 | 11311.9671 | 18 | 0 | 0 | 0 | 0 | 0 | 0 | 0 | 0 | 0 | 0 | 0 | 0 | 0
609 | 26 | 1 | 26 | 4285.7143 | 2000 | 238.0952 | 1571.4286 | 165.2089 | 8260.447 | #DIV/0! |  | #DIV/0! | 18 | 0 | 0 | 0 | 0 | 0 | 0 |  | 8260.447 | 49.4046 | 30.0303 | 49.4046 | 6.253 | 21893.9244 | 21894.8714 | 8254.1941 | 35.0303 | 35.0318 | 35.0303 | 35 | 1 | 1 | 0 | 7.2 | 1 | 7.2 | 8254.1941 | 18 | 0 | 0 | 0 | 0 | 0 | 0 | 0 | 0 | 0 | 0 | 0 | 0 | 0
610 | 26 | 1 | 26 | 4285.7143 | 0 | 238.0952 | 1571.4286 | 124.3926 | 6219.6307 | #DIV/0! |  | #DIV/0! | 18 | 0 | 0 | 0 | 0 | 0 | 0 |  | 6219.6307 | 37.1987 | 30.0318 | 37.1987 | 4.9437 | 21894.8714 | 21897.1277 | 6214.687 | 35.0318 | 35.0354 | 35.0318 | 35 | 1 | 1 | 0 | 7.2 | 1 | 7.2 | 6214.687 | 18 | 0 | 0 | 0 | 0 | 0 | 0 | 0 | 0 | 0 | 0 | 0 | 0 | 0
611 | 26 | 1 | 26 | 4285.7143 | 0 | 238.0952 | 1571.4286 | 124.3926 | 6219.6307 | #DIV/0! |  | #DIV/0! | 18 | 0 | 0 | 0 | 0 | 0 | 0 |  | 6219.6307 | 37.1987 | 30.0354 | 37.1987 | 5.505 | 21897.1277 | 21898.8227 | 6214.1257 | 35.0354 | 35.0381 | 35.0354 | 35 | 1 | 1 | 0 | 7.2 | 1 | 7.2 | 6214.1257 | 18 | 0 | 0 | 0 | 0 | 0 | 0 | 0 | 0 | 0 | 0 | 0 | 0 | 0
612 | 26 | 1 | 26 | 4285.7143 | 0 | 238.0952 | 1571.4286 | 124.3926 | 6219.6307 | #DIV/0! |  | #DIV/0! | 18 | 0 | 0 | 0 | 0 | 0 | 0 |  | 6219.6307 | 37.1987 | 30.0381 | 37.1987 | 5.9267 | 21898.8227 | 21900.0959 | 6213.704 | 35.0381 | 35.0402 | 35.0381 | 35 | 1 | 1 | 0 | 7.2 | 1 | 7.2 | 6213.704 | 18 | 0 | 0 | 0 | 0 | 0 | 0 | 0 | 0 | 0 | 0 | 0 | 0 | 0
613 | 26 | 1 | 26 | 4285.7143 | 0 | 238.0952 | 1571.4286 | 124.3926 | 6219.6307 | #DIV/0! |  | #DIV/0! | 18 | 0 | 0 | 0 | 0 | 0 | 0 |  | 6219.6307 | 37.1987 | 30.0402 | 37.1987 | 6.2435 | 21900.0959 | 21901.0524 | 6213.3872 | 35.0402 | 35.0417 | 35.0402 | 35 | 1 | 1 | 0 | 7.2 | 1 | 7.2 | 6213.3872 | 18 | 0 | 0 | 0 | 0 | 0 | 0 | 0 | 0 | 0 | 0 | 0 | 0 | 0
614 | 26 | 1 | 26 | 4285.7143 | 0 | 238.0952 | 1571.4286 | 124.3926 | 6219.6307 | #DIV/0! |  | #DIV/0! | 18 | 0 | 0 | 0 | 0 | 0 | 0 |  | 6219.6307 | 37.1987 | 30.0417 | 37.1987 | 6.4815 | 21901.0524 | 21901.771 | 6213.1492 | 35.0417 | 35.0428 | 35.0417 | 35 | 1 | 1 | 0 | 7.2 | 1 | 7.2 | 6213.1492 | 18 | 0 | 0 | 0 | 0 | 0 | 0 | 0 | 0 | 0 | 0 | 0 | 0 | 0
615 | 26 | 1 | 26 | 4285.7143 | 0 | 238.0952 | 1571.4286 | 124.3926 | 6219.6307 | #DIV/0! |  | #DIV/0! | 18 | 0 | 0 | 0 | 0 | 0 | 0 |  | 6219.6307 | 37.1987 | 30.0428 | 37.1987 | 6.6602 | 21901.771 | 21902.3108 | 6212.9705 | 35.0428 | 35.0437 | 35.0428 | 35 | 1 | 1 | 0 | 7.2 | 1 | 7.2 | 6212.9705 | 18 | 0 | 0 | 0 | 0 | 0 | 0 | 0 | 0 | 0 | 0 | 0 | 0 | 0
616 | 26 | 1 | 26 | 4285.7143 | 0 | 238.0952 | 1571.4286 | 124.3926 | 6219.6307 | #DIV/0! |  | #DIV/0! | 18 | 0 | 0 | 0 | 0 | 0 | 0 |  | 6219.6307 | 37.1987 | 30.0437 | 37.1987 | 6.7945 | 21902.3108 | 21902.7162 | 6212.8362 | 35.0437 | 35.0443 | 35.0437 | 35 | 1 | 1 | 0 | 7.2 | 1 | 7.2 | 6212.8362 | 18 | 0 | 0 | 0 | 0 | 0 | 0 | 0 | 0 | 0 | 0 | 0 | 0 | 0
617 | 26 | 1 | 26 | 4285.7143 | 0 | 238.0952 | 0 | 92.3226 | 4616.1322 | #DIV/0! |  | #DIV/0! | 18 | 0 | 0 | 0 | 0 | 0 | 0 |  | 4616.1322 | 27.6084 | 30.0443 | 27.6084 | 5.1177 | 21902.7162 | 21904.7986 | 4611.0145 | 35.0443 | 35.0477 | 35.0443 | 35 | 1 | 1 | 0 | 7.2 | 1 | 7.2 | 4611.0145 | 18 | 0 | 0 | 0 | 0 | 0 | 0 | 0 | 0 | 0 | 0 | 0 | 0 | 0
618 | 26 | 1 | 26 | 4285.7143 | 2500 | 238.0952 | 0 | 143.3431 | 7167.1526 | #DIV/0! |  | #DIV/0! | 18 | 0 | 0 | 0 | 0 | 0 | 0 |  | 7167.1526 | 42.8657 | 30.0477 | 42.8657 | 8.5428 | 21904.7986 | 21903.4557 | 7158.6097 | 35.0477 | 35.0455 | 35.0477 | 35 | 1 | 1 | 0 | 7.2 | 1 | 7.2 | 7158.6097 | 18 | 0 | 0 | 0 | 0 | 0 | 0 | 0 | 0 | 0 | 0 | 0 | 0 | 0
619 | 26 | 1 | 26 | 4285.7143 | 5000 | 238.0952 | 0 | 194.3635 | 9718.173 | #DIV/0! |  | #DIV/0! | 18 | 0 | 0 | 0 | 0 | 0 | 0 |  | 9718.173 | 58.123 | 30.0455 | 58.123 | 11.0615 | 21903.4557 | 21899.5942 | 9707.1115 | 35.0455 | 35.0394 | 35.0455 | 35 | 1 | 1 | 0 | 7.2 | 1 | 7.2 | 9707.1115 | 18 | 0 | 0 | 0 | 0 | 0 | 0 | 0 | 0 | 0 | 0 | 0 | 0 | 0
620 | 26 | 1 | 26 | 4285.7143 | 5000 | 238.0952 | 0 | 194.3635 | 9718.173 | #DIV/0! |  | #DIV/0! | 18 | 0 | 0 | 0 | 0 | 0 | 0 |  | 9718.173 | 58.123 | 30.0394 | 58.123 | 9.5604 | 21899.5942 | 21897.2338 | 9708.6125 | 35.0394 | 35.0356 | 35.0394 | 35 | 1 | 1 | 0 | 7.2 | 1 | 7.2 | 9708.6125 | 18 | 0 | 0 | 0 | 0 | 0 | 0 | 0 | 0 | 0 | 0 | 0 | 0 | 0
621 | 26 | 1 | 26 | 4285.7143 | 5000 | 238.0952 | 0 | 194.3635 | 9718.173 | #DIV/0! |  | #DIV/0! | 18 | 0 | 0 | 0 | 0 | 0 | 0 |  | 9718.173 | 58.123 | 30.0356 | 58.123 | 8.6429 | 21897.2338 | 21895.7909 | 9709.5301 | 35.0356 | 35.0333 | 35.0356 | 35 | 1 | 1 | 0 | 7.2 | 1 | 7.2 | 9709.5301 | 18 | 0 | 0 | 0 | 0 | 0 | 0 | 0 | 0 | 0 | 0 | 0 | 0 | 0
622 | 26 | 1 | 26 | 4285.7143 | 2500 | 238.0952 | 0 | 143.3431 | 7167.1526 | #DIV/0! |  | #DIV/0! | 18 | 0 | 0 | 0 | 0 | 0 | 0 |  | 7167.1526 | 42.8657 | 30.0333 | 42.8657 | 5.9605 | 21895.7909 | 21897.0304 | 7161.1921 | 35.0333 | 35.0352 | 35.0333 | 35 | 1 | 1 | 0 | 7.2 | 1 | 7.2 | 7161.1921 | 18 | 0 | 0 | 0 | 0 | 0 | 0 | 0 | 0 | 0 | 0 | 0 | 0 | 0
623 | 26 | 1 | 27 | 4285.7143 | 0 | 238.0952 | 0 | 92.3226 | 4616.1322 | #DIV/0! |  | #DIV/0! | 18 | 0 | 0 | 0 | 0 | 0 | 0 |  | 4616.1322 | 27.6084 | 30.0352 | 27.6084 | 4.0678 | 21897.0304 | 21900.1626 | 4612.0643 | 35.0352 | 35.0403 | 35.0352 | 35 | 1 | 1 | 0 | 7.2 | 1 | 7.2 | 4612.0643 | 18 | 0 | 0 | 0 | 0 | 0 | 0 | 0 | 0 | 0 | 0 | 0 | 0 | 0
624 | 27 | 1 | 27 | 4285.7143 | 0 | 238.0952 | 0 | 92.3226 | 4616.1322 | #DIV/0! |  | #DIV/0! | 18 | 0 | 0 | 0 | 0 | 0 | 0 |  | 4616.1322 | 27.6084 | 30.0403 | 27.6084 | 4.6462 | 21900.1626 | 21902.7165 | 4611.486 | 35.0403 | 35.0443 | 35.0403 | 35 | 1 | 1 | 0 | 7.2 | 1 | 7.2 | 4611.486 | 18 | 0 | 0 | 0 | 0 | 0 | 0 | 0 | 0 | 0 | 0 | 0 | 0 | 0
625 | 27 | 1 | 27 | 4285.7143 | 0 | 238.0952 | 0 | 92.3226 | 4616.1322 | #DIV/0! |  | #DIV/0! | 18 | 0 | 0 | 0 | 0 | 0 | 0 |  | 4616.1322 | 27.6084 | 30.0443 | 27.6084 | 5.1177 | 21902.7165 | 21904.7988 | 4611.0145 | 35.0443 | 35.0477 | 35.0443 | 35 | 1 | 1 | 0 | 7.2 | 1 | 7.2 | 4611.0145 | 18 | 0 | 0 | 0 | 0 | 0 | 0 | 0 | 0 | 0 | 0 | 0 | 0 | 0
626 | 27 | 1 | 27 | 4285.7143 | 0 | 238.0952 | 0 | 92.3226 | 4616.1322 | #DIV/0! |  | #DIV/0! | 18 | 0 | 0 | 0 | 0 | 0 | 0 |  | 4616.1322 | 27.6084 | 30.0477 | 27.6084 | 5.5022 | 21904.7988 | 21906.4966 | 4610.63 | 35.0477 | 35.0504 | 35.0477 | 35 | 1 | 1 | 0 | 7.2 | 1 | 7.2 | 4610.63 | 18 | 0 | 0 | 0 | 0 | 0 | 0 | 0 | 0 | 0 | 0 | 0 | 0 | 0
627 | 27 | 1 | 27 | 4285.7143 | 0 | 238.0952 | 0 | 92.3226 | 4616.1322 | #DIV/0! |  | #DIV/0! | 18 | 0 | 0 | 0 | 0 | 0 | 0 |  | 4616.1322 | 27.6084 | 30.0504 | 27.6084 | 5.8157 | 21906.4966 | 21907.8809 | 4610.3165 | 35.0504 | 35.0526 | 35.0504 | 35 | 1 | 1 | 0 | 7.2 | 1 | 7.2 | 4610.3165 | 18 | 0 | 0 | 0 | 0 | 0 | 0 | 0 | 0 | 0 | 0 | 0 | 0 | 0
628 | 27 | 1 | 27 | 4285.7143 | 0 | 238.0952 | 0 | 92.3226 | 4616.1322 | #DIV/0! |  | #DIV/0! | 18 | 0 | 0 | 0 | 0 | 0 | 0 |  | 4616.1322 | 27.6084 | 30.0526 | 27.6084 | 6.0713 | 21907.8809 | 21909.0096 | 4610.0609 | 35.0526 | 35.0544 | 35.0526 | 35 | 1 | 1 | 0 | 7.2 | 1 | 7.2 | 4610.0609 | 18 | 0 | 0 | 0 | 0 | 0 | 0 | 0 | 0 | 0 | 0 | 0 | 0 | 0
629 | 27 | 1 | 27 | 4285.7143 | 3000 | 238.0952 | 0 | 153.5471 | 7677.3567 | #DIV/0! |  | #DIV/0! | 18 | 0 | 0 | 0 | 0 | 0 | 0 |  | 7677.3567 | 45.9172 | 30.0544 | 45.9172 | 10.4441 | 21909.0096 | 21905.7654 | 7666.9125 | 35.0544 | 35.0492 | 35.0544 | 35 | 1 | 1 | 0 | 7.2 | 1 | 7.2 | 7666.9125 | 18 | 0 | 0 | 0 | 0 | 0 | 0 | 0 | 0 | 0 | 0 | 0 | 0 | 0
630 | 27 | 1 | 27 | 4285.7143 | 5000 | 238.0952 | 0 | 194.3635 | 9718.173 | #DIV/0! |  | #DIV/0! | 18 | 0 | 0 | 0 | 0 | 0 | 0 |  | 9718.173 | 58.123 | 30.0492 | 58.123 | 11.9593 | 21905.7654 | 21901.0061 | 9706.2136 | 35.0492 | 35.0416 | 35.0492 | 35 | 1 | 1 | 0 | 7.2 | 1 | 7.2 | 9706.2136 | 18 | 0 | 0 | 0 | 0 | 0 | 0 | 0 | 0 | 0 | 0 | 0 | 0 | 0
631 | 27 | 1 | 27 | 4285.7143 | 5000 | 238.0952 | 1571.4286 | 226.4334 | 11321.6715 | #DIV/0! |  | #DIV/0! | 18 | 0 | 0 | 0 | 0 | 0 | 0 |  | 11321.6715 | 67.7133 | 30.0416 | 67.7133 | 11.7773 | 21901.0061 | 21896.4288 | 11309.8942 | 35.0416 | 35.0343 | 35.0416 | 35 | 1 | 1 | 0 | 7.2 | 1 | 7.2 | 11309.8942 | 18 | 0 | 0 | 0 | 0 | 0 | 0 | 0 | 0 | 0 | 0 | 0 | 0 | 0
632 | 27 | 1 | 27 | 4285.7143 | 5000 | 238.0952 | 1571.4286 | 226.4334 | 11321.6715 | #DIV/0! |  | #DIV/0! | 18 | 0 | 0 | 0 | 0 | 0 | 0 |  | 11321.6715 | 67.7133 | 30.0343 | 67.7133 | 9.7044 | 21896.4288 | 21893.9244 | 11311.9671 | 35.0343 | 35.0303 | 35.0343 | 35 | 1 | 1 | 0 | 7.2 | 1 | 7.2 | 11311.9671 | 18 | 0 | 0 | 0 | 0 | 0 | 0 | 0 | 0 | 0 | 0 | 0 | 0 | 0
633 | 27 | 1 | 27 | 4285.7143 | 2000 | 238.0952 | 1571.4286 | 165.2089 | 8260.447 | #DIV/0! |  | #DIV/0! | 18 | 0 | 0 | 0 | 0 | 0 | 0 |  | 8260.447 | 49.4046 | 30.0303 | 49.4046 | 6.253 | 21893.9244 | 21894.8714 | 8254.1941 | 35.0303 | 35.0318 | 35.0303 | 35 | 1 | 1 | 0 | 7.2 | 1 | 7.2 | 8254.1941 | 18 | 0 | 0 | 0 | 0 | 0 | 0 | 0 | 0 | 0 | 0 | 0 | 0 | 0
634 | 27 | 1 | 27 | 4285.7143 | 0 | 238.0952 | 1571.4286 | 124.3926 | 6219.6307 | #DIV/0! |  | #DIV/0! | 18 | 0 | 0 | 0 | 0 | 0 | 0 |  | 6219.6307 | 37.1987 | 30.0318 | 37.1987 | 4.9437 | 21894.8714 | 21897.1277 | 6214.687 | 35.0318 | 35.0354 | 35.0318 | 35 | 1 | 1 | 0 | 7.2 | 1 | 7.2 | 6214.687 | 18 | 0 | 0 | 0 | 0 | 0 | 0 | 0 | 0 | 0 | 0 | 0 | 0 | 0
635 | 27 | 1 | 27 | 4285.7143 | 0 | 238.0952 | 1571.4286 | 124.3926 | 6219.6307 | #DIV/0! |  | #DIV/0! | 18 | 0 | 0 | 0 | 0 | 0 | 0 |  | 6219.6307 | 37.1987 | 30.0354 | 37.1987 | 5.505 | 21897.1277 | 21898.8227 | 6214.1257 | 35.0354 | 35.0381 | 35.0354 | 35 | 1 | 1 | 0 | 7.2 | 1 | 7.2 | 6214.1257 | 18 | 0 | 0 | 0 | 0 | 0 | 0 | 0 | 0 | 0 | 0 | 0 | 0 | 0
636 | 27 | 1 | 27 | 4285.7143 | 0 | 238.0952 | 1571.4286 | 124.3926 | 6219.6307 | #DIV/0! |  | #DIV/0! | 18 | 0 | 0 | 0 | 0 | 0 | 0 |  | 6219.6307 | 37.1987 | 30.0381 | 37.1987 | 5.9267 | 21898.8227 | 21900.0959 | 6213.704 | 35.0381 | 35.0402 | 35.0381 | 35 | 1 | 1 | 0 | 7.2 | 1 | 7.2 | 6213.704 | 18 | 0 | 0 | 0 | 0 | 0 | 0 | 0 | 0 | 0 | 0 | 0 | 0 | 0
637 | 27 | 1 | 27 | 4285.7143 | 0 | 238.0952 | 1571.4286 | 124.3926 | 6219.6307 | #DIV/0! |  | #DIV/0! | 18 | 0 | 0 | 0 | 0 | 0 | 0 |  | 6219.6307 | 37.1987 | 30.0402 | 37.1987 | 6.2435 | 21900.0959 | 21901.0524 | 6213.3872 | 35.0402 | 35.0417 | 35.0402 | 35 | 1 | 1 | 0 | 7.2 | 1 | 7.2 | 6213.3872 | 18 | 0 | 0 | 0 | 0 | 0 | 0 | 0 | 0 | 0 | 0 | 0 | 0 | 0
638 | 27 | 1 | 27 | 4285.7143 | 0 | 238.0952 | 1571.4286 | 124.3926 | 6219.6307 | #DIV/0! |  | #DIV/0! | 18 | 0 | 0 | 0 | 0 | 0 | 0 |  | 6219.6307 | 37.1987 | 30.0417 | 37.1987 | 6.4815 | 21901.0524 | 21901.771 | 6213.1492 | 35.0417 | 35.0428 | 35.0417 | 35 | 1 | 1 | 0 | 7.2 | 1 | 7.2 | 6213.1492 | 18 | 0 | 0 | 0 | 0 | 0 | 0 | 0 | 0 | 0 | 0 | 0 | 0 | 0
639 | 27 | 1 | 27 | 4285.7143 | 0 | 238.0952 | 1571.4286 | 124.3926 | 6219.6307 | #DIV/0! |  | #DIV/0! | 18 | 0 | 0 | 0 | 0 | 0 | 0 |  | 6219.6307 | 37.1987 | 30.0428 | 37.1987 | 6.6602 | 21901.771 | 21902.3108 | 6212.9705 | 35.0428 | 35.0437 | 35.0428 | 35 | 1 | 1 | 0 | 7.2 | 1 | 7.2 | 6212.9705 | 18 | 0 | 0 | 0 | 0 | 0 | 0 | 0 | 0 | 0 | 0 | 0 | 0 | 0
640 | 27 | 1 | 27 | 4285.7143 | 0 | 238.0952 | 1571.4286 | 124.3926 | 6219.6307 | #DIV/0! |  | #DIV/0! | 18 | 0 | 0 | 0 | 0 | 0 | 0 |  | 6219.6307 | 37.1987 | 30.0437 | 37.1987 | 6.7945 | 21902.3108 | 21902.7162 | 6212.8362 | 35.0437 | 35.0443 | 35.0437 | 35 | 1 | 1 | 0 | 7.2 | 1 | 7.2 | 6212.8362 | 18 | 0 | 0 | 0 | 0 | 0 | 0 | 0 | 0 | 0 | 0 | 0 | 0 | 0
641 | 27 | 1 | 27 | 4285.7143 | 0 | 238.0952 | 0 | 92.3226 | 4616.1322 | #DIV/0! |  | #DIV/0! | 18 | 0 | 0 | 0 | 0 | 0 | 0 |  | 4616.1322 | 27.6084 | 30.0443 | 27.6084 | 5.1177 | 21902.7162 | 21904.7986 | 4611.0145 | 35.0443 | 35.0477 | 35.0443 | 35 | 1 | 1 | 0 | 7.2 | 1 | 7.2 | 4611.0145 | 18 | 0 | 0 | 0 | 0 | 0 | 0 | 0 | 0 | 0 | 0 | 0 | 0 | 0
642 | 27 | 1 | 27 | 4285.7143 | 2500 | 238.0952 | 0 | 143.3431 | 7167.1526 | #DIV/0! |  | #DIV/0! | 18 | 0 | 0 | 0 | 0 | 0 | 0 |  | 7167.1526 | 42.8657 | 30.0477 | 42.8657 | 8.5428 | 21904.7986 | 21903.4557 | 7158.6097 | 35.0477 | 35.0455 | 35.0477 | 35 | 1 | 1 | 0 | 7.2 | 1 | 7.2 | 7158.6097 | 18 | 0 | 0 | 0 | 0 | 0 | 0 | 0 | 0 | 0 | 0 | 0 | 0 | 0
643 | 27 | 1 | 27 | 4285.7143 | 5000 | 238.0952 | 0 | 194.3635 | 9718.173 | #DIV/0! |  | #DIV/0! | 18 | 0 | 0 | 0 | 0 | 0 | 0 |  | 9718.173 | 58.123 | 30.0455 | 58.123 | 11.0615 | 21903.4557 | 21899.5942 | 9707.1115 | 35.0455 | 35.0394 | 35.0455 | 35 | 1 | 1 | 0 | 7.2 | 1 | 7.2 | 9707.1115 | 18 | 0 | 0 | 0 | 0 | 0 | 0 | 0 | 0 | 0 | 0 | 0 | 0 | 0
644 | 27 | 1 | 27 | 4285.7143 | 5000 | 238.0952 | 0 | 194.3635 | 9718.173 | #DIV/0! |  | #DIV/0! | 18 | 0 | 0 | 0 | 0 | 0 | 0 |  | 9718.173 | 58.123 | 30.0394 | 58.123 | 9.5604 | 21899.5942 | 21897.2338 | 9708.6125 | 35.0394 | 35.0356 | 35.0394 | 35 | 1 | 1 | 0 | 7.2 | 1 | 7.2 | 9708.6125 | 18 | 0 | 0 | 0 | 0 | 0 | 0 | 0 | 0 | 0 | 0 | 0 | 0 | 0
645 | 27 | 1 | 27 | 4285.7143 | 5000 | 238.0952 | 0 | 194.3635 | 9718.173 | #DIV/0! |  | #DIV/0! | 18 | 0 | 0 | 0 | 0 | 0 | 0 |  | 9718.173 | 58.123 | 30.0356 | 58.123 | 8.6429 | 21897.2338 | 21895.7909 | 9709.5301 | 35.0356 | 35.0333 | 35.0356 | 35 | 1 | 1 | 0 | 7.2 | 1 | 7.2 | 9709.5301 | 18 | 0 | 0 | 0 | 0 | 0 | 0 | 0 | 0 | 0 | 0 | 0 | 0 | 0
646 | 27 | 1 | 27 | 4285.7143 | 2500 | 238.0952 | 0 | 143.3431 | 7167.1526 | #DIV/0! |  | #DIV/0! | 18 | 0 | 0 | 0 | 0 | 0 | 0 |  | 7167.1526 | 42.8657 | 30.0333 | 42.8657 | 5.9605 | 21895.7909 | 21897.0304 | 7161.1921 | 35.0333 | 35.0352 | 35.0333 | 35 | 1 | 1 | 0 | 7.2 | 1 | 7.2 | 7161.1921 | 18 | 0 | 0 | 0 | 0 | 0 | 0 | 0 | 0 | 0 | 0 | 0 | 0 | 0
647 | 27 | 1 | 28 | 4285.7143 | 0 | 238.0952 | 0 | 92.3226 | 4616.1322 | #DIV/0! |  | #DIV/0! | 18 | 0 | 0 | 0 | 0 | 0 | 0 |  | 4616.1322 | 27.6084 | 30.0352 | 27.6084 | 4.0678 | 21897.0304 | 21900.1626 | 4612.0643 | 35.0352 | 35.0403 | 35.0352 | 35 | 1 | 1 | 0 | 7.2 | 1 | 7.2 | 4612.0643 | 18 | 0 | 0 | 0 | 0 | 0 | 0 | 0 | 0 | 0 | 0 | 0 | 0 | 0
648 | 28 | 1 | 28 | 4285.7143 | 0 | 238.0952 | 0 | 92.3226 | 4616.1322 | #DIV/0! |  | #DIV/0! | 18 | 0 | 0 | 0 | 0 | 0 | 0 |  | 4616.1322 | 27.6084 | 30.0403 | 27.6084 | 4.6462 | 21900.1626 | 21902.7165 | 4611.486 | 35.0403 | 35.0443 | 35.0403 | 35 | 1 | 1 | 0 | 7.2 | 1 | 7.2 | 4611.486 | 18 | 0 | 0 | 0 | 0 | 0 | 0 | 0 | 0 | 0 | 0 | 0 | 0 | 0
649 | 28 | 1 | 28 | 4285.7143 | 0 | 238.0952 | 0 | 92.3226 | 4616.1322 | #DIV/0! |  | #DIV/0! | 18 | 0 | 0 | 0 | 0 | 0 | 0 |  | 4616.1322 | 27.6084 | 30.0443 | 27.6084 | 5.1177 | 21902.7165 | 21904.7988 | 4611.0145 | 35.0443 | 35.0477 | 35.0443 | 35 | 1 | 1 | 0 | 7.2 | 1 | 7.2 | 4611.0145 | 18 | 0 | 0 | 0 | 0 | 0 | 0 | 0 | 0 | 0 | 0 | 0 | 0 | 0
650 | 28 | 1 | 28 | 4285.7143 | 0 | 238.0952 | 0 | 92.3226 | 4616.1322 | #DIV/0! |  | #DIV/0! | 18 | 0 | 0 | 0 | 0 | 0 | 0 |  | 4616.1322 | 27.6084 | 30.0477 | 27.6084 | 5.5022 | 21904.7988 | 21906.4966 | 4610.63 | 35.0477 | 35.0504 | 35.0477 | 35 | 1 | 1 | 0 | 7.2 | 1 | 7.2 | 4610.63 | 18 | 0 | 0 | 0 | 0 | 0 | 0 | 0 | 0 | 0 | 0 | 0 | 0 | 0
651 | 28 | 1 | 28 | 4285.7143 | 0 | 238.0952 | 0 | 92.3226 | 4616.1322 | #DIV/0! |  | #DIV/0! | 18 | 0 | 0 | 0 | 0 | 0 | 0 |  | 4616.1322 | 27.6084 | 30.0504 | 27.6084 | 5.8157 | 21906.4966 | 21907.8809 | 4610.3165 | 35.0504 | 35.0526 | 35.0504 | 35 | 1 | 1 | 0 | 7.2 | 1 | 7.2 | 4610.3165 | 18 | 0 | 0 | 0 | 0 | 0 | 0 | 0 | 0 | 0 | 0 | 0 | 0 | 0
652 | 28 | 1 | 28 | 4285.7143 | 0 | 238.0952 | 0 | 92.3226 | 4616.1322 | #DIV/0! |  | #DIV/0! | 18 | 0 | 0 | 0 | 0 | 0 | 0 |  | 4616.1322 | 27.6084 | 30.0526 | 27.6084 | 6.0713 | 21907.8809 | 21909.0096 | 4610.0609 | 35.0526 | 35.0544 | 35.0526 | 35 | 1 | 1 | 0 | 7.2 | 1 | 7.2 | 4610.0609 | 18 | 0 | 0 | 0 | 0 | 0 | 0 | 0 | 0 | 0 | 0 | 0 | 0 | 0
653 | 28 | 1 | 28 | 4285.7143 | 3000 | 238.0952 | 0 | 153.5471 | 7677.3567 | #DIV/0! |  | #DIV/0! | 18 | 0 | 0 | 0 | 0 | 0 | 0 |  | 7677.3567 | 45.9172 | 30.0544 | 45.9172 | 10.4441 | 21909.0096 | 21905.7654 | 7666.9125 | 35.0544 | 35.0492 | 35.0544 | 35 | 1 | 1 | 0 | 7.2 | 1 | 7.2 | 7666.9125 | 18 | 0 | 0 | 0 | 0 | 0 | 0 | 0 | 0 | 0 | 0 | 0 | 0 | 0
654 | 28 | 1 | 28 | 4285.7143 | 5000 | 238.0952 | 0 | 194.3635 | 9718.173 | #DIV/0! |  | #DIV/0! | 18 | 0 | 0 | 0 | 0 | 0 | 0 |  | 9718.173 | 58.123 | 30.0492 | 58.123 | 11.9593 | 21905.7654 | 21901.0061 | 9706.2136 | 35.0492 | 35.0416 | 35.0492 | 35 | 1 | 1 | 0 | 7.2 | 1 | 7.2 | 9706.2136 | 18 | 0 | 0 | 0 | 0 | 0 | 0 | 0 | 0 | 0 | 0 | 0 | 0 | 0
655 | 28 | 1 | 28 | 4285.7143 | 5000 | 238.0952 | 1571.4286 | 226.4334 | 11321.6715 | #DIV/0! |  | #DIV/0! | 18 | 0 | 0 | 0 | 0 | 0 | 0 |  | 11321.6715 | 67.7133 | 30.0416 | 67.7133 | 11.7773 | 21901.0061 | 21896.4288 | 11309.8942 | 35.0416 | 35.0343 | 35.0416 | 35 | 1 | 1 | 0 | 7.2 | 1 | 7.2 | 11309.8942 | 18 | 0 | 0 | 0 | 0 | 0 | 0 | 0 | 0 | 0 | 0 | 0 | 0 | 0
656 | 28 | 1 | 28 | 4285.7143 | 5000 | 238.0952 | 1571.4286 | 226.4334 | 11321.6715 | #DIV/0! |  | #DIV/0! | 18 | 0 | 0 | 0 | 0 | 0 | 0 |  | 11321.6715 | 67.7133 | 30.0343 | 67.7133 | 9.7044 | 21896.4288 | 21893.9244 | 11311.9671 | 35.0343 | 35.0303 | 35.0343 | 35 | 1 | 1 | 0 | 7.2 | 1 | 7.2 | 11311.9671 | 18 | 0 | 0 | 0 | 0 | 0 | 0 | 0 | 0 | 0 | 0 | 0 | 0 | 0
657 | 28 | 1 | 28 | 4285.7143 | 2000 | 238.0952 | 1571.4286 | 165.2089 | 8260.447 | #DIV/0! |  | #DIV/0! | 18 | 0 | 0 | 0 | 0 | 0 | 0 |  | 8260.447 | 49.4046 | 30.0303 | 49.4046 | 6.253 | 21893.9244 | 21894.8714 | 8254.1941 | 35.0303 | 35.0318 | 35.0303 | 35 | 1 | 1 | 0 | 7.2 | 1 | 7.2 | 8254.1941 | 18 | 0 | 0 | 0 | 0 | 0 | 0 | 0 | 0 | 0 | 0 | 0 | 0 | 0
658 | 28 | 1 | 28 | 4285.7143 | 0 | 238.0952 | 1571.4286 | 124.3926 | 6219.6307 | #DIV/0! |  | #DIV/0! | 18 | 0 | 0 | 0 | 0 | 0 | 0 |  | 6219.6307 | 37.1987 | 30.0318 | 37.1987 | 4.9437 | 21894.8714 | 21897.1277 | 6214.687 | 35.0318 | 35.0354 | 35.0318 | 35 | 1 | 1 | 0 | 7.2 | 1 | 7.2 | 6214.687 | 18 | 0 | 0 | 0 | 0 | 0 | 0 | 0 | 0 | 0 | 0 | 0 | 0 | 0
659 | 28 | 1 | 28 | 4285.7143 | 0 | 238.0952 | 1571.4286 | 124.3926 | 6219.6307 | #DIV/0! |  | #DIV/0! | 18 | 0 | 0 | 0 | 0 | 0 | 0 |  | 6219.6307 | 37.1987 | 30.0354 | 37.1987 | 5.505 | 21897.1277 | 21898.8227 | 6214.1257 | 35.0354 | 35.0381 | 35.0354 | 35 | 1 | 1 | 0 | 7.2 | 1 | 7.2 | 6214.1257 | 18 | 0 | 0 | 0 | 0 | 0 | 0 | 0 | 0 | 0 | 0 | 0 | 0 | 0
660 | 28 | 1 | 28 | 4285.7143 | 0 | 238.0952 | 1571.4286 | 124.3926 | 6219.6307 | #DIV/0! |  | #DIV/0! | 18 | 0 | 0 | 0 | 0 | 0 | 0 |  | 6219.6307 | 37.1987 | 30.0381 | 37.1987 | 5.9267 | 21898.8227 | 21900.0959 | 6213.704 | 35.0381 | 35.0402 | 35.0381 | 35 | 1 | 1 | 0 | 7.2 | 1 | 7.2 | 6213.704 | 18 | 0 | 0 | 0 | 0 | 0 | 0 | 0 | 0 | 0 | 0 | 0 | 0 | 0
661 | 28 | 1 | 28 | 4285.7143 | 0 | 238.0952 | 1571.4286 | 124.3926 | 6219.6307 | #DIV/0! |  | #DIV/0! | 18 | 0 | 0 | 0 | 0 | 0 | 0 |  | 6219.6307 | 37.1987 | 30.0402 | 37.1987 | 6.2435 | 21900.0959 | 21901.0524 | 6213.3872 | 35.0402 | 35.0417 | 35.0402 | 35 | 1 | 1 | 0 | 7.2 | 1 | 7.2 | 6213.3872 | 18 | 0 | 0 | 0 | 0 | 0 | 0 | 0 | 0 | 0 | 0 | 0 | 0 | 0
662 | 28 | 1 | 28 | 4285.7143 | 0 | 238.0952 | 1571.4286 | 124.3926 | 6219.6307 | #DIV/0! |  | #DIV/0! | 18 | 0 | 0 | 0 | 0 | 0 | 0 |  | 6219.6307 | 37.1987 | 30.0417 | 37.1987 | 6.4815 | 21901.0524 | 21901.771 | 6213.1492 | 35.0417 | 35.0428 | 35.0417 | 35 | 1 | 1 | 0 | 7.2 | 1 | 7.2 | 6213.1492 | 18 | 0 | 0 | 0 | 0 | 0 | 0 | 0 | 0 | 0 | 0 | 0 | 0 | 0
663 | 28 | 1 | 28 | 4285.7143 | 0 | 238.0952 | 1571.4286 | 124.3926 | 6219.6307 | #DIV/0! |  | #DIV/0! | 18 | 0 | 0 | 0 | 0 | 0 | 0 |  | 6219.6307 | 37.1987 | 30.0428 | 37.1987 | 6.6602 | 21901.771 | 21902.3108 | 6212.9705 | 35.0428 | 35.0437 | 35.0428 | 35 | 1 | 1 | 0 | 7.2 | 1 | 7.2 | 6212.9705 | 18 | 0 | 0 | 0 | 0 | 0 | 0 | 0 | 0 | 0 | 0 | 0 | 0 | 0
664 | 28 | 1 | 28 | 4285.7143 | 0 | 238.0952 | 1571.4286 | 124.3926 | 6219.6307 | #DIV/0! |  | #DIV/0! | 18 | 0 | 0 | 0 | 0 | 0 | 0 |  | 6219.6307 | 37.1987 | 30.0437 | 37.1987 | 6.7945 | 21902.3108 | 21902.7162 | 6212.8362 | 35.0437 | 35.0443 | 35.0437 | 35 | 1 | 1 | 0 | 7.2 | 1 | 7.2 | 6212.8362 | 18 | 0 | 0 | 0 | 0 | 0 | 0 | 0 | 0 | 0 | 0 | 0 | 0 | 0
665 | 28 | 1 | 28 | 4285.7143 | 0 | 238.0952 | 0 | 92.3226 | 4616.1322 | #DIV/0! |  | #DIV/0! | 18 | 0 | 0 | 0 | 0 | 0 | 0 |  | 4616.1322 | 27.6084 | 30.0443 | 27.6084 | 5.1177 | 21902.7162 | 21904.7986 | 4611.0145 | 35.0443 | 35.0477 | 35.0443 | 35 | 1 | 1 | 0 | 7.2 | 1 | 7.2 | 4611.0145 | 18 | 0 | 0 | 0 | 0 | 0 | 0 | 0 | 0 | 0 | 0 | 0 | 0 | 0
666 | 28 | 1 | 28 | 4285.7143 | 2500 | 238.0952 | 0 | 143.3431 | 7167.1526 | #DIV/0! |  | #DIV/0! | 18 | 0 | 0 | 0 | 0 | 0 | 0 |  | 7167.1526 | 42.8657 | 30.0477 | 42.8657 | 8.5428 | 21904.7986 | 21903.4557 | 7158.6097 | 35.0477 | 35.0455 | 35.0477 | 35 | 1 | 1 | 0 | 7.2 | 1 | 7.2 | 7158.6097 | 18 | 0 | 0 | 0 | 0 | 0 | 0 | 0 | 0 | 0 | 0 | 0 | 0 | 0
667 | 28 | 1 | 28 | 4285.7143 | 5000 | 238.0952 | 0 | 194.3635 | 9718.173 | #DIV/0! |  | #DIV/0! | 18 | 0 | 0 | 0 | 0 | 0 | 0 |  | 9718.173 | 58.123 | 30.0455 | 58.123 | 11.0615 | 21903.4557 | 21899.5942 | 9707.1115 | 35.0455 | 35.0394 | 35.0455 | 35 | 1 | 1 | 0 | 7.2 | 1 | 7.2 | 9707.1115 | 18 | 0 | 0 | 0 | 0 | 0 | 0 | 0 | 0 | 0 | 0 | 0 | 0 | 0
668 | 28 | 1 | 28 | 4285.7143 | 5000 | 238.0952 | 0 | 194.3635 | 9718.173 | #DIV/0! |  | #DIV/0! | 18 | 0 | 0 | 0 | 0 | 0 | 0 |  | 9718.173 | 58.123 | 30.0394 | 58.123 | 9.5604 | 21899.5942 | 21897.2338 | 9708.6125 | 35.0394 | 35.0356 | 35.0394 | 35 | 1 | 1 | 0 | 7.2 | 1 | 7.2 | 9708.6125 | 18 | 0 | 0 | 0 | 0 | 0 | 0 | 0 | 0 | 0 | 0 | 0 | 0 | 0
669 | 28 | 1 | 28 | 4285.7143 | 5000 | 238.0952 | 0 | 194.3635 | 9718.173 | #DIV/0! |  | #DIV/0! | 18 | 0 | 0 | 0 | 0 | 0 | 0 |  | 9718.173 | 58.123 | 30.0356 | 58.123 | 8.6429 | 21897.2338 | 21895.7909 | 9709.5301 | 35.0356 | 35.0333 | 35.0356 | 35 | 1 | 1 | 0 | 7.2 | 1 | 7.2 | 9709.5301 | 18 | 0 | 0 | 0 | 0 | 0 | 0 | 0 | 0 | 0 | 0 | 0 | 0 | 0
670 | 28 | 1 | 28 | 4285.7143 | 2500 | 238.0952 | 0 | 143.3431 | 7167.1526 | #DIV/0! |  | #DIV/0! | 18 | 0 | 0 | 0 | 0 | 0 | 0 |  | 7167.1526 | 42.8657 | 30.0333 | 42.8657 | 5.9605 | 21895.7909 | 21897.0304 | 7161.1921 | 35.0333 | 35.0352 | 35.0333 | 35 | 1 | 1 | 0 | 7.2 | 1 | 7.2 | 7161.1921 | 18 | 0 | 0 | 0 | 0 | 0 | 0 | 0 | 0 | 0 | 0 | 0 | 0 | 0
671 | 28 | 1 | 29 | 4285.7143 | 0 | 238.0952 | 0 | 92.3226 | 4616.1322 | #DIV/0! |  | #DIV/0! | 18 | 0 | 0 | 0 | 0 | 0 | 0 |  | 4616.1322 | 27.6084 | 30.0352 | 27.6084 | 4.0678 | 21897.0304 | 21900.1626 | 4612.0643 | 35.0352 | 35.0403 | 35.0352 | 35 | 1 | 1 | 0 | 7.2 | 1 | 7.2 | 4612.0643 | 18 | 0 | 0 | 0 | 0 | 0 | 0 | 0 | 0 | 0 | 0 | 0 | 0 | 0
672 | 29 | 1 | 29 | 4285.7143 | 0 | 238.0952 | 0 | 92.3226 | 4616.1322 | #DIV/0! |  | #DIV/0! | 18 | 0 | 0 | 0 | 0 | 0 | 0 |  | 4616.1322 | 27.6084 | 30.0403 | 27.6084 | 4.6462 | 21900.1626 | 21902.7165 | 4611.486 | 35.0403 | 35.0443 | 35.0403 | 35 | 1 | 1 | 0 | 7.2 | 1 | 7.2 | 4611.486 | 18 | 0 | 0 | 0 | 0 | 0 | 0 | 0 | 0 | 0 | 0 | 0 | 0 | 0
673 | 29 | 1 | 29 | 4285.7143 | 0 | 238.0952 | 0 | 92.3226 | 4616.1322 | #DIV/0! |  | #DIV/0! | 18 | 0 | 0 | 0 | 0 | 0 | 0 |  | 4616.1322 | 27.6084 | 30.0443 | 27.6084 | 5.1177 | 21902.7165 | 21904.7988 | 4611.0145 | 35.0443 | 35.0477 | 35.0443 | 35 | 1 | 1 | 0 | 7.2 | 1 | 7.2 | 4611.0145 | 18 | 0 | 0 | 0 | 0 | 0 | 0 | 0 | 0 | 0 | 0 | 0 | 0 | 0
674 | 29 | 1 | 29 | 4285.7143 | 0 | 238.0952 | 0 | 92.3226 | 4616.1322 | #DIV/0! |  | #DIV/0! | 18 | 0 | 0 | 0 | 0 | 0 | 0 |  | 4616.1322 | 27.6084 | 30.0477 | 27.6084 | 5.5022 | 21904.7988 | 21906.4966 | 4610.63 | 35.0477 | 35.0504 | 35.0477 | 35 | 1 | 1 | 0 | 7.2 | 1 | 7.2 | 4610.63 | 18 | 0 | 0 | 0 | 0 | 0 | 0 | 0 | 0 | 0 | 0 | 0 | 0 | 0
675 | 29 | 1 | 29 | 4285.7143 | 0 | 238.0952 | 0 | 92.3226 | 4616.1322 | #DIV/0! |  | #DIV/0! | 18 | 0 | 0 | 0 | 0 | 0 | 0 |  | 4616.1322 | 27.6084 | 30.0504 | 27.6084 | 5.8157 | 21906.4966 | 21907.8809 | 4610.3165 | 35.0504 | 35.0526 | 35.0504 | 35 | 1 | 1 | 0 | 7.2 | 1 | 7.2 | 4610.3165 | 18 | 0 | 0 | 0 | 0 | 0 | 0 | 0 | 0 | 0 | 0 | 0 | 0 | 0
676 | 29 | 1 | 29 | 4285.7143 | 0 | 238.0952 | 0 | 92.3226 | 4616.1322 | #DIV/0! |  | #DIV/0! | 18 | 0 | 0 | 0 | 0 | 0 | 0 |  | 4616.1322 | 27.6084 | 30.0526 | 27.6084 | 6.0713 | 21907.8809 | 21909.0096 | 4610.0609 | 35.0526 | 35.0544 | 35.0526 | 35 | 1 | 1 | 0 | 7.2 | 1 | 7.2 | 4610.0609 | 18 | 0 | 0 | 0 | 0 | 0 | 0 | 0 | 0 | 0 | 0 | 0 | 0 | 0
677 | 29 | 1 | 29 | 4285.7143 | 3000 | 238.0952 | 0 | 153.5471 | 7677.3567 | #DIV/0! |  | #DIV/0! | 18 | 0 | 0 | 0 | 0 | 0 | 0 |  | 7677.3567 | 45.9172 | 30.0544 | 45.9172 | 10.4441 | 21909.0096 | 21905.7654 | 7666.9125 | 35.0544 | 35.0492 | 35.0544 | 35 | 1 | 1 | 0 | 7.2 | 1 | 7.2 | 7666.9125 | 18 | 0 | 0 | 0 | 0 | 0 | 0 | 0 | 0 | 0 | 0 | 0 | 0 | 0
678 | 29 | 1 | 29 | 4285.7143 | 5000 | 238.0952 | 0 | 194.3635 | 9718.173 | #DIV/0! |  | #DIV/0! | 18 | 0 | 0 | 0 | 0 | 0 | 0 |  | 9718.173 | 58.123 | 30.0492 | 58.123 | 11.9593 | 21905.7654 | 21901.0061 | 9706.2136 | 35.0492 | 35.0416 | 35.0492 | 35 | 1 | 1 | 0 | 7.2 | 1 | 7.2 | 9706.2136 | 18 | 0 | 0 | 0 | 0 | 0 | 0 | 0 | 0 | 0 | 0 | 0 | 0 | 0
679 | 29 | 1 | 29 | 4285.7143 | 5000 | 238.0952 | 1571.4286 | 226.4334 | 11321.6715 | #DIV/0! |  | #DIV/0! | 18 | 0 | 0 | 0 | 0 | 0 | 0 |  | 11321.6715 | 67.7133 | 30.0416 | 67.7133 | 11.7773 | 21901.0061 | 21896.4288 | 11309.8942 | 35.0416 | 35.0343 | 35.0416 | 35 | 1 | 1 | 0 | 7.2 | 1 | 7.2 | 11309.8942 | 18 | 0 | 0 | 0 | 0 | 0 | 0 | 0 | 0 | 0 | 0 | 0 | 0 | 0
680 | 29 | 1 | 29 | 4285.7143 | 5000 | 238.0952 | 1571.4286 | 226.4334 | 11321.6715 | #DIV/0! |  | #DIV/0! | 18 | 0 | 0 | 0 | 0 | 0 | 0 |  | 11321.6715 | 67.7133 | 30.0343 | 67.7133 | 9.7044 | 21896.4288 | 21893.9244 | 11311.9671 | 35.0343 | 35.0303 | 35.0343 | 35 | 1 | 1 | 0 | 7.2 | 1 | 7.2 | 11311.9671 | 18 | 0 | 0 | 0 | 0 | 0 | 0 | 0 | 0 | 0 | 0 | 0 | 0 | 0
681 | 29 | 1 | 29 | 4285.7143 | 2000 | 238.0952 | 1571.4286 | 165.2089 | 8260.447 | #DIV/0! |  | #DIV/0! | 18 | 0 | 0 | 0 | 0 | 0 | 0 |  | 8260.447 | 49.4046 | 30.0303 | 49.4046 | 6.253 | 21893.9244 | 21894.8714 | 8254.1941 | 35.0303 | 35.0318 | 35.0303 | 35 | 1 | 1 | 0 | 7.2 | 1 | 7.2 | 8254.1941 | 18 | 0 | 0 | 0 | 0 | 0 | 0 | 0 | 0 | 0 | 0 | 0 | 0 | 0
682 | 29 | 1 | 29 | 4285.7143 | 0 | 238.0952 | 1571.4286 | 124.3926 | 6219.6307 | #DIV/0! |  | #DIV/0! | 18 | 0 | 0 | 0 | 0 | 0 | 0 |  | 6219.6307 | 37.1987 | 30.0318 | 37.1987 | 4.9437 | 21894.8714 | 21897.1277 | 6214.687 | 35.0318 | 35.0354 | 35.0318 | 35 | 1 | 1 | 0 | 7.2 | 1 | 7.2 | 6214.687 | 18 | 0 | 0 | 0 | 0 | 0 | 0 | 0 | 0 | 0 | 0 | 0 | 0 | 0
683 | 29 | 1 | 29 | 4285.7143 | 0 | 238.0952 | 1571.4286 | 124.3926 | 6219.6307 | #DIV/0! |  | #DIV/0! | 18 | 0 | 0 | 0 | 0 | 0 | 0 |  | 6219.6307 | 37.1987 | 30.0354 | 37.1987 | 5.505 | 21897.1277 | 21898.8227 | 6214.1257 | 35.0354 | 35.0381 | 35.0354 | 35 | 1 | 1 | 0 | 7.2 | 1 | 7.2 | 6214.1257 | 18 | 0 | 0 | 0 | 0 | 0 | 0 | 0 | 0 | 0 | 0 | 0 | 0 | 0
684 | 29 | 1 | 29 | 4285.7143 | 0 | 238.0952 | 1571.4286 | 124.3926 | 6219.6307 | #DIV/0! |  | #DIV/0! | 18 | 0 | 0 | 0 | 0 | 0 | 0 |  | 6219.6307 | 37.1987 | 30.0381 | 37.1987 | 5.9267 | 21898.8227 | 21900.0959 | 6213.704 | 35.0381 | 35.0402 | 35.0381 | 35 | 1 | 1 | 0 | 7.2 | 1 | 7.2 | 6213.704 | 18 | 0 | 0 | 0 | 0 | 0 | 0 | 0 | 0 | 0 | 0 | 0 | 0 | 0
685 | 29 | 1 | 29 | 4285.7143 | 0 | 238.0952 | 1571.4286 | 124.3926 | 6219.6307 | #DIV/0! |  | #DIV/0! | 18 | 0 | 0 | 0 | 0 | 0 | 0 |  | 6219.6307 | 37.1987 | 30.0402 | 37.1987 | 6.2435 | 21900.0959 | 21901.0524 | 6213.3872 | 35.0402 | 35.0417 | 35.0402 | 35 | 1 | 1 | 0 | 7.2 | 1 | 7.2 | 6213.3872 | 18 | 0 | 0 | 0 | 0 | 0 | 0 | 0 | 0 | 0 | 0 | 0 | 0 | 0
686 | 29 | 1 | 29 | 4285.7143 | 0 | 238.0952 | 1571.4286 | 124.3926 | 6219.6307 | #DIV/0! |  | #DIV/0! | 18 | 0 | 0 | 0 | 0 | 0 | 0 |  | 6219.6307 | 37.1987 | 30.0417 | 37.1987 | 6.4815 | 21901.0524 | 21901.771 | 6213.1492 | 35.0417 | 35.0428 | 35.0417 | 35 | 1 | 1 | 0 | 7.2 | 1 | 7.2 | 6213.1492 | 18 | 0 | 0 | 0 | 0 | 0 | 0 | 0 | 0 | 0 | 0 | 0 | 0 | 0
687 | 29 | 1 | 29 | 4285.7143 | 0 | 238.0952 | 1571.4286 | 124.3926 | 6219.6307 | #DIV/0! |  | #DIV/0! | 18 | 0 | 0 | 0 | 0 | 0 | 0 |  | 6219.6307 | 37.1987 | 30.0428 | 37.1987 | 6.6602 | 21901.771 | 21902.3108 | 6212.9705 | 35.0428 | 35.0437 | 35.0428 | 35 | 1 | 1 | 0 | 7.2 | 1 | 7.2 | 6212.9705 | 18 | 0 | 0 | 0 | 0 | 0 | 0 | 0 | 0 | 0 | 0 | 0 | 0 | 0
688 | 29 | 1 | 29 | 4285.7143 | 0 | 238.0952 | 1571.4286 | 124.3926 | 6219.6307 | #DIV/0! |  | #DIV/0! | 18 | 0 | 0 | 0 | 0 | 0 | 0 |  | 6219.6307 | 37.1987 | 30.0437 | 37.1987 | 6.7945 | 21902.3108 | 21902.7162 | 6212.8362 | 35.0437 | 35.0443 | 35.0437 | 35 | 1 | 1 | 0 | 7.2 | 1 | 7.2 | 6212.8362 | 18 | 0 | 0 | 0 | 0 | 0 | 0 | 0 | 0 | 0 | 0 | 0 | 0 | 0
689 | 29 | 1 | 29 | 4285.7143 | 0 | 238.0952 | 0 | 92.3226 | 4616.1322 | #DIV/0! |  | #DIV/0! | 18 | 0 | 0 | 0 | 0 | 0 | 0 |  | 4616.1322 | 27.6084 | 30.0443 | 27.6084 | 5.1177 | 21902.7162 | 21904.7986 | 4611.0145 | 35.0443 | 35.0477 | 35.0443 | 35 | 1 | 1 | 0 | 7.2 | 1 | 7.2 | 4611.0145 | 18 | 0 | 0 | 0 | 0 | 0 | 0 | 0 | 0 | 0 | 0 | 0 | 0 | 0
690 | 29 | 1 | 29 | 4285.7143 | 2500 | 238.0952 | 0 | 143.3431 | 7167.1526 | #DIV/0! |  | #DIV/0! | 18 | 0 | 0 | 0 | 0 | 0 | 0 |  | 7167.1526 | 42.8657 | 30.0477 | 42.8657 | 8.5428 | 21904.7986 | 21903.4557 | 7158.6097 | 35.0477 | 35.0455 | 35.0477 | 35 | 1 | 1 | 0 | 7.2 | 1 | 7.2 | 7158.6097 | 18 | 0 | 0 | 0 | 0 | 0 | 0 | 0 | 0 | 0 | 0 | 0 | 0 | 0
691 | 29 | 1 | 29 | 4285.7143 | 5000 | 238.0952 | 0 | 194.3635 | 9718.173 | #DIV/0! |  | #DIV/0! | 18 | 0 | 0 | 0 | 0 | 0 | 0 |  | 9718.173 | 58.123 | 30.0455 | 58.123 | 11.0615 | 21903.4557 | 21899.5942 | 9707.1115 | 35.0455 | 35.0394 | 35.0455 | 35 | 1 | 1 | 0 | 7.2 | 1 | 7.2 | 9707.1115 | 18 | 0 | 0 | 0 | 0 | 0 | 0 | 0 | 0 | 0 | 0 | 0 | 0 | 0
692 | 29 | 1 | 29 | 4285.7143 | 5000 | 238.0952 | 0 | 194.3635 | 9718.173 | #DIV/0! |  | #DIV/0! | 18 | 0 | 0 | 0 | 0 | 0 | 0 |  | 9718.173 | 58.123 | 30.0394 | 58.123 | 9.5604 | 21899.5942 | 21897.2338 | 9708.6125 | 35.0394 | 35.0356 | 35.0394 | 35 | 1 | 1 | 0 | 7.2 | 1 | 7.2 | 9708.6125 | 18 | 0 | 0 | 0 | 0 | 0 | 0 | 0 | 0 | 0 | 0 | 0 | 0 | 0
693 | 29 | 1 | 29 | 4285.7143 | 5000 | 238.0952 | 0 | 194.3635 | 9718.173 | #DIV/0! |  | #DIV/0! | 18 | 0 | 0 | 0 | 0 | 0 | 0 |  | 9718.173 | 58.123 | 30.0356 | 58.123 | 8.6429 | 21897.2338 | 21895.7909 | 9709.5301 | 35.0356 | 35.0333 | 35.0356 | 35 | 1 | 1 | 0 | 7.2 | 1 | 7.2 | 9709.5301 | 18 | 0 | 0 | 0 | 0 | 0 | 0 | 0 | 0 | 0 | 0 | 0 | 0 | 0
694 | 29 | 1 | 29 | 4285.7143 | 2500 | 238.0952 | 0 | 143.3431 | 7167.1526 | #DIV/0! |  | #DIV/0! | 18 | 0 | 0 | 0 | 0 | 0 | 0 |  | 7167.1526 | 42.8657 | 30.0333 | 42.8657 | 5.9605 | 21895.7909 | 21897.0304 | 7161.1921 | 35.0333 | 35.0352 | 35.0333 | 35 | 1 | 1 | 0 | 7.2 | 1 | 7.2 | 7161.1921 | 18 | 0 | 0 | 0 | 0 | 0 | 0 | 0 | 0 | 0 | 0 | 0 | 0 | 0
695 | 29 | 1 | 30 | 4285.7143 | 0 | 238.0952 | 0 | 92.3226 | 4616.1322 | #DIV/0! |  | #DIV/0! | 18 | 0 | 0 | 0 | 0 | 0 | 0 |  | 4616.1322 | 27.6084 | 30.0352 | 27.6084 | 4.0678 | 21897.0304 | 21900.1626 | 4612.0643 | 35.0352 | 35.0403 | 35.0352 | 35 | 1 | 1 | 0 | 7.2 | 1 | 7.2 | 4612.0643 | 18 | 0 | 0 | 0 | 0 | 0 | 0 | 0 | 0 | 0 | 0 | 0 | 0 | 0
696 | 30 | 1 | 30 | 4285.7143 | 0 | 238.0952 | 0 | 92.3226 | 4616.1322 | #DIV/0! |  | #DIV/0! | 18 | 0 | 0 | 0 | 0 | 0 | 0 |  | 4616.1322 | 27.6084 | 30.0403 | 27.6084 | 4.6462 | 21900.1626 | 21902.7165 | 4611.486 | 35.0403 | 35.0443 | 35.0403 | 35 | 1 | 1 | 0 | 7.2 | 1 | 7.2 | 4611.486 | 18 | 0 | 0 | 0 | 0 | 0 | 0 | 0 | 0 | 0 | 0 | 0 | 0 | 0
697 | 30 | 1 | 30 | 4285.7143 | 0 | 238.0952 | 0 | 92.3226 | 4616.1322 | #DIV/0! |  | #DIV/0! | 18 | 0 | 0 | 0 | 0 | 0 | 0 |  | 4616.1322 | 27.6084 | 30.0443 | 27.6084 | 5.1177 | 21902.7165 | 21904.7988 | 4611.0145 | 35.0443 | 35.0477 | 35.0443 | 35 | 1 | 1 | 0 | 7.2 | 1 | 7.2 | 4611.0145 | 18 | 0 | 0 | 0 | 0 | 0 | 0 | 0 | 0 | 0 | 0 | 0 | 0 | 0
698 | 30 | 1 | 30 | 4285.7143 | 0 | 238.0952 | 0 | 92.3226 | 4616.1322 | #DIV/0! |  | #DIV/0! | 18 | 0 | 0 | 0 | 0 | 0 | 0 |  | 4616.1322 | 27.6084 | 30.0477 | 27.6084 | 5.5022 | 21904.7988 | 21906.4966 | 4610.63 | 35.0477 | 35.0504 | 35.0477 | 35 | 1 | 1 | 0 | 7.2 | 1 | 7.2 | 4610.63 | 18 | 0 | 0 | 0 | 0 | 0 | 0 | 0 | 0 | 0 | 0 | 0 | 0 | 0
699 | 30 | 1 | 30 | 4285.7143 | 0 | 238.0952 | 0 | 92.3226 | 4616.1322 | #DIV/0! |  | #DIV/0! | 18 | 0 | 0 | 0 | 0 | 0 | 0 |  | 4616.1322 | 27.6084 | 30.0504 | 27.6084 | 5.8157 | 21906.4966 | 21907.8809 | 4610.3165 | 35.0504 | 35.0526 | 35.0504 | 35 | 1 | 1 | 0 | 7.2 | 1 | 7.2 | 4610.3165 | 18 | 0 | 0 | 0 | 0 | 0 | 0 | 0 | 0 | 0 | 0 | 0 | 0 | 0
700 | 30 | 1 | 30 | 4285.7143 | 0 | 238.0952 | 0 | 92.3226 | 4616.1322 | #DIV/0! |  | #DIV/0! | 18 | 0 | 0 | 0 | 0 | 0 | 0 |  | 4616.1322 | 27.6084 | 30.0526 | 27.6084 | 6.0713 | 21907.8809 | 21909.0096 | 4610.0609 | 35.0526 | 35.0544 | 35.0526 | 35 | 1 | 1 | 0 | 7.2 | 1 | 7.2 | 4610.0609 | 18 | 0 | 0 | 0 | 0 | 0 | 0 | 0 | 0 | 0 | 0 | 0 | 0 | 0
701 | 30 | 1 | 30 | 4285.7143 | 3000 | 238.0952 | 0 | 153.5471 | 7677.3567 | #DIV/0! |  | #DIV/0! | 18 | 0 | 0 | 0 | 0 | 0 | 0 |  | 7677.3567 | 45.9172 | 30.0544 | 45.9172 | 10.4441 | 21909.0096 | 21905.7654 | 7666.9125 | 35.0544 | 35.0492 | 35.0544 | 35 | 1 | 1 | 0 | 7.2 | 1 | 7.2 | 7666.9125 | 18 | 0 | 0 | 0 | 0 | 0 | 0 | 0 | 0 | 0 | 0 | 0 | 0 | 0
702 | 30 | 1 | 30 | 4285.7143 | 5000 | 238.0952 | 0 | 194.3635 | 9718.173 | #DIV/0! |  | #DIV/0! | 18 | 0 | 0 | 0 | 0 | 0 | 0 |  | 9718.173 | 58.123 | 30.0492 | 58.123 | 11.9593 | 21905.7654 | 21901.0061 | 9706.2136 | 35.0492 | 35.0416 | 35.0492 | 35 | 1 | 1 | 0 | 7.2 | 1 | 7.2 | 9706.2136 | 18 | 0 | 0 | 0 | 0 | 0 | 0 | 0 | 0 | 0 | 0 | 0 | 0 | 0
703 | 30 | 1 | 30 | 4285.7143 | 5000 | 238.0952 | 1571.4286 | 226.4334 | 11321.6715 | #DIV/0! |  | #DIV/0! | 18 | 0 | 0 | 0 | 0 | 0 | 0 |  | 11321.6715 | 67.7133 | 30.0416 | 67.7133 | 11.7773 | 21901.0061 | 21896.4288 | 11309.8942 | 35.0416 | 35.0343 | 35.0416 | 35 | 1 | 1 | 0 | 7.2 | 1 | 7.2 | 11309.8942 | 18 | 0 | 0 | 0 | 0 | 0 | 0 | 0 | 0 | 0 | 0 | 0 | 0 | 0
704 | 30 | 1 | 30 | 4285.7143 | 5000 | 238.0952 | 1571.4286 | 226.4334 | 11321.6715 | #DIV/0! |  | #DIV/0! | 18 | 0 | 0 | 0 | 0 | 0 | 0 |  | 11321.6715 | 67.7133 | 30.0343 | 67.7133 | 9.7044 | 21896.4288 | 21893.9244 | 11311.9671 | 35.0343 | 35.0303 | 35.0343 | 35 | 1 | 1 | 0 | 7.2 | 1 | 7.2 | 11311.9671 | 18 | 0 | 0 | 0 | 0 | 0 | 0 | 0 | 0 | 0 | 0 | 0 | 0 | 0
705 | 30 | 1 | 30 | 4285.7143 | 2000 | 238.0952 | 1571.4286 | 165.2089 | 8260.447 | #DIV/0! |  | #DIV/0! | 18 | 0 | 0 | 0 | 0 | 0 | 0 |  | 8260.447 | 49.4046 | 30.0303 | 49.4046 | 6.253 | 21893.9244 | 21894.8714 | 8254.1941 | 35.0303 | 35.0318 | 35.0303 | 35 | 1 | 1 | 0 | 7.2 | 1 | 7.2 | 8254.1941 | 18 | 0 | 0 | 0 | 0 | 0 | 0 | 0 | 0 | 0 | 0 | 0 | 0 | 0
706 | 30 | 1 | 30 | 4285.7143 | 0 | 238.0952 | 1571.4286 | 124.3926 | 6219.6307 | #DIV/0! |  | #DIV/0! | 18 | 0 | 0 | 0 | 0 | 0 | 0 |  | 6219.6307 | 37.1987 | 30.0318 | 37.1987 | 4.9437 | 21894.8714 | 21897.1277 | 6214.687 | 35.0318 | 35.0354 | 35.0318 | 35 | 1 | 1 | 0 | 7.2 | 1 | 7.2 | 6214.687 | 18 | 0 | 0 | 0 | 0 | 0 | 0 | 0 | 0 | 0 | 0 | 0 | 0 | 0
707 | 30 | 1 | 30 | 4285.7143 | 0 | 238.0952 | 1571.4286 | 124.3926 | 6219.6307 | #DIV/0! |  | #DIV/0! | 18 | 0 | 0 | 0 | 0 | 0 | 0 |  | 6219.6307 | 37.1987 | 30.0354 | 37.1987 | 5.505 | 21897.1277 | 21898.8227 | 6214.1257 | 35.0354 | 35.0381 | 35.0354 | 35 | 1 | 1 | 0 | 7.2 | 1 | 7.2 | 6214.1257 | 18 | 0 | 0 | 0 | 0 | 0 | 0 | 0 | 0 | 0 | 0 | 0 | 0 | 0
708 | 30 | 1 | 30 | 4285.7143 | 0 | 238.0952 | 1571.4286 | 124.3926 | 6219.6307 | #DIV/0! |  | #DIV/0! | 18 | 0 | 0 | 0 | 0 | 0 | 0 |  | 6219.6307 | 37.1987 | 30.0381 | 37.1987 | 5.9267 | 21898.8227 | 21900.0959 | 6213.704 | 35.0381 | 35.0402 | 35.0381 | 35 | 1 | 1 | 0 | 7.2 | 1 | 7.2 | 6213.704 | 18 | 0 | 0 | 0 | 0 | 0 | 0 | 0 | 0 | 0 | 0 | 0 | 0 | 0
709 | 30 | 1 | 30 | 4285.7143 | 0 | 238.0952 | 1571.4286 | 124.3926 | 6219.6307 | #DIV/0! |  | #DIV/0! | 18 | 0 | 0 | 0 | 0 | 0 | 0 |  | 6219.6307 | 37.1987 | 30.0402 | 37.1987 | 6.2435 | 21900.0959 | 21901.0524 | 6213.3872 | 35.0402 | 35.0417 | 35.0402 | 35 | 1 | 1 | 0 | 7.2 | 1 | 7.2 | 6213.3872 | 18 | 0 | 0 | 0 | 0 | 0 | 0 | 0 | 0 | 0 | 0 | 0 | 0 | 0
710 | 30 | 1 | 30 | 4285.7143 | 0 | 238.0952 | 1571.4286 | 124.3926 | 6219.6307 | #DIV/0! |  | #DIV/0! | 18 | 0 | 0 | 0 | 0 | 0 | 0 |  | 6219.6307 | 37.1987 | 30.0417 | 37.1987 | 6.4815 | 21901.0524 | 21901.771 | 6213.1492 | 35.0417 | 35.0428 | 35.0417 | 35 | 1 | 1 | 0 | 7.2 | 1 | 7.2 | 6213.1492 | 18 | 0 | 0 | 0 | 0 | 0 | 0 | 0 | 0 | 0 | 0 | 0 | 0 | 0
711 | 30 | 1 | 30 | 4285.7143 | 0 | 238.0952 | 1571.4286 | 124.3926 | 6219.6307 | #DIV/0! |  | #DIV/0! | 18 | 0 | 0 | 0 | 0 | 0 | 0 |  | 6219.6307 | 37.1987 | 30.0428 | 37.1987 | 6.6602 | 21901.771 | 21902.3108 | 6212.9705 | 35.0428 | 35.0437 | 35.0428 | 35 | 1 | 1 | 0 | 7.2 | 1 | 7.2 | 6212.9705 | 18 | 0 | 0 | 0 | 0 | 0 | 0 | 0 | 0 | 0 | 0 | 0 | 0 | 0
712 | 30 | 1 | 30 | 4285.7143 | 0 | 238.0952 | 1571.4286 | 124.3926 | 6219.6307 | #DIV/0! |  | #DIV/0! | 18 | 0 | 0 | 0 | 0 | 0 | 0 |  | 6219.6307 | 37.1987 | 30.0437 | 37.1987 | 6.7945 | 21902.3108 | 21902.7162 | 6212.8362 | 35.0437 | 35.0443 | 35.0437 | 35 | 1 | 1 | 0 | 7.2 | 1 | 7.2 | 6212.8362 | 18 | 0 | 0 | 0 | 0 | 0 | 0 | 0 | 0 | 0 | 0 | 0 | 0 | 0
713 | 30 | 1 | 30 | 4285.7143 | 0 | 238.0952 | 0 | 92.3226 | 4616.1322 | #DIV/0! |  | #DIV/0! | 18 | 0 | 0 | 0 | 0 | 0 | 0 |  | 4616.1322 | 27.6084 | 30.0443 | 27.6084 | 5.1177 | 21902.7162 | 21904.7986 | 4611.0145 | 35.0443 | 35.0477 | 35.0443 | 35 | 1 | 1 | 0 | 7.2 | 1 | 7.2 | 4611.0145 | 18 | 0 | 0 | 0 | 0 | 0 | 0 | 0 | 0 | 0 | 0 | 0 | 0 | 0
714 | 30 | 1 | 30 | 4285.7143 | 2500 | 238.0952 | 0 | 143.3431 | 7167.1526 | #DIV/0! |  | #DIV/0! | 18 | 0 | 0 | 0 | 0 | 0 | 0 |  | 7167.1526 | 42.8657 | 30.0477 | 42.8657 | 8.5428 | 21904.7986 | 21903.4557 | 7158.6097 | 35.0477 | 35.0455 | 35.0477 | 35 | 1 | 1 | 0 | 7.2 | 1 | 7.2 | 7158.6097 | 18 | 0 | 0 | 0 | 0 | 0 | 0 | 0 | 0 | 0 | 0 | 0 | 0 | 0
715 | 30 | 1 | 30 | 4285.7143 | 5000 | 238.0952 | 0 | 194.3635 | 9718.173 | #DIV/0! |  | #DIV/0! | 18 | 0 | 0 | 0 | 0 | 0 | 0 |  | 9718.173 | 58.123 | 30.0455 | 58.123 | 11.0615 | 21903.4557 | 21899.5942 | 9707.1115 | 35.0455 | 35.0394 | 35.0455 | 35 | 1 | 1 | 0 | 7.2 | 1 | 7.2 | 9707.1115 | 18 | 0 | 0 | 0 | 0 | 0 | 0 | 0 | 0 | 0 | 0 | 0 | 0 | 0
716 | 30 | 1 | 30 | 4285.7143 | 5000 | 238.0952 | 0 | 194.3635 | 9718.173 | #DIV/0! |  | #DIV/0! | 18 | 0 | 0 | 0 | 0 | 0 | 0 |  | 9718.173 | 58.123 | 30.0394 | 58.123 | 9.5604 | 21899.5942 | 21897.2338 | 9708.6125 | 35.0394 | 35.0356 | 35.0394 | 35 | 1 | 1 | 0 | 7.2 | 1 | 7.2 | 9708.6125 | 18 | 0 | 0 | 0 | 0 | 0 | 0 | 0 | 0 | 0 | 0 | 0 | 0 | 0
717 | 30 | 1 | 30 | 4285.7143 | 5000 | 238.0952 | 0 | 194.3635 | 9718.173 | #DIV/0! |  | #DIV/0! | 18 | 0 | 0 | 0 | 0 | 0 | 0 |  | 9718.173 | 58.123 | 30.0356 | 58.123 | 8.6429 | 21897.2338 | 21895.7909 | 9709.5301 | 35.0356 | 35.0333 | 35.0356 | 35 | 1 | 1 | 0 | 7.2 | 1 | 7.2 | 9709.5301 | 18 | 0 | 0 | 0 | 0 | 0 | 0 | 0 | 0 | 0 | 0 | 0 | 0 | 0
718 | 30 | 1 | 30 | 4285.7143 | 2500 | 238.0952 | 0 | 143.3431 | 7167.1526 | #DIV/0! |  | #DIV/0! | 18 | 0 | 0 | 0 | 0 | 0 | 0 |  | 7167.1526 | 42.8657 | 30.0333 | 42.8657 | 5.9605 | 21895.7909 | 21897.0304 | 7161.1921 | 35.0333 | 35.0352 | 35.0333 | 35 | 1 | 1 | 0 | 7.2 | 1 | 7.2 | 7161.1921 | 18 | 0 | 0 | 0 | 0 | 0 | 0 | 0 | 0 | 0 | 0 | 0 | 0 | 0
719 | 30 | 1 | 31 | 4285.7143 | 0 | 238.0952 | 0 | 92.3226 | 4616.1322 | #DIV/0! |  | #DIV/0! | 18 | 0 | 0 | 0 | 0 | 0 | 0 |  | 4616.1322 | 27.6084 | 30.0352 | 27.6084 | 4.0678 | 21897.0304 | 21900.1626 | 4612.0643 | 35.0352 | 35.0403 | 35.0352 | 35 | 1 | 1 | 0 | 7.2 | 1 | 7.2 | 4612.0643 | 18 | 0 | 0 | 0 | 0 | 0 | 0 | 0 | 0 | 0 | 0 | 0 | 0 | 0
720 | 31 | 1 | 31 | 4285.7143 | 0 | 238.0952 | 0 | 92.3226 | 4616.1322 | #DIV/0! |  | #DIV/0! | 18 | 0 | 0 | 0 | 0 | 0 | 0 |  | 4616.1322 | 27.6084 | 30.0403 | 27.6084 | 4.6462 | 21900.1626 | 21902.7165 | 4611.486 | 35.0403 | 35.0443 | 35.0403 | 35 | 1 | 1 | 0 | 7.2 | 1 | 7.2 | 4611.486 | 18 | 0 | 0 | 0 | 0 | 0 | 0 | 0 | 0 | 0 | 0 | 0 | 0 | 0
721 | 31 | 1 | 31 | 4285.7143 | 0 | 238.0952 | 0 | 92.3226 | 4616.1322 | #DIV/0! |  | #DIV/0! | 18 | 0 | 0 | 0 | 0 | 0 | 0 |  | 4616.1322 | 27.6084 | 30.0443 | 27.6084 | 5.1177 | 21902.7165 | 21904.7988 | 4611.0145 | 35.0443 | 35.0477 | 35.0443 | 35 | 1 | 1 | 0 | 7.2 | 1 | 7.2 | 4611.0145 | 18 | 0 | 0 | 0 | 0 | 0 | 0 | 0 | 0 | 0 | 0 | 0 | 0 | 0
722 | 31 | 1 | 31 | 4285.7143 | 0 | 238.0952 | 0 | 92.3226 | 4616.1322 | #DIV/0! |  | #DIV/0! | 18 | 0 | 0 | 0 | 0 | 0 | 0 |  | 4616.1322 | 27.6084 | 30.0477 | 27.6084 | 5.5022 | 21904.7988 | 21906.4966 | 4610.63 | 35.0477 | 35.0504 | 35.0477 | 35 | 1 | 1 | 0 | 7.2 | 1 | 7.2 | 4610.63 | 18 | 0 | 0 | 0 | 0 | 0 | 0 | 0 | 0 | 0 | 0 | 0 | 0 | 0
723 | 31 | 1 | 31 | 4285.7143 | 0 | 238.0952 | 0 | 92.3226 | 4616.1322 | #DIV/0! |  | #DIV/0! | 18 | 0 | 0 | 0 | 0 | 0 | 0 |  | 4616.1322 | 27.6084 | 30.0504 | 27.6084 | 5.8157 | 21906.4966 | 21907.8809 | 4610.3165 | 35.0504 | 35.0526 | 35.0504 | 35 | 1 | 1 | 0 | 7.2 | 1 | 7.2 | 4610.3165 | 18 | 0 | 0 | 0 | 0 | 0 | 0 | 0 | 0 | 0 | 0 | 0 | 0 | 0
724 | 31 | 1 | 31 | 4285.7143 | 0 | 238.0952 | 0 | 92.3226 | 4616.1322 | #DIV/0! |  | #DIV/0! | 18 | 0 | 0 | 0 | 0 | 0 | 0 |  | 4616.1322 | 27.6084 | 30.0526 | 27.6084 | 6.0713 | 21907.8809 | 21909.0096 | 4610.0609 | 35.0526 | 35.0544 | 35.0526 | 35 | 1 | 1 | 0 | 7.2 | 1 | 7.2 | 4610.0609 | 18 | 0 | 0 | 0 | 0 | 0 | 0 | 0 | 0 | 0 | 0 | 0 | 0 | 0
725 | 31 | 1 | 31 | 4285.7143 | 3000 | 238.0952 | 0 | 153.5471 | 7677.3567 | #DIV/0! |  | #DIV/0! | 18 | 0 | 0 | 0 | 0 | 0 | 0 |  | 7677.3567 | 45.9172 | 30.0544 | 45.9172 | 10.4441 | 21909.0096 | 21905.7654 | 7666.9125 | 35.0544 | 35.0492 | 35.0544 | 35 | 1 | 1 | 0 | 7.2 | 1 | 7.2 | 7666.9125 | 18 | 0 | 0 | 0 | 0 | 0 | 0 | 0 | 0 | 0 | 0 | 0 | 0 | 0
726 | 31 | 1 | 31 | 4285.7143 | 5000 | 238.0952 | 0 | 194.3635 | 9718.173 | #DIV/0! |  | #DIV/0! | 18 | 0 | 0 | 0 | 0 | 0 | 0 |  | 9718.173 | 58.123 | 30.0492 | 58.123 | 11.9593 | 21905.7654 | 21901.0061 | 9706.2136 | 35.0492 | 35.0416 | 35.0492 | 35 | 1 | 1 | 0 | 7.2 | 1 | 7.2 | 9706.2136 | 18 | 0 | 0 | 0 | 0 | 0 | 0 | 0 | 0 | 0 | 0 | 0 | 0 | 0
727 | 31 | 1 | 31 | 4285.7143 | 5000 | 238.0952 | 1571.4286 | 226.4334 | 11321.6715 | #DIV/0! |  | #DIV/0! | 18 | 0 | 0 | 0 | 0 | 0 | 0 |  | 11321.6715 | 67.7133 | 30.0416 | 67.7133 | 11.7773 | 21901.0061 | 21896.4288 | 11309.8942 | 35.0416 | 35.0343 | 35.0416 | 35 | 1 | 1 | 0 | 7.2 | 1 | 7.2 | 11309.8942 | 18 | 0 | 0 | 0 | 0 | 0 | 0 | 0 | 0 | 0 | 0 | 0 | 0 | 0
728 | 31 | 1 | 31 | 4285.7143 | 5000 | 238.0952 | 1571.4286 | 226.4334 | 11321.6715 | #DIV/0! |  | #DIV/0! | 18 | 0 | 0 | 0 | 0 | 0 | 0 |  | 11321.6715 | 67.7133 | 30.0343 | 67.7133 | 9.7044 | 21896.4288 | 21893.9244 | 11311.9671 | 35.0343 | 35.0303 | 35.0343 | 35 | 1 | 1 | 0 | 7.2 | 1 | 7.2 | 11311.9671 | 18 | 0 | 0 | 0 | 0 | 0 | 0 | 0 | 0 | 0 | 0 | 0 | 0 | 0
729 | 31 | 1 | 31 | 4285.7143 | 2000 | 238.0952 | 1571.4286 | 165.2089 | 8260.447 | #DIV/0! |  | #DIV/0! | 18 | 0 | 0 | 0 | 0 | 0 | 0 |  | 8260.447 | 49.4046 | 30.0303 | 49.4046 | 6.253 | 21893.9244 | 21894.8714 | 8254.1941 | 35.0303 | 35.0318 | 35.0303 | 35 | 1 | 1 | 0 | 7.2 | 1 | 7.2 | 8254.1941 | 18 | 0 | 0 | 0 | 0 | 0 | 0 | 0 | 0 | 0 | 0 | 0 | 0 | 0
730 | 31 | 1 | 31 | 4285.7143 | 0 | 238.0952 | 1571.4286 | 124.3926 | 6219.6307 | #DIV/0! |  | #DIV/0! | 18 | 0 | 0 | 0 | 0 | 0 | 0 |  | 6219.6307 | 37.1987 | 30.0318 | 37.1987 | 4.9437 | 21894.8714 | 21897.1277 | 6214.687 | 35.0318 | 35.0354 | 35.0318 | 35 | 1 | 1 | 0 | 7.2 | 1 | 7.2 | 6214.687 | 18 | 0 | 0 | 0 | 0 | 0 | 0 | 0 | 0 | 0 | 0 | 0 | 0 | 0
731 | 31 | 1 | 31 | 4285.7143 | 0 | 238.0952 | 1571.4286 | 124.3926 | 6219.6307 | #DIV/0! |  | #DIV/0! | 18 | 0 | 0 | 0 | 0 | 0 | 0 |  | 6219.6307 | 37.1987 | 30.0354 | 37.1987 | 5.505 | 21897.1277 | 21898.8227 | 6214.1257 | 35.0354 | 35.0381 | 35.0354 | 35 | 1 | 1 | 0 | 7.2 | 1 | 7.2 | 6214.1257 | 18 | 0 | 0 | 0 | 0 | 0 | 0 | 0 | 0 | 0 | 0 | 0 | 0 | 0
732 | 31 | 1 | 31 | 4285.7143 | 0 | 238.0952 | 1571.4286 | 124.3926 | 6219.6307 | #DIV/0! |  | #DIV/0! | 18 | 0 | 0 | 0 | 0 | 0 | 0 |  | 6219.6307 | 37.1987 | 30.0381 | 37.1987 | 5.9267 | 21898.8227 | 21900.0959 | 6213.704 | 35.0381 | 35.0402 | 35.0381 | 35 | 1 | 1 | 0 | 7.2 | 1 | 7.2 | 6213.704 | 18 | 0 | 0 | 0 | 0 | 0 | 0 | 0 | 0 | 0 | 0 | 0 | 0 | 0
733 | 31 | 1 | 31 | 4285.7143 | 0 | 238.0952 | 1571.4286 | 124.3926 | 6219.6307 | #DIV/0! |  | #DIV/0! | 18 | 0 | 0 | 0 | 0 | 0 | 0 |  | 6219.6307 | 37.1987 | 30.0402 | 37.1987 | 6.2435 | 21900.0959 | 21901.0524 | 6213.3872 | 35.0402 | 35.0417 | 35.0402 | 35 | 1 | 1 | 0 | 7.2 | 1 | 7.2 | 6213.3872 | 18 | 0 | 0 | 0 | 0 | 0 | 0 | 0 | 0 | 0 | 0 | 0 | 0 | 0
734 | 31 | 1 | 31 | 4285.7143 | 0 | 238.0952 | 1571.4286 | 124.3926 | 6219.6307 | #DIV/0! |  | #DIV/0! | 18 | 0 | 0 | 0 | 0 | 0 | 0 |  | 6219.6307 | 37.1987 | 30.0417 | 37.1987 | 6.4815 | 21901.0524 | 21901.771 | 6213.1492 | 35.0417 | 35.0428 | 35.0417 | 35 | 1 | 1 | 0 | 7.2 | 1 | 7.2 | 6213.1492 | 18 | 0 | 0 | 0 | 0 | 0 | 0 | 0 | 0 | 0 | 0 | 0 | 0 | 0
735 | 31 | 1 | 31 | 4285.7143 | 0 | 238.0952 | 1571.4286 | 124.3926 | 6219.6307 | #DIV/0! |  | #DIV/0! | 18 | 0 | 0 | 0 | 0 | 0 | 0 |  | 6219.6307 | 37.1987 | 30.0428 | 37.1987 | 6.6602 | 21901.771 | 21902.3108 | 6212.9705 | 35.0428 | 35.0437 | 35.0428 | 35 | 1 | 1 | 0 | 7.2 | 1 | 7.2 | 6212.9705 | 18 | 0 | 0 | 0 | 0 | 0 | 0 | 0 | 0 | 0 | 0 | 0 | 0 | 0
736 | 31 | 1 | 31 | 4285.7143 | 0 | 238.0952 | 1571.4286 | 124.3926 | 6219.6307 | #DIV/0! |  | #DIV/0! | 18 | 0 | 0 | 0 | 0 | 0 | 0 |  | 6219.6307 | 37.1987 | 30.0437 | 37.1987 | 6.7945 | 21902.3108 | 21902.7162 | 6212.8362 | 35.0437 | 35.0443 | 35.0437 | 35 | 1 | 1 | 0 | 7.2 | 1 | 7.2 | 6212.8362 | 18 | 0 | 0 | 0 | 0 | 0 | 0 | 0 | 0 | 0 | 0 | 0 | 0 | 0
737 | 31 | 1 | 31 | 4285.7143 | 0 | 238.0952 | 0 | 92.3226 | 4616.1322 | #DIV/0! |  | #DIV/0! | 18 | 0 | 0 | 0 | 0 | 0 | 0 |  | 4616.1322 | 27.6084 | 30.0443 | 27.6084 | 5.1177 | 21902.7162 | 21904.7986 | 4611.0145 | 35.0443 | 35.0477 | 35.0443 | 35 | 1 | 1 | 0 | 7.2 | 1 | 7.2 | 4611.0145 | 18 | 0 | 0 | 0 | 0 | 0 | 0 | 0 | 0 | 0 | 0 | 0 | 0 | 0
738 | 31 | 1 | 31 | 4285.7143 | 2500 | 238.0952 | 0 | 143.3431 | 7167.1526 | #DIV/0! |  | #DIV/0! | 18 | 0 | 0 | 0 | 0 | 0 | 0 |  | 7167.1526 | 42.8657 | 30.0477 | 42.8657 | 8.5428 | 21904.7986 | 21903.4557 | 7158.6097 | 35.0477 | 35.0455 | 35.0477 | 35 | 1 | 1 | 0 | 7.2 | 1 | 7.2 | 7158.6097 | 18 | 0 | 0 | 0 | 0 | 0 | 0 | 0 | 0 | 0 | 0 | 0 | 0 | 0
739 | 31 | 1 | 31 | 4285.7143 | 5000 | 238.0952 | 0 | 194.3635 | 9718.173 | #DIV/0! |  | #DIV/0! | 18 | 0 | 0 | 0 | 0 | 0 | 0 |  | 9718.173 | 58.123 | 30.0455 | 58.123 | 11.0615 | 21903.4557 | 21899.5942 | 9707.1115 | 35.0455 | 35.0394 | 35.0455 | 35 | 1 | 1 | 0 | 7.2 | 1 | 7.2 | 9707.1115 | 18 | 0 | 0 | 0 | 0 | 0 | 0 | 0 | 0 | 0 | 0 | 0 | 0 | 0
740 | 31 | 1 | 31 | 4285.7143 | 5000 | 238.0952 | 0 | 194.3635 | 9718.173 | #DIV/0! |  | #DIV/0! | 18 | 0 | 0 | 0 | 0 | 0 | 0 |  | 9718.173 | 58.123 | 30.0394 | 58.123 | 9.5604 | 21899.5942 | 21897.2338 | 9708.6125 | 35.0394 | 35.0356 | 35.0394 | 35 | 1 | 1 | 0 | 7.2 | 1 | 7.2 | 9708.6125 | 18 | 0 | 0 | 0 | 0 | 0 | 0 | 0 | 0 | 0 | 0 | 0 | 0 | 0
741 | 31 | 1 | 31 | 4285.7143 | 5000 | 238.0952 | 0 | 194.3635 | 9718.173 | #DIV/0! |  | #DIV/0! | 18 | 0 | 0 | 0 | 0 | 0 | 0 |  | 9718.173 | 58.123 | 30.0356 | 58.123 | 8.6429 | 21897.2338 | 21895.7909 | 9709.5301 | 35.0356 | 35.0333 | 35.0356 | 35 | 1 | 1 | 0 | 7.2 | 1 | 7.2 | 9709.5301 | 18 | 0 | 0 | 0 | 0 | 0 | 0 | 0 | 0 | 0 | 0 | 0 | 0 | 0
742 | 31 | 1 | 31 | 4285.7143 | 2500 | 238.0952 | 0 | 143.3431 | 7167.1526 | #DIV/0! |  | #DIV/0! | 18 | 0 | 0 | 0 | 0 | 0 | 0 |  | 7167.1526 | 42.8657 | 30.0333 | 42.8657 | 5.9605 | 21895.7909 | 21897.0304 | 7161.1921 | 35.0333 | 35.0352 | 35.0333 | 35 | 1 | 1 | 0 | 7.2 | 1 | 7.2 | 7161.1921 | 18 | 0 | 0 | 0 | 0 | 0 | 0 | 0 | 0 | 0 | 0 | 0 | 0 | 0
743 | 31 | 1 | 32 | 4285.7143 | 0 | 238.0952 | 0 | 92.3226 | 4616.1322 | #DIV/0! |  | #DIV/0! | 18 | 0 | 0 | 0 | 0 | 0 | 0 |  | 4616.1322 | 27.6084 | 30.0352 | 27.6084 | 4.0678 | 21897.0304 | 21900.1626 | 4612.0643 | 35.0352 | 35.0403 | 35.0352 | 35 | 1 | 1 | 0 | 7.2 | 1 | 7.2 | 4612.0643 | 18 | 0 | 0 | 0 | 0 | 0 | 0 | 0 | 0 | 0 | 0 | 0 | 0 | 0
744 | 32 | 2 | 1 | 4047.619 | 0 | 238.0952 | 0 | 87.4636 | 4373.1778 | #DIV/0! |  | #DIV/0! | 18 | 0 | 0 | 0 | 0 | 0 | 0 | 0 | 4373.1778 | 26.1554 | 30.0403 | 26.1554 | 4.4016 | 21900.1626 | 21902.961 | 4368.7762 | 35.0403 | 35.0447 | 35.0403 | 35 | 1 | 1 | 0 | 7.2 | 1 | 7.2 | 4368.7762 | 18 | 0 | 0 | 0 | 0 | 0 | 0 | 0 | 0 | 0 | 0 | 0 | 0 | 0
745 | 32 | 2 | 1 | 4047.619 | 0 | 238.0952 | 0 | 87.4636 | 4373.1778 | #DIV/0! |  | #DIV/0! | 18 | 0 | 0 | 0 | 0 | 0 | 0 | 0 | 4373.1778 | 26.1554 | 30.0447 | 26.1554 | 4.8911 | 21902.961 | 21905.2699 | 4368.2867 | 35.0447 | 35.0484 | 35.0447 | 35 | 1 | 1 | 0 | 7.2 | 1 | 7.2 | 4368.2867 | 18 | 0 | 0 | 0 | 0 | 0 | 0 | 0 | 0 | 0 | 0 | 0 | 0 | 0
746 | 32 | 2 | 1 | 4047.619 | 0 | 238.0952 | 0 | 87.4636 | 4373.1778 | #DIV/0! |  | #DIV/0! | 18 | 0 | 0 | 0 | 0 | 0 | 0 | 0 | 4373.1778 | 26.1554 | 30.0484 | 26.1554 | 5.295 | 21905.2699 | 21907.1748 | 4367.8828 | 35.0484 | 35.0515 | 35.0484 | 35 | 1 | 1 | 0 | 7.2 | 1 | 7.2 | 4367.8828 | 18 | 0 | 0 | 0 | 0 | 0 | 0 | 0 | 0 | 0 | 0 | 0 | 0 | 0
747 | 32 | 2 | 1 | 4047.619 | 0 | 238.0952 | 0 | 87.4636 | 4373.1778 | #DIV/0! |  | #DIV/0! | 18 | 0 | 0 | 0 | 0 | 0 | 0 | 0 | 4373.1778 | 26.1554 | 30.0515 | 26.1554 | 5.6283 | 21907.1748 | 21908.7466 | 4367.5496 | 35.0515 | 35.054 | 35.0515 | 35 | 1 | 1 | 0 | 7.2 | 1 | 7.2 | 4367.5496 | 18 | 0 | 0 | 0 | 0 | 0 | 0 | 0 | 0 | 0 | 0 | 0 | 0 | 0
748 | 32 | 2 | 1 | 4047.619 | 0 | 238.0952 | 0 | 87.4636 | 4373.1778 | #DIV/0! |  | #DIV/0! | 18 | 0 | 0 | 0 | 0 | 0 | 0 | 0 | 4373.1778 | 26.1554 | 30.054 | 26.1554 | 5.9032 | 21908.7466 | 21910.0434 | 4367.2746 | 35.054 | 35.0561 | 35.054 | 35 | 1 | 1 | 0 | 7.2 | 1 | 7.2 | 4367.2746 | 18 | 0 | 0 | 0 | 0 | 0 | 0 | 0 | 0 | 0 | 0 | 0 | 0 | 0
749 | 32 | 2 | 1 | 4047.619 | 4178.5714 | 238.0952 | 0 | 172.7405 | 8637.0262 | #DIV/0! |  | #DIV/0! | 18 | 0 | 0 | 0 | 0 | 0 | 0 | 0 | 8637.0262 | 51.6569 | 30.0561 | 51.6569 | 12.1068 | 21910.0434 | 21905.1366 | 8624.9194 | 35.0561 | 35.0482 | 35.0561 | 35 | 1 | 1 | 0 | 7.2 | 1 | 7.2 | 8624.9194 | 18 | 0 | 0 | 0 | 0 | 0 | 0 | 0 | 0 | 0 | 0 | 0 | 0 | 0
750 | 32 | 2 | 1 | 4047.619 | 6964.2857 | 238.0952 | 0 | 229.5918 | 11479.5918 | #DIV/0! |  | #DIV/0! | 18 | 0 | 0 | 0 | 0 | 0 | 0 | 0 | 11479.5918 | 68.6578 | 30.0482 | 68.6578 | 13.8382 | 21905.1366 | 21898.4983 | 11465.7536 | 35.0482 | 35.0376 | 35.0482 | 35 | 1 | 1 | 0 | 7.2 | 1 | 7.2 | 11465.7536 | 18 | 0 | 0 | 0 | 0 | 0 | 0 | 0 | 0 | 0 | 0 | 0 | 0 | 0
751 | 32 | 2 | 1 | 4047.619 | 6964.2857 | 238.0952 | 2000 | 270.4082 | 13520.4082 | #DIV/0! |  | #DIV/0! | 18 | 0 | 0 | 0 | 0 | 0 | 0 | 0 | 13520.4082 | 80.8637 | 30.0376 | 71.7703 | 12.7083 | 21898.4983 | 21892.9901 | 13507.6999 | 35.0376 | 35.0288 | 35.0376 | 35 | 1 | 1 | 0 | 7.2 | 1 | 7.2 | 13507.6999 | 18 | 0 | 0 | 0 | 0 | 0 | 0 | 0 | 0 | 0 | 0 | 0 | 0 | 0
752 | 32 | 2 | 1 | 4047.619 | 6964.2857 | 238.0952 | 2000 | 270.4082 | 13520.4082 | #DIV/0! |  | #DIV/0! | 18 | 0 | 0 | 0 | 0 | 0 | 0 | 0 | 13520.4082 | 80.8637 | 30.0288 | 71.7703 | 9.7293 | 21892.9901 | 21890.4607 | 13510.6788 | 35.0288 | 35.0247 | 35.0288 | 35 | 1 | 1 | 0 | 7.2 | 1 | 7.2 | 13510.6788 | 18 | 0 | 0 | 0 | 0 | 0 | 0 | 0 | 0 | 0 | 0 | 0 | 0 | 0
753 | 32 | 2 | 1 | 4047.619 | 2785.7143 | 238.0952 | 2000 | 185.1312 | 9256.5598 | #DIV/0! |  | #DIV/0! | 18 | 0 | 0 | 0 | 0 | 0 | 0 | 0 | 9256.5598 | 55.3622 | 30.0247 | 55.3622 | 5.7245 | 21890.4607 | 21891.9362 | 9250.8352 | 35.0247 | 35.0271 | 35.0247 | 35 | 1 | 1 | 0 | 7.2 | 1 | 7.2 | 9250.8352 | 18 | 0 | 0 | 0 | 0 | 0 | 0 | 0 | 0 | 0 | 0 | 0 | 0 | 0
754 | 32 | 2 | 1 | 4047.619 | 0 | 238.0952 | 2000 | 128.2799 | 6413.9942 | #DIV/0! |  | #DIV/0! | 18 | 0 | 0 | 0 | 0 | 0 | 0 | 0 | 6413.9942 | 38.3612 | 30.0271 | 38.3612 | 4.3452 | 21891.9362 | 21894.7911 | 6409.649 | 35.0271 | 35.0317 | 35.0271 | 35 | 1 | 1 | 0 | 7.2 | 1 | 7.2 | 6409.649 | 18 | 0 | 0 | 0 | 0 | 0 | 0 | 0 | 0 | 0 | 0 | 0 | 0 | 0
755 | 32 | 2 | 1 | 4047.619 | 0 | 238.0952 | 2000 | 128.2799 | 6413.9942 | #DIV/0! |  | #DIV/0! | 18 | 0 | 0 | 0 | 0 | 0 | 0 | 0 | 6413.9942 | 38.3612 | 30.0317 | 38.3612 | 5.0776 | 21894.7911 | 21896.9135 | 6408.9166 | 35.0317 | 35.0351 | 35.0317 | 35 | 1 | 1 | 0 | 7.2 | 1 | 7.2 | 6408.9166 | 18 | 0 | 0 | 0 | 0 | 0 | 0 | 0 | 0 | 0 | 0 | 0 | 0 | 0
756 | 32 | 2 | 1 | 4047.619 | 0 | 238.0952 | 2000 | 128.2799 | 6413.9942 | #DIV/0! |  | #DIV/0! | 18 | 0 | 0 | 0 | 0 | 0 | 0 | 0 | 6413.9942 | 38.3612 | 30.0351 | 38.3612 | 5.6221 | 21896.9135 | 21898.4914 | 6408.3721 | 35.0351 | 35.0376 | 35.0351 | 35 | 1 | 1 | 0 | 7.2 | 1 | 7.2 | 6408.3721 | 18 | 0 | 0 | 0 | 0 | 0 | 0 | 0 | 0 | 0 | 0 | 0 | 0 | 0
757 | 32 | 2 | 1 | 4047.619 | 0 | 238.0952 | 2000 | 128.2799 | 6413.9942 | #DIV/0! |  | #DIV/0! | 18 | 0 | 0 | 0 | 0 | 0 | 0 | 0 | 6413.9942 | 38.3612 | 30.0376 | 38.3612 | 6.0269 | 21898.4914 | 21899.6644 | 6407.9672 | 35.0376 | 35.0395 | 35.0376 | 35 | 1 | 1 | 0 | 7.2 | 1 | 7.2 | 6407.9672 | 18 | 0 | 0 | 0 | 0 | 0 | 0 | 0 | 0 | 0 | 0 | 0 | 0 | 0
758 | 32 | 2 | 1 | 4047.619 | 0 | 238.0952 | 2000 | 128.2799 | 6413.9942 | #DIV/0! |  | #DIV/0! | 18 | 0 | 0 | 0 | 0 | 0 | 0 | 0 | 6413.9942 | 38.3612 | 30.0395 | 38.3612 | 6.3279 | 21899.6644 | 21900.5365 | 6407.6663 | 35.0395 | 35.0409 | 35.0395 | 35 | 1 | 1 | 0 | 7.2 | 1 | 7.2 | 6407.6663 | 18 | 0 | 0 | 0 | 0 | 0 | 0 | 0 | 0 | 0 | 0 | 0 | 0 | 0
759 | 32 | 2 | 1 | 4047.619 | 0 | 238.0952 | 2000 | 128.2799 | 6413.9942 | #DIV/0! |  | #DIV/0! | 18 | 0 | 0 | 0 | 0 | 0 | 0 | 0 | 6413.9942 | 38.3612 | 30.0409 | 38.3612 | 6.5516 | 21900.5365 | 21901.1849 | 6407.4425 | 35.0409 | 35.0419 | 35.0409 | 35 | 1 | 1 | 0 | 7.2 | 1 | 7.2 | 6407.4425 | 18 | 0 | 0 | 0 | 0 | 0 | 0 | 0 | 0 | 0 | 0 | 0 | 0 | 0
760 | 32 | 2 | 1 | 4047.619 | 0 | 238.0952 | 2000 | 128.2799 | 6413.9942 | #DIV/0! |  | #DIV/0! | 18 | 0 | 0 | 0 | 0 | 0 | 0 | 0 | 6413.9942 | 38.3612 | 30.0419 | 38.3612 | 6.718 | 21901.1849 | 21901.6669 | 6407.2762 | 35.0419 | 35.0427 | 35.0419 | 35 | 1 | 1 | 0 | 7.2 | 1 | 7.2 | 6407.2762 | 18 | 0 | 0 | 0 | 0 | 0 | 0 | 0 | 0 | 0 | 0 | 0 | 0 | 0
761 | 32 | 2 | 1 | 4047.619 | 0 | 238.0952 | 0 | 87.4636 | 4373.1778 | #DIV/0! |  | #DIV/0! | 18 | 0 | 0 | 0 | 0 | 0 | 0 | 0 | 4373.1778 | 26.1554 | 30.0427 | 26.1554 | 4.6648 | 21901.6669 | 21904.2021 | 4368.5131 | 35.0427 | 35.0467 | 35.0427 | 35 | 1 | 1 | 0 | 7.2 | 1 | 7.2 | 4368.5131 | 18 | 0 | 0 | 0 | 0 | 0 | 0 | 0 | 0 | 0 | 0 | 0 | 0 | 0
762 | 32 | 2 | 1 | 4047.619 | 3482.1429 | 238.0952 | 0 | 158.5277 | 7926.3848 | #DIV/0! |  | #DIV/0! | 18 | 0 | 0 | 0 | 0 | 0 | 0 | 0 | 7926.3848 | 47.4066 | 30.0467 | 47.4066 | 9.2587 | 21904.2021 | 21902.1434 | 7917.1261 | 35.0467 | 35.0434 | 35.0467 | 35 | 1 | 1 | 0 | 7.2 | 1 | 7.2 | 7917.1261 | 18 | 0 | 0 | 0 | 0 | 0 | 0 | 0 | 0 | 0 | 0 | 0 | 0 | 0
763 | 32 | 2 | 1 | 4047.619 | 6964.2857 | 238.0952 | 0 | 229.5918 | 11479.5918 | #DIV/0! |  | #DIV/0! | 18 | 0 | 0 | 0 | 0 | 0 | 0 | 0 | 11479.5918 | 68.6578 | 30.0434 | 68.6578 | 12.4638 | 21902.1434 | 21896.8796 | 11467.128 | 35.0434 | 35.035 | 35.0434 | 35 | 1 | 1 | 0 | 7.2 | 1 | 7.2 | 11467.128 | 18 | 0 | 0 | 0 | 0 | 0 | 0 | 0 | 0 | 0 | 0 | 0 | 0 | 0
764 | 32 | 2 | 1 | 4047.619 | 6964.2857 | 238.0952 | 0 | 229.5918 | 11479.5918 | #DIV/0! |  | #DIV/0! | 18 | 0 | 0 | 0 | 0 | 0 | 0 | 0 | 11479.5918 | 68.6578 | 30.035 | 68.6578 | 10.0468 | 21896.8796 | 21894.0329 | 11469.5451 | 35.035 | 35.0305 | 35.035 | 35 | 1 | 1 | 0 | 7.2 | 1 | 7.2 | 11469.5451 | 18 | 0 | 0 | 0 | 0 | 0 | 0 | 0 | 0 | 0 | 0 | 0 | 0 | 0
765 | 32 | 2 | 1 | 4047.619 | 6964.2857 | 238.0952 | 0 | 229.5918 | 11479.5918 | #DIV/0! |  | #DIV/0! | 18 | 0 | 0 | 0 | 0 | 0 | 0 | 0 | 11479.5918 | 68.6578 | 30.0305 | 68.6578 | 8.7396 | 21894.0329 | 21892.4933 | 11470.8523 | 35.0305 | 35.028 | 35.0305 | 35 | 1 | 1 | 0 | 7.2 | 1 | 7.2 | 11470.8523 | 18 | 0 | 0 | 0 | 0 | 0 | 0 | 0 | 0 | 0 | 0 | 0 | 0 | 0
766 | 32 | 2 | 1 | 4047.619 | 3482.1429 | 238.0952 | 0 | 158.5277 | 7926.3848 | #DIV/0! |  | #DIV/0! | 18 | 0 | 0 | 0 | 0 | 0 | 0 | 0 | 7926.3848 | 47.4066 | 30.028 | 47.4066 | 5.5463 | 21892.4933 | 21894.1469 | 7920.8385 | 35.028 | 35.0306 | 35.028 | 35 | 1 | 1 | 0 | 7.2 | 1 | 7.2 | 7920.8385 | 18 | 0 | 0 | 0 | 0 | 0 | 0 | 0 | 0 | 0 | 0 | 0 | 0 | 0
767 | 32 | 2 | 2 | 4047.619 | 0 | 238.0952 | 0 | 87.4636 | 4373.1778 | #DIV/0! |  | #DIV/0! | 18 | 0 | 0 | 0 | 0 | 0 | 0 | 0 | 4373.1778 | 26.1554 | 30.0306 | 26.1554 | 3.3493 | 21894.1469 | 21897.9976 | 4369.8285 | 35.0306 | 35.0368 | 35.0306 | 35 | 1 | 1 | 0 | 7.2 | 1 | 7.2 | 4369.8285 | 18 | 0 | 0 | 0 | 0 | 0 | 0 | 0 | 0 | 0 | 0 | 0 | 0 | 0
768 | 33 | 2 | 2 | 4047.619 | 0 | 238.0952 | 0 | 87.4636 | 4373.1778 | #DIV/0! |  | #DIV/0! | 18 | 0 | 0 | 0 | 0 | 0 | 0 | 0 | 4373.1778 | 26.1554 | 30.0368 | 26.1554 | 4.0229 | 21897.9976 | 21901.1747 | 4369.1549 | 35.0368 | 35.0419 | 35.0368 | 35 | 1 | 1 | 0 | 7.2 | 1 | 7.2 | 4369.1549 | 18 | 0 | 0 | 0 | 0 | 0 | 0 | 0 | 0 | 0 | 0 | 0 | 0 | 0
769 | 33 | 2 | 2 | 4047.619 | 0 | 238.0952 | 0 | 87.4636 | 4373.1778 | #DIV/0! |  | #DIV/0! | 18 | 0 | 0 | 0 | 0 | 0 | 0 | 0 | 4373.1778 | 26.1554 | 30.0419 | 26.1554 | 4.5787 | 21901.1747 | 21903.796 | 4368.5992 | 35.0419 | 35.0461 | 35.0419 | 35 | 1 | 1 | 0 | 7.2 | 1 | 7.2 | 4368.5992 | 18 | 0 | 0 | 0 | 0 | 0 | 0 | 0 | 0 | 0 | 0 | 0 | 0 | 0
770 | 33 | 2 | 2 | 4047.619 | 0 | 238.0952 | 0 | 87.4636 | 4373.1778 | #DIV/0! |  | #DIV/0! | 18 | 0 | 0 | 0 | 0 | 0 | 0 | 0 | 4373.1778 | 26.1554 | 30.0461 | 26.1554 | 5.0372 | 21903.796 | 21905.9588 | 4368.1406 | 35.0461 | 35.0495 | 35.0461 | 35 | 1 | 1 | 0 | 7.2 | 1 | 7.2 | 4368.1406 | 18 | 0 | 0 | 0 | 0 | 0 | 0 | 0 | 0 | 0 | 0 | 0 | 0 | 0
771 | 33 | 2 | 2 | 4047.619 | 0 | 238.0952 | 0 | 87.4636 | 4373.1778 | #DIV/0! |  | #DIV/0! | 18 | 0 | 0 | 0 | 0 | 0 | 0 | 0 | 4373.1778 | 26.1554 | 30.0495 | 26.1554 | 5.4155 | 21905.9588 | 21907.7433 | 4367.7623 | 35.0495 | 35.0524 | 35.0495 | 35 | 1 | 1 | 0 | 7.2 | 1 | 7.2 | 4367.7623 | 18 | 0 | 0 | 0 | 0 | 0 | 0 | 0 | 0 | 0 | 0 | 0 | 0 | 0
772 | 33 | 2 | 2 | 4047.619 | 0 | 238.0952 | 0 | 87.4636 | 4373.1778 | #DIV/0! |  | #DIV/0! | 18 | 0 | 0 | 0 | 0 | 0 | 0 | 0 | 4373.1778 | 26.1554 | 30.0524 | 26.1554 | 5.7277 | 21907.7433 | 21909.2156 | 4367.4502 | 35.0524 | 35.0547 | 35.0524 | 35 | 1 | 1 | 0 | 7.2 | 1 | 7.2 | 4367.4502 | 18 | 0 | 0 | 0 | 0 | 0 | 0 | 0 | 0 | 0 | 0 | 0 | 0 | 0
773 | 33 | 2 | 2 | 4047.619 | 4178.5714 | 238.0952 | 0 | 172.7405 | 8637.0262 | #DIV/0! |  | #DIV/0! | 18 | 0 | 0 | 0 | 0 | 0 | 0 | 0 | 8637.0262 | 51.6569 | 30.0547 | 51.6569 | 11.8208 | 21909.2156 | 21904.5948 | 8625.2054 | 35.0547 | 35.0474 | 35.0547 | 35 | 1 | 1 | 0 | 7.2 | 1 | 7.2 | 8625.2054 | 18 | 0 | 0 | 0 | 0 | 0 | 0 | 0 | 0 | 0 | 0 | 0 | 0 | 0
774 | 33 | 2 | 2 | 4047.619 | 6964.2857 | 238.0952 | 0 | 229.5918 | 11479.5918 | #DIV/0! |  | #DIV/0! | 18 | 0 | 0 | 0 | 0 | 0 | 0 | 0 | 11479.5918 | 68.6578 | 30.0474 | 68.6578 | 13.5894 | 21904.5948 | 21898.2053 | 11466.0024 | 35.0474 | 35.0371 | 35.0474 | 35 | 1 | 1 | 0 | 7.2 | 1 | 7.2 | 11466.0024 | 18 | 0 | 0 | 0 | 0 | 0 | 0 | 0 | 0 | 0 | 0 | 0 | 0 | 0
775 | 33 | 2 | 2 | 4047.619 | 6964.2857 | 238.0952 | 2000 | 270.4082 | 13520.4082 | #DIV/0! |  | #DIV/0! | 18 | 0 | 0 | 0 | 0 | 0 | 0 | 0 | 13520.4082 | 80.8637 | 30.0371 | 71.7703 | 12.5498 | 21898.2053 | 21892.8555 | 13507.8583 | 35.0371 | 35.0286 | 35.0371 | 35 | 1 | 1 | 0 | 7.2 | 1 | 7.2 | 13507.8583 | 18 | 0 | 0 | 0 | 0 | 0 | 0 | 0 | 0 | 0 | 0 | 0 | 0 | 0
776 | 33 | 2 | 2 | 4047.619 | 6964.2857 | 238.0952 | 2000 | 270.4082 | 13520.4082 | #DIV/0! |  | #DIV/0! | 18 | 0 | 0 | 0 | 0 | 0 | 0 | 0 | 13520.4082 | 80.8637 | 30.0286 | 71.7703 | 9.6566 | 21892.8555 | 21890.399 | 13510.7516 | 35.0286 | 35.0246 | 35.0286 | 35 | 1 | 1 | 0 | 7.2 | 1 | 7.2 | 13510.7516 | 18 | 0 | 0 | 0 | 0 | 0 | 0 | 0 | 0 | 0 | 0 | 0 | 0 | 0
777 | 33 | 2 | 2 | 4047.619 | 2785.7143 | 238.0952 | 2000 | 185.1312 | 9256.5598 | #DIV/0! |  | #DIV/0! | 18 | 0 | 0 | 0 | 0 | 0 | 0 | 0 | 9256.5598 | 55.3622 | 30.0246 | 55.3622 | 5.7017 | 21890.399 | 21891.8973 | 9250.8581 | 35.0246 | 35.027 | 35.0246 | 35 | 1 | 1 | 0 | 7.2 | 1 | 7.2 | 9250.8581 | 18 | 0 | 0 | 0 | 0 | 0 | 0 | 0 | 0 | 0 | 0 | 0 | 0 | 0
778 | 33 | 2 | 2 | 4047.619 | 0 | 238.0952 | 2000 | 128.2799 | 6413.9942 | #DIV/0! |  | #DIV/0! | 18 | 0 | 0 | 0 | 0 | 0 | 0 | 0 | 6413.9942 | 38.3612 | 30.027 | 38.3612 | 4.3352 | 21891.8973 | 21894.7621 | 6409.659 | 35.027 | 35.0316 | 35.027 | 35 | 1 | 1 | 0 | 7.2 | 1 | 7.2 | 6409.659 | 18 | 0 | 0 | 0 | 0 | 0 | 0 | 0 | 0 | 0 | 0 | 0 | 0 | 0
779 | 33 | 2 | 2 | 4047.619 | 0 | 238.0952 | 2000 | 128.2799 | 6413.9942 | #DIV/0! |  | #DIV/0! | 18 | 0 | 0 | 0 | 0 | 0 | 0 | 0 | 6413.9942 | 38.3612 | 30.0316 | 38.3612 | 5.0702 | 21894.7621 | 21896.892 | 6408.924 | 35.0316 | 35.035 | 35.0316 | 35 | 1 | 1 | 0 | 7.2 | 1 | 7.2 | 6408.924 | 18 | 0 | 0 | 0 | 0 | 0 | 0 | 0 | 0 | 0 | 0 | 0 | 0 | 0
780 | 33 | 2 | 2 | 4047.619 | 0 | 238.0952 | 2000 | 128.2799 | 6413.9942 | #DIV/0! |  | #DIV/0! | 18 | 0 | 0 | 0 | 0 | 0 | 0 | 0 | 6413.9942 | 38.3612 | 30.035 | 38.3612 | 5.6166 | 21896.892 | 21898.4754 | 6408.3776 | 35.035 | 35.0376 | 35.035 | 35 | 1 | 1 | 0 | 7.2 | 1 | 7.2 | 6408.3776 | 18 | 0 | 0 | 0 | 0 | 0 | 0 | 0 | 0 | 0 | 0 | 0 | 0 | 0
781 | 33 | 2 | 2 | 4047.619 | 0 | 238.0952 | 2000 | 128.2799 | 6413.9942 | #DIV/0! |  | #DIV/0! | 18 | 0 | 0 | 0 | 0 | 0 | 0 | 0 | 6413.9942 | 38.3612 | 30.0376 | 38.3612 | 6.0228 | 21898.4754 | 21899.6525 | 6407.9713 | 35.0376 | 35.0394 | 35.0376 | 35 | 1 | 1 | 0 | 7.2 | 1 | 7.2 | 6407.9713 | 18 | 0 | 0 | 0 | 0 | 0 | 0 | 0 | 0 | 0 | 0 | 0 | 0 | 0
782 | 33 | 2 | 2 | 4047.619 | 0 | 238.0952 | 2000 | 128.2799 | 6413.9942 | #DIV/0! |  | #DIV/0! | 18 | 0 | 0 | 0 | 0 | 0 | 0 | 0 | 6413.9942 | 38.3612 | 30.0394 | 38.3612 | 6.3248 | 21899.6525 | 21900.5277 | 6407.6693 | 35.0394 | 35.0408 | 35.0394 | 35 | 1 | 1 | 0 | 7.2 | 1 | 7.2 | 6407.6693 | 18 | 0 | 0 | 0 | 0 | 0 | 0 | 0 | 0 | 0 | 0 | 0 | 0 | 0
783 | 33 | 2 | 2 | 4047.619 | 0 | 238.0952 | 2000 | 128.2799 | 6413.9942 | #DIV/0! |  | #DIV/0! | 18 | 0 | 0 | 0 | 0 | 0 | 0 | 0 | 6413.9942 | 38.3612 | 30.0408 | 38.3612 | 6.5494 | 21900.5277 | 21901.1783 | 6407.4448 | 35.0408 | 35.0419 | 35.0408 | 35 | 1 | 1 | 0 | 7.2 | 1 | 7.2 | 6407.4448 | 18 | 0 | 0 | 0 | 0 | 0 | 0 | 0 | 0 | 0 | 0 | 0 | 0 | 0
784 | 33 | 2 | 2 | 4047.619 | 0 | 238.0952 | 2000 | 128.2799 | 6413.9942 | #DIV/0! |  | #DIV/0! | 18 | 0 | 0 | 0 | 0 | 0 | 0 | 0 | 6413.9942 | 38.3612 | 30.0419 | 38.3612 | 6.7163 | 21901.1783 | 21901.662 | 6407.2779 | 35.0419 | 35.0427 | 35.0419 | 35 | 1 | 1 | 0 | 7.2 | 1 | 7.2 | 6407.2779 | 18 | 0 | 0 | 0 | 0 | 0 | 0 | 0 | 0 | 0 | 0 | 0 | 0 | 0
785 | 33 | 2 | 2 | 4047.619 | 0 | 238.0952 | 0 | 87.4636 | 4373.1778 | #DIV/0! |  | #DIV/0! | 18 | 0 | 0 | 0 | 0 | 0 | 0 | 0 | 4373.1778 | 26.1554 | 30.0427 | 26.1554 | 4.6639 | 21901.662 | 21904.1981 | 4368.5139 | 35.0427 | 35.0467 | 35.0427 | 35 | 1 | 1 | 0 | 7.2 | 1 | 7.2 | 4368.5139 | 18 | 0 | 0 | 0 | 0 | 0 | 0 | 0 | 0 | 0 | 0 | 0 | 0 | 0
786 | 33 | 2 | 2 | 4047.619 | 3482.1429 | 238.0952 | 0 | 158.5277 | 7926.3848 | #DIV/0! |  | #DIV/0! | 18 | 0 | 0 | 0 | 0 | 0 | 0 | 0 | 7926.3848 | 47.4066 | 30.0467 | 47.4066 | 9.2574 | 21904.1981 | 21902.1407 | 7917.1274 | 35.0467 | 35.0434 | 35.0467 | 35 | 1 | 1 | 0 | 7.2 | 1 | 7.2 | 7917.1274 | 18 | 0 | 0 | 0 | 0 | 0 | 0 | 0 | 0 | 0 | 0 | 0 | 0 | 0
787 | 33 | 2 | 2 | 4047.619 | 6964.2857 | 238.0952 | 0 | 229.5918 | 11479.5918 | #DIV/0! |  | #DIV/0! | 18 | 0 | 0 | 0 | 0 | 0 | 0 | 0 | 11479.5918 | 68.6578 | 30.0434 | 68.6578 | 12.4626 | 21902.1407 | 21896.8781 | 11467.1293 | 35.0434 | 35.035 | 35.0434 | 35 | 1 | 1 | 0 | 7.2 | 1 | 7.2 | 11467.1293 | 18 | 0 | 0 | 0 | 0 | 0 | 0 | 0 | 0 | 0 | 0 | 0 | 0 | 0
788 | 33 | 2 | 2 | 4047.619 | 6964.2857 | 238.0952 | 0 | 229.5918 | 11479.5918 | #DIV/0! |  | #DIV/0! | 18 | 0 | 0 | 0 | 0 | 0 | 0 | 0 | 11479.5918 | 68.6578 | 30.035 | 68.6578 | 10.0461 | 21896.8781 | 21894.032 | 11469.5458 | 35.035 | 35.0305 | 35.035 | 35 | 1 | 1 | 0 | 7.2 | 1 | 7.2 | 11469.5458 | 18 | 0 | 0 | 0 | 0 | 0 | 0 | 0 | 0 | 0 | 0 | 0 | 0 | 0
789 | 33 | 2 | 2 | 4047.619 | 6964.2857 | 238.0952 | 0 | 229.5918 | 11479.5918 | #DIV/0! |  | #DIV/0! | 18 | 0 | 0 | 0 | 0 | 0 | 0 | 0 | 11479.5918 | 68.6578 | 30.0305 | 68.6578 | 8.7392 | 21894.032 | 21892.4928 | 11470.8526 | 35.0305 | 35.028 | 35.0305 | 35 | 1 | 1 | 0 | 7.2 | 1 | 7.2 | 11470.8526 | 18 | 0 | 0 | 0 | 0 | 0 | 0 | 0 | 0 | 0 | 0 | 0 | 0 | 0
790 | 33 | 2 | 2 | 4047.619 | 3482.1429 | 238.0952 | 0 | 158.5277 | 7926.3848 | #DIV/0! |  | #DIV/0! | 18 | 0 | 0 | 0 | 0 | 0 | 0 | 0 | 7926.3848 | 47.4066 | 30.028 | 47.4066 | 5.5462 | 21892.4928 | 21894.1466 | 7920.8386 | 35.028 | 35.0306 | 35.028 | 35 | 1 | 1 | 0 | 7.2 | 1 | 7.2 | 7920.8386 | 18 | 0 | 0 | 0 | 0 | 0 | 0 | 0 | 0 | 0 | 0 | 0 | 0 | 0
791 | 33 | 2 | 3 | 4047.619 | 0 | 238.0952 | 0 | 87.4636 | 4373.1778 | #DIV/0! |  | #DIV/0! | 18 | 0 | 0 | 0 | 0 | 0 | 0 | 0 | 4373.1778 | 26.1554 | 30.0306 | 26.1554 | 3.3493 | 21894.1466 | 21897.9974 | 4369.8286 | 35.0306 | 35.0368 | 35.0306 | 35 | 1 | 1 | 0 | 7.2 | 1 | 7.2 | 4369.8286 | 18 | 0 | 0 | 0 | 0 | 0 | 0 | 0 | 0 | 0 | 0 | 0 | 0 | 0
792 | 34 | 2 | 3 | 4047.619 | 0 | 238.0952 | 0 | 87.4636 | 4373.1778 | #DIV/0! |  | #DIV/0! | 18 | 0 | 0 | 0 | 0 | 0 | 0 | 0 | 4373.1778 | 26.1554 | 30.0368 | 26.1554 | 4.0229 | 21897.9974 | 21901.1745 | 4369.155 | 35.0368 | 35.0419 | 35.0368 | 35 | 1 | 1 | 0 | 7.2 | 1 | 7.2 | 4369.155 | 18 | 0 | 0 | 0 | 0 | 0 | 0 | 0 | 0 | 0 | 0 | 0 | 0 | 0
793 | 34 | 2 | 3 | 4047.619 | 0 | 238.0952 | 0 | 87.4636 | 4373.1778 | #DIV/0! |  | #DIV/0! | 18 | 0 | 0 | 0 | 0 | 0 | 0 | 0 | 4373.1778 | 26.1554 | 30.0419 | 26.1554 | 4.5786 | 21901.1745 | 21903.7959 | 4368.5992 | 35.0419 | 35.0461 | 35.0419 | 35 | 1 | 1 | 0 | 7.2 | 1 | 7.2 | 4368.5992 | 18 | 0 | 0 | 0 | 0 | 0 | 0 | 0 | 0 | 0 | 0 | 0 | 0 | 0
794 | 34 | 2 | 3 | 4047.619 | 0 | 238.0952 | 0 | 87.4636 | 4373.1778 | #DIV/0! |  | #DIV/0! | 18 | 0 | 0 | 0 | 0 | 0 | 0 | 0 | 4373.1778 | 26.1554 | 30.0461 | 26.1554 | 5.0372 | 21903.7959 | 21905.9587 | 4368.1407 | 35.0461 | 35.0495 | 35.0461 | 35 | 1 | 1 | 0 | 7.2 | 1 | 7.2 | 4368.1407 | 18 | 0 | 0 | 0 | 0 | 0 | 0 | 0 | 0 | 0 | 0 | 0 | 0 | 0
795 | 34 | 2 | 3 | 4047.619 | 0 | 238.0952 | 0 | 87.4636 | 4373.1778 | #DIV/0! |  | #DIV/0! | 18 | 0 | 0 | 0 | 0 | 0 | 0 | 0 | 4373.1778 | 26.1554 | 30.0495 | 26.1554 | 5.4155 | 21905.9587 | 21907.7432 | 4367.7623 | 35.0495 | 35.0524 | 35.0495 | 35 | 1 | 1 | 0 | 7.2 | 1 | 7.2 | 4367.7623 | 18 | 0 | 0 | 0 | 0 | 0 | 0 | 0 | 0 | 0 | 0 | 0 | 0 | 0
796 | 34 | 2 | 3 | 4047.619 | 0 | 238.0952 | 0 | 87.4636 | 4373.1778 | #DIV/0! |  | #DIV/0! | 18 | 0 | 0 | 0 | 0 | 0 | 0 | 0 | 4373.1778 | 26.1554 | 30.0524 | 26.1554 | 5.7277 | 21907.7432 | 21909.2155 | 4367.4502 | 35.0524 | 35.0547 | 35.0524 | 35 | 1 | 1 | 0 | 7.2 | 1 | 7.2 | 4367.4502 | 18 | 0 | 0 | 0 | 0 | 0 | 0 | 0 | 0 | 0 | 0 | 0 | 0 | 0
797 | 34 | 2 | 3 | 4047.619 | 4178.5714 | 238.0952 | 0 | 172.7405 | 8637.0262 | #DIV/0! |  | #DIV/0! | 18 | 0 | 0 | 0 | 0 | 0 | 0 | 0 | 8637.0262 | 51.6569 | 30.0547 | 51.6569 | 11.8208 | 21909.2155 | 21904.5947 | 8625.2054 | 35.0547 | 35.0474 | 35.0547 | 35 | 1 | 1 | 0 | 7.2 | 1 | 7.2 | 8625.2054 | 18 | 0 | 0 | 0 | 0 | 0 | 0 | 0 | 0 | 0 | 0 | 0 | 0 | 0
798 | 34 | 2 | 3 | 4047.619 | 6964.2857 | 238.0952 | 0 | 229.5918 | 11479.5918 | #DIV/0! |  | #DIV/0! | 18 | 0 | 0 | 0 | 0 | 0 | 0 | 0 | 11479.5918 | 68.6578 | 30.0474 | 68.6578 | 13.5894 | 21904.5947 | 21898.2053 | 11466.0024 | 35.0474 | 35.0371 | 35.0474 | 35 | 1 | 1 | 0 | 7.2 | 1 | 7.2 | 11466.0024 | 18 | 0 | 0 | 0 | 0 | 0 | 0 | 0 | 0 | 0 | 0 | 0 | 0 | 0
799 | 34 | 2 | 3 | 4047.619 | 6964.2857 | 238.0952 | 2000 | 270.4082 | 13520.4082 | #DIV/0! |  | #DIV/0! | 18 | 0 | 0 | 0 | 0 | 0 | 0 | 0 | 13520.4082 | 80.8637 | 30.0371 | 71.7703 | 12.5498 | 21898.2053 | 21892.8555 | 13507.8584 | 35.0371 | 35.0286 | 35.0371 | 35 | 1 | 1 | 0 | 7.2 | 1 | 7.2 | 13507.8584 | 18 | 0 | 0 | 0 | 0 | 0 | 0 | 0 | 0 | 0 | 0 | 0 | 0 | 0
800 | 34 | 2 | 3 | 4047.619 | 6964.2857 | 238.0952 | 2000 | 270.4082 | 13520.4082 | #DIV/0! |  | #DIV/0! | 18 | 0 | 0 | 0 | 0 | 0 | 0 | 0 | 13520.4082 | 80.8637 | 30.0286 | 71.7703 | 9.6565 | 21892.8555 | 21890.399 | 13510.7516 | 35.0286 | 35.0246 | 35.0286 | 35 | 1 | 1 | 0 | 7.2 | 1 | 7.2 | 13510.7516 | 18 | 0 | 0 | 0 | 0 | 0 | 0 | 0 | 0 | 0 | 0 | 0 | 0 | 0
801 | 34 | 2 | 3 | 4047.619 | 2785.7143 | 238.0952 | 2000 | 185.1312 | 9256.5598 | #DIV/0! |  | #DIV/0! | 18 | 0 | 0 | 0 | 0 | 0 | 0 | 0 | 9256.5598 | 55.3622 | 30.0246 | 55.3622 | 5.7017 | 21890.399 | 21891.8973 | 9250.8581 | 35.0246 | 35.027 | 35.0246 | 35 | 1 | 1 | 0 | 7.2 | 1 | 7.2 | 9250.8581 | 18 | 0 | 0 | 0 | 0 | 0 | 0 | 0 | 0 | 0 | 0 | 0 | 0 | 0
802 | 34 | 2 | 3 | 4047.619 | 0 | 238.0952 | 2000 | 128.2799 | 6413.9942 | #DIV/0! |  | #DIV/0! | 18 | 0 | 0 | 0 | 0 | 0 | 0 | 0 | 6413.9942 | 38.3612 | 30.027 | 38.3612 | 4.3352 | 21891.8973 | 21894.7621 | 6409.659 | 35.027 | 35.0316 | 35.027 | 35 | 1 | 1 | 0 | 7.2 | 1 | 7.2 | 6409.659 | 18 | 0 | 0 | 0 | 0 | 0 | 0 | 0 | 0 | 0 | 0 | 0 | 0 | 0
803 | 34 | 2 | 3 | 4047.619 | 0 | 238.0952 | 2000 | 128.2799 | 6413.9942 | #DIV/0! |  | #DIV/0! | 18 | 0 | 0 | 0 | 0 | 0 | 0 | 0 | 6413.9942 | 38.3612 | 30.0316 | 38.3612 | 5.0702 | 21894.7621 | 21896.892 | 6408.924 | 35.0316 | 35.035 | 35.0316 | 35 | 1 | 1 | 0 | 7.2 | 1 | 7.2 | 6408.924 | 18 | 0 | 0 | 0 | 0 | 0 | 0 | 0 | 0 | 0 | 0 | 0 | 0 | 0
804 | 34 | 2 | 3 | 4047.619 | 0 | 238.0952 | 2000 | 128.2799 | 6413.9942 | #DIV/0! |  | #DIV/0! | 18 | 0 | 0 | 0 | 0 | 0 | 0 | 0 | 6413.9942 | 38.3612 | 30.035 | 38.3612 | 5.6166 | 21896.892 | 21898.4754 | 6408.3776 | 35.035 | 35.0376 | 35.035 | 35 | 1 | 1 | 0 | 7.2 | 1 | 7.2 | 6408.3776 | 18 | 0 | 0 | 0 | 0 | 0 | 0 | 0 | 0 | 0 | 0 | 0 | 0 | 0
805 | 34 | 2 | 3 | 4047.619 | 0 | 238.0952 | 2000 | 128.2799 | 6413.9942 | #DIV/0! |  | #DIV/0! | 18 | 0 | 0 | 0 | 0 | 0 | 0 | 0 | 6413.9942 | 38.3612 | 30.0376 | 38.3612 | 6.0228 | 21898.4754 | 21899.6525 | 6407.9713 | 35.0376 | 35.0394 | 35.0376 | 35 | 1 | 1 | 0 | 7.2 | 1 | 7.2 | 6407.9713 | 18 | 0 | 0 | 0 | 0 | 0 | 0 | 0 | 0 | 0 | 0 | 0 | 0 | 0
806 | 34 | 2 | 3 | 4047.619 | 0 | 238.0952 | 2000 | 128.2799 | 6413.9942 | #DIV/0! |  | #DIV/0! | 18 | 0 | 0 | 0 | 0 | 0 | 0 | 0 | 6413.9942 | 38.3612 | 30.0394 | 38.3612 | 6.3248 | 21899.6525 | 21900.5277 | 6407.6693 | 35.0394 | 35.0408 | 35.0394 | 35 | 1 | 1 | 0 | 7.2 | 1 | 7.2 | 6407.6693 | 18 | 0 | 0 | 0 | 0 | 0 | 0 | 0 | 0 | 0 | 0 | 0 | 0 | 0
807 | 34 | 2 | 3 | 4047.619 | 0 | 238.0952 | 2000 | 128.2799 | 6413.9942 | #DIV/0! |  | #DIV/0! | 18 | 0 | 0 | 0 | 0 | 0 | 0 | 0 | 6413.9942 | 38.3612 | 30.0408 | 38.3612 | 6.5494 | 21900.5277 | 21901.1783 | 6407.4448 | 35.0408 | 35.0419 | 35.0408 | 35 | 1 | 1 | 0 | 7.2 | 1 | 7.2 | 6407.4448 | 18 | 0 | 0 | 0 | 0 | 0 | 0 | 0 | 0 | 0 | 0 | 0 | 0 | 0
808 | 34 | 2 | 3 | 4047.619 | 0 | 238.0952 | 2000 | 128.2799 | 6413.9942 | #DIV/0! |  | #DIV/0! | 18 | 0 | 0 | 0 | 0 | 0 | 0 | 0 | 6413.9942 | 38.3612 | 30.0419 | 38.3612 | 6.7163 | 21901.1783 | 21901.662 | 6407.2779 | 35.0419 | 35.0427 | 35.0419 | 35 | 1 | 1 | 0 | 7.2 | 1 | 7.2 | 6407.2779 | 18 | 0 | 0 | 0 | 0 | 0 | 0 | 0 | 0 | 0 | 0 | 0 | 0 | 0
809 | 34 | 2 | 3 | 4047.619 | 0 | 238.0952 | 0 | 87.4636 | 4373.1778 | #DIV/0! |  | #DIV/0! | 18 | 0 | 0 | 0 | 0 | 0 | 0 | 0 | 4373.1778 | 26.1554 | 30.0427 | 26.1554 | 4.6639 | 21901.662 | 21904.1981 | 4368.5139 | 35.0427 | 35.0467 | 35.0427 | 35 | 1 | 1 | 0 | 7.2 | 1 | 7.2 | 4368.5139 | 18 | 0 | 0 | 0 | 0 | 0 | 0 | 0 | 0 | 0 | 0 | 0 | 0 | 0
810 | 34 | 2 | 3 | 4047.619 | 3482.1429 | 238.0952 | 0 | 158.5277 | 7926.3848 | #DIV/0! |  | #DIV/0! | 18 | 0 | 0 | 0 | 0 | 0 | 0 | 0 | 7926.3848 | 47.4066 | 30.0467 | 47.4066 | 9.2574 | 21904.1981 | 21902.1407 | 7917.1274 | 35.0467 | 35.0434 | 35.0467 | 35 | 1 | 1 | 0 | 7.2 | 1 | 7.2 | 7917.1274 | 18 | 0 | 0 | 0 | 0 | 0 | 0 | 0 | 0 | 0 | 0 | 0 | 0 | 0
811 | 34 | 2 | 3 | 4047.619 | 6964.2857 | 238.0952 | 0 | 229.5918 | 11479.5918 | #DIV/0! |  | #DIV/0! | 18 | 0 | 0 | 0 | 0 | 0 | 0 | 0 | 11479.5918 | 68.6578 | 30.0434 | 68.6578 | 12.4626 | 21902.1407 | 21896.8781 | 11467.1293 | 35.0434 | 35.035 | 35.0434 | 35 | 1 | 1 | 0 | 7.2 | 1 | 7.2 | 11467.1293 | 18 | 0 | 0 | 0 | 0 | 0 | 0 | 0 | 0 | 0 | 0 | 0 | 0 | 0
812 | 34 | 2 | 3 | 4047.619 | 6964.2857 | 238.0952 | 0 | 229.5918 | 11479.5918 | #DIV/0! |  | #DIV/0! | 18 | 0 | 0 | 0 | 0 | 0 | 0 | 0 | 11479.5918 | 68.6578 | 30.035 | 68.6578 | 10.0461 | 21896.8781 | 21894.032 | 11469.5458 | 35.035 | 35.0305 | 35.035 | 35 | 1 | 1 | 0 | 7.2 | 1 | 7.2 | 11469.5458 | 18 | 0 | 0 | 0 | 0 | 0 | 0 | 0 | 0 | 0 | 0 | 0 | 0 | 0
813 | 34 | 2 | 3 | 4047.619 | 6964.2857 | 238.0952 | 0 | 229.5918 | 11479.5918 | #DIV/0! |  | #DIV/0! | 18 | 0 | 0 | 0 | 0 | 0 | 0 | 0 | 11479.5918 | 68.6578 | 30.0305 | 68.6578 | 8.7392 | 21894.032 | 21892.4928 | 11470.8526 | 35.0305 | 35.028 | 35.0305 | 35 | 1 | 1 | 0 | 7.2 | 1 | 7.2 | 11470.8526 | 18 | 0 | 0 | 0 | 0 | 0 | 0 | 0 | 0 | 0 | 0 | 0 | 0 | 0
814 | 34 | 2 | 3 | 4047.619 | 3482.1429 | 238.0952 | 0 | 158.5277 | 7926.3848 | #DIV/0! |  | #DIV/0! | 18 | 0 | 0 | 0 | 0 | 0 | 0 | 0 | 7926.3848 | 47.4066 | 30.028 | 47.4066 | 5.5462 | 21892.4928 | 21894.1466 | 7920.8386 | 35.028 | 35.0306 | 35.028 | 35 | 1 | 1 | 0 | 7.2 | 1 | 7.2 | 7920.8386 | 18 | 0 | 0 | 0 | 0 | 0 | 0 | 0 | 0 | 0 | 0 | 0 | 0 | 0
815 | 34 | 2 | 4 | 4047.619 | 0 | 238.0952 | 0 | 87.4636 | 4373.1778 | #DIV/0! |  | #DIV/0! | 18 | 0 | 0 | 0 | 0 | 0 | 0 | 0 | 4373.1778 | 26.1554 | 30.0306 | 26.1554 | 3.3493 | 21894.1466 | 21897.9974 | 4369.8286 | 35.0306 | 35.0368 | 35.0306 | 35 | 1 | 1 | 0 | 7.2 | 1 | 7.2 | 4369.8286 | 18 | 0 | 0 | 0 | 0 | 0 | 0 | 0 | 0 | 0 | 0 | 0 | 0 | 0
816 | 35 | 2 | 4 | 4047.619 | 0 | 238.0952 | 0 | 87.4636 | 4373.1778 | #DIV/0! |  | #DIV/0! | 18 | 0 | 0 | 0 | 0 | 0 | 0 | 0 | 4373.1778 | 26.1554 | 30.0368 | 26.1554 | 4.0229 | 21897.9974 | 21901.1745 | 4369.155 | 35.0368 | 35.0419 | 35.0368 | 35 | 1 | 1 | 0 | 7.2 | 1 | 7.2 | 4369.155 | 18 | 0 | 0 | 0 | 0 | 0 | 0 | 0 | 0 | 0 | 0 | 0 | 0 | 0
817 | 35 | 2 | 4 | 4047.619 | 0 | 238.0952 | 0 | 87.4636 | 4373.1778 | #DIV/0! |  | #DIV/0! | 18 | 0 | 0 | 0 | 0 | 0 | 0 | 0 | 4373.1778 | 26.1554 | 30.0419 | 26.1554 | 4.5786 | 21901.1745 | 21903.7959 | 4368.5992 | 35.0419 | 35.0461 | 35.0419 | 35 | 1 | 1 | 0 | 7.2 | 1 | 7.2 | 4368.5992 | 18 | 0 | 0 | 0 | 0 | 0 | 0 | 0 | 0 | 0 | 0 | 0 | 0 | 0
818 | 35 | 2 | 4 | 4047.619 | 0 | 238.0952 | 0 | 87.4636 | 4373.1778 | #DIV/0! |  | #DIV/0! | 18 | 0 | 0 | 0 | 0 | 0 | 0 | 0 | 4373.1778 | 26.1554 | 30.0461 | 26.1554 | 5.0372 | 21903.7959 | 21905.9587 | 4368.1407 | 35.0461 | 35.0495 | 35.0461 | 35 | 1 | 1 | 0 | 7.2 | 1 | 7.2 | 4368.1407 | 18 | 0 | 0 | 0 | 0 | 0 | 0 | 0 | 0 | 0 | 0 | 0 | 0 | 0
819 | 35 | 2 | 4 | 4047.619 | 0 | 238.0952 | 0 | 87.4636 | 4373.1778 | #DIV/0! |  | #DIV/0! | 18 | 0 | 0 | 0 | 0 | 0 | 0 | 0 | 4373.1778 | 26.1554 | 30.0495 | 26.1554 | 5.4155 | 21905.9587 | 21907.7432 | 4367.7623 | 35.0495 | 35.0524 | 35.0495 | 35 | 1 | 1 | 0 | 7.2 | 1 | 7.2 | 4367.7623 | 18 | 0 | 0 | 0 | 0 | 0 | 0 | 0 | 0 | 0 | 0 | 0 | 0 | 0
820 | 35 | 2 | 4 | 4047.619 | 0 | 238.0952 | 0 | 87.4636 | 4373.1778 | #DIV/0! |  | #DIV/0! | 18 | 0 | 0 | 0 | 0 | 0 | 0 | 0 | 4373.1778 | 26.1554 | 30.0524 | 26.1554 | 5.7277 | 21907.7432 | 21909.2155 | 4367.4502 | 35.0524 | 35.0547 | 35.0524 | 35 | 1 | 1 | 0 | 7.2 | 1 | 7.2 | 4367.4502 | 18 | 0 | 0 | 0 | 0 | 0 | 0 | 0 | 0 | 0 | 0 | 0 | 0 | 0
821 | 35 | 2 | 4 | 4047.619 | 4178.5714 | 238.0952 | 0 | 172.7405 | 8637.0262 | #DIV/0! |  | #DIV/0! | 18 | 0 | 0 | 0 | 0 | 0 | 0 | 0 | 8637.0262 | 51.6569 | 30.0547 | 51.6569 | 11.8208 | 21909.2155 | 21904.5947 | 8625.2054 | 35.0547 | 35.0474 | 35.0547 | 35 | 1 | 1 | 0 | 7.2 | 1 | 7.2 | 8625.2054 | 18 | 0 | 0 | 0 | 0 | 0 | 0 | 0 | 0 | 0 | 0 | 0 | 0 | 0
822 | 35 | 2 | 4 | 4047.619 | 6964.2857 | 238.0952 | 0 | 229.5918 | 11479.5918 | #DIV/0! |  | #DIV/0! | 18 | 0 | 0 | 0 | 0 | 0 | 0 | 0 | 11479.5918 | 68.6578 | 30.0474 | 68.6578 | 13.5894 | 21904.5947 | 21898.2053 | 11466.0024 | 35.0474 | 35.0371 | 35.0474 | 35 | 1 | 1 | 0 | 7.2 | 1 | 7.2 | 11466.0024 | 18 | 0 | 0 | 0 | 0 | 0 | 0 | 0 | 0 | 0 | 0 | 0 | 0 | 0
823 | 35 | 2 | 4 | 4047.619 | 6964.2857 | 238.0952 | 2000 | 270.4082 | 13520.4082 | #DIV/0! |  | #DIV/0! | 18 | 0 | 0 | 0 | 0 | 0 | 0 | 0 | 13520.4082 | 80.8637 | 30.0371 | 71.7703 | 12.5498 | 21898.2053 | 21892.8555 | 13507.8584 | 35.0371 | 35.0286 | 35.0371 | 35 | 1 | 1 | 0 | 7.2 | 1 | 7.2 | 13507.8584 | 18 | 0 | 0 | 0 | 0 | 0 | 0 | 0 | 0 | 0 | 0 | 0 | 0 | 0
824 | 35 | 2 | 4 | 4047.619 | 6964.2857 | 238.0952 | 2000 | 270.4082 | 13520.4082 | #DIV/0! |  | #DIV/0! | 18 | 0 | 0 | 0 | 0 | 0 | 0 | 0 | 13520.4082 | 80.8637 | 30.0286 | 71.7703 | 9.6565 | 21892.8555 | 21890.399 | 13510.7516 | 35.0286 | 35.0246 | 35.0286 | 35 | 1 | 1 | 0 | 7.2 | 1 | 7.2 | 13510.7516 | 18 | 0 | 0 | 0 | 0 | 0 | 0 | 0 | 0 | 0 | 0 | 0 | 0 | 0
825 | 35 | 2 | 4 | 4047.619 | 2785.7143 | 238.0952 | 2000 | 185.1312 | 9256.5598 | #DIV/0! |  | #DIV/0! | 18 | 0 | 0 | 0 | 0 | 0 | 0 | 0 | 9256.5598 | 55.3622 | 30.0246 | 55.3622 | 5.7017 | 21890.399 | 21891.8973 | 9250.8581 | 35.0246 | 35.027 | 35.0246 | 35 | 1 | 1 | 0 | 7.2 | 1 | 7.2 | 9250.8581 | 18 | 0 | 0 | 0 | 0 | 0 | 0 | 0 | 0 | 0 | 0 | 0 | 0 | 0
826 | 35 | 2 | 4 | 4047.619 | 0 | 238.0952 | 2000 | 128.2799 | 6413.9942 | #DIV/0! |  | #DIV/0! | 18 | 0 | 0 | 0 | 0 | 0 | 0 | 0 | 6413.9942 | 38.3612 | 30.027 | 38.3612 | 4.3352 | 21891.8973 | 21894.7621 | 6409.659 | 35.027 | 35.0316 | 35.027 | 35 | 1 | 1 | 0 | 7.2 | 1 | 7.2 | 6409.659 | 18 | 0 | 0 | 0 | 0 | 0 | 0 | 0 | 0 | 0 | 0 | 0 | 0 | 0
827 | 35 | 2 | 4 | 4047.619 | 0 | 238.0952 | 2000 | 128.2799 | 6413.9942 | #DIV/0! |  | #DIV/0! | 18 | 0 | 0 | 0 | 0 | 0 | 0 | 0 | 6413.9942 | 38.3612 | 30.0316 | 38.3612 | 5.0702 | 21894.7621 | 21896.892 | 6408.924 | 35.0316 | 35.035 | 35.0316 | 35 | 1 | 1 | 0 | 7.2 | 1 | 7.2 | 6408.924 | 18 | 0 | 0 | 0 | 0 | 0 | 0 | 0 | 0 | 0 | 0 | 0 | 0 | 0
828 | 35 | 2 | 4 | 4047.619 | 0 | 238.0952 | 2000 | 128.2799 | 6413.9942 | #DIV/0! |  | #DIV/0! | 18 | 0 | 0 | 0 | 0 | 0 | 0 | 0 | 6413.9942 | 38.3612 | 30.035 | 38.3612 | 5.6166 | 21896.892 | 21898.4754 | 6408.3776 | 35.035 | 35.0376 | 35.035 | 35 | 1 | 1 | 0 | 7.2 | 1 | 7.2 | 6408.3776 | 18 | 0 | 0 | 0 | 0 | 0 | 0 | 0 | 0 | 0 | 0 | 0 | 0 | 0
829 | 35 | 2 | 4 | 4047.619 | 0 | 238.0952 | 2000 | 128.2799 | 6413.9942 | #DIV/0! |  | #DIV/0! | 18 | 0 | 0 | 0 | 0 | 0 | 0 | 0 | 6413.9942 | 38.3612 | 30.0376 | 38.3612 | 6.0228 | 21898.4754 | 21899.6525 | 6407.9713 | 35.0376 | 35.0394 | 35.0376 | 35 | 1 | 1 | 0 | 7.2 | 1 | 7.2 | 6407.9713 | 18 | 0 | 0 | 0 | 0 | 0 | 0 | 0 | 0 | 0 | 0 | 0 | 0 | 0
830 | 35 | 2 | 4 | 4047.619 | 0 | 238.0952 | 2000 | 128.2799 | 6413.9942 | #DIV/0! |  | #DIV/0! | 18 | 0 | 0 | 0 | 0 | 0 | 0 | 0 | 6413.9942 | 38.3612 | 30.0394 | 38.3612 | 6.3248 | 21899.6525 | 21900.5277 | 6407.6693 | 35.0394 | 35.0408 | 35.0394 | 35 | 1 | 1 | 0 | 7.2 | 1 | 7.2 | 6407.6693 | 18 | 0 | 0 | 0 | 0 | 0 | 0 | 0 | 0 | 0 | 0 | 0 | 0 | 0
831 | 35 | 2 | 4 | 4047.619 | 0 | 238.0952 | 2000 | 128.2799 | 6413.9942 | #DIV/0! |  | #DIV/0! | 18 | 0 | 0 | 0 | 0 | 0 | 0 | 0 | 6413.9942 | 38.3612 | 30.0408 | 38.3612 | 6.5494 | 21900.5277 | 21901.1783 | 6407.4448 | 35.0408 | 35.0419 | 35.0408 | 35 | 1 | 1 | 0 | 7.2 | 1 | 7.2 | 6407.4448 | 18 | 0 | 0 | 0 | 0 | 0 | 0 | 0 | 0 | 0 | 0 | 0 | 0 | 0
832 | 35 | 2 | 4 | 4047.619 | 0 | 238.0952 | 2000 | 128.2799 | 6413.9942 | #DIV/0! |  | #DIV/0! | 18 | 0 | 0 | 0 | 0 | 0 | 0 | 0 | 6413.9942 | 38.3612 | 30.0419 | 38.3612 | 6.7163 | 21901.1783 | 21901.662 | 6407.2779 | 35.0419 | 35.0427 | 35.0419 | 35 | 1 | 1 | 0 | 7.2 | 1 | 7.2 | 6407.2779 | 18 | 0 | 0 | 0 | 0 | 0 | 0 | 0 | 0 | 0 | 0 | 0 | 0 | 0
833 | 35 | 2 | 4 | 4047.619 | 0 | 238.0952 | 0 | 87.4636 | 4373.1778 | #DIV/0! |  | #DIV/0! | 18 | 0 | 0 | 0 | 0 | 0 | 0 | 0 | 4373.1778 | 26.1554 | 30.0427 | 26.1554 | 4.6639 | 21901.662 | 21904.1981 | 4368.5139 | 35.0427 | 35.0467 | 35.0427 | 35 | 1 | 1 | 0 | 7.2 | 1 | 7.2 | 4368.5139 | 18 | 0 | 0 | 0 | 0 | 0 | 0 | 0 | 0 | 0 | 0 | 0 | 0 | 0
834 | 35 | 2 | 4 | 4047.619 | 3482.1429 | 238.0952 | 0 | 158.5277 | 7926.3848 | #DIV/0! |  | #DIV/0! | 18 | 0 | 0 | 0 | 0 | 0 | 0 | 0 | 7926.3848 | 47.4066 | 30.0467 | 47.4066 | 9.2574 | 21904.1981 | 21902.1407 | 7917.1274 | 35.0467 | 35.0434 | 35.0467 | 35 | 1 | 1 | 0 | 7.2 | 1 | 7.2 | 7917.1274 | 18 | 0 | 0 | 0 | 0 | 0 | 0 | 0 | 0 | 0 | 0 | 0 | 0 | 0
835 | 35 | 2 | 4 | 4047.619 | 6964.2857 | 238.0952 | 0 | 229.5918 | 11479.5918 | #DIV/0! |  | #DIV/0! | 18 | 0 | 0 | 0 | 0 | 0 | 0 | 0 | 11479.5918 | 68.6578 | 30.0434 | 68.6578 | 12.4626 | 21902.1407 | 21896.8781 | 11467.1293 | 35.0434 | 35.035 | 35.0434 | 35 | 1 | 1 | 0 | 7.2 | 1 | 7.2 | 11467.1293 | 18 | 0 | 0 | 0 | 0 | 0 | 0 | 0 | 0 | 0 | 0 | 0 | 0 | 0
836 | 35 | 2 | 4 | 4047.619 | 6964.2857 | 238.0952 | 0 | 229.5918 | 11479.5918 | #DIV/0! |  | #DIV/0! | 18 | 0 | 0 | 0 | 0 | 0 | 0 | 0 | 11479.5918 | 68.6578 | 30.035 | 68.6578 | 10.0461 | 21896.8781 | 21894.032 | 11469.5458 | 35.035 | 35.0305 | 35.035 | 35 | 1 | 1 | 0 | 7.2 | 1 | 7.2 | 11469.5458 | 18 | 0 | 0 | 0 | 0 | 0 | 0 | 0 | 0 | 0 | 0 | 0 | 0 | 0
837 | 35 | 2 | 4 | 4047.619 | 6964.2857 | 238.0952 | 0 | 229.5918 | 11479.5918 | #DIV/0! |  | #DIV/0! | 18 | 0 | 0 | 0 | 0 | 0 | 0 | 0 | 11479.5918 | 68.6578 | 30.0305 | 68.6578 | 8.7392 | 21894.032 | 21892.4928 | 11470.8526 | 35.0305 | 35.028 | 35.0305 | 35 | 1 | 1 | 0 | 7.2 | 1 | 7.2 | 11470.8526 | 18 | 0 | 0 | 0 | 0 | 0 | 0 | 0 | 0 | 0 | 0 | 0 | 0 | 0
838 | 35 | 2 | 4 | 4047.619 | 3482.1429 | 238.0952 | 0 | 158.5277 | 7926.3848 | #DIV/0! |  | #DIV/0! | 18 | 0 | 0 | 0 | 0 | 0 | 0 | 0 | 7926.3848 | 47.4066 | 30.028 | 47.4066 | 5.5462 | 21892.4928 | 21894.1466 | 7920.8386 | 35.028 | 35.0306 | 35.028 | 35 | 1 | 1 | 0 | 7.2 | 1 | 7.2 | 7920.8386 | 18 | 0 | 0 | 0 | 0 | 0 | 0 | 0 | 0 | 0 | 0 | 0 | 0 | 0
839 | 35 | 2 | 5 | 4047.619 | 0 | 238.0952 | 0 | 87.4636 | 4373.1778 | #DIV/0! |  | #DIV/0! | 18 | 0 | 0 | 0 | 0 | 0 | 0 | 0 | 4373.1778 | 26.1554 | 30.0306 | 26.1554 | 3.3493 | 21894.1466 | 21897.9974 | 4369.8286 | 35.0306 | 35.0368 | 35.0306 | 35 | 1 | 1 | 0 | 7.2 | 1 | 7.2 | 4369.8286 | 18 | 0 | 0 | 0 | 0 | 0 | 0 | 0 | 0 | 0 | 0 | 0 | 0 | 0
840 | 36 | 2 | 5 | 4047.619 | 0 | 238.0952 | 0 | 87.4636 | 4373.1778 | #DIV/0! |  | #DIV/0! | 18 | 0 | 0 | 0 | 0 | 0 | 0 | 0 | 4373.1778 | 26.1554 | 30.0368 | 26.1554 | 4.0229 | 21897.9974 | 21901.1745 | 4369.155 | 35.0368 | 35.0419 | 35.0368 | 35 | 1 | 1 | 0 | 7.2 | 1 | 7.2 | 4369.155 | 18 | 0 | 0 | 0 | 0 | 0 | 0 | 0 | 0 | 0 | 0 | 0 | 0 | 0
841 | 36 | 2 | 5 | 4047.619 | 0 | 238.0952 | 0 | 87.4636 | 4373.1778 | #DIV/0! |  | #DIV/0! | 18 | 0 | 0 | 0 | 0 | 0 | 0 | 0 | 4373.1778 | 26.1554 | 30.0419 | 26.1554 | 4.5786 | 21901.1745 | 21903.7959 | 4368.5992 | 35.0419 | 35.0461 | 35.0419 | 35 | 1 | 1 | 0 | 7.2 | 1 | 7.2 | 4368.5992 | 18 | 0 | 0 | 0 | 0 | 0 | 0 | 0 | 0 | 0 | 0 | 0 | 0 | 0
842 | 36 | 2 | 5 | 4047.619 | 0 | 238.0952 | 0 | 87.4636 | 4373.1778 | #DIV/0! |  | #DIV/0! | 18 | 0 | 0 | 0 | 0 | 0 | 0 | 0 | 4373.1778 | 26.1554 | 30.0461 | 26.1554 | 5.0372 | 21903.7959 | 21905.9587 | 4368.1407 | 35.0461 | 35.0495 | 35.0461 | 35 | 1 | 1 | 0 | 7.2 | 1 | 7.2 | 4368.1407 | 18 | 0 | 0 | 0 | 0 | 0 | 0 | 0 | 0 | 0 | 0 | 0 | 0 | 0
843 | 36 | 2 | 5 | 4047.619 | 0 | 238.0952 | 0 | 87.4636 | 4373.1778 | #DIV/0! |  | #DIV/0! | 18 | 0 | 0 | 0 | 0 | 0 | 0 | 0 | 4373.1778 | 26.1554 | 30.0495 | 26.1554 | 5.4155 | 21905.9587 | 21907.7432 | 4367.7623 | 35.0495 | 35.0524 | 35.0495 | 35 | 1 | 1 | 0 | 7.2 | 1 | 7.2 | 4367.7623 | 18 | 0 | 0 | 0 | 0 | 0 | 0 | 0 | 0 | 0 | 0 | 0 | 0 | 0
844 | 36 | 2 | 5 | 4047.619 | 0 | 238.0952 | 0 | 87.4636 | 4373.1778 | #DIV/0! |  | #DIV/0! | 18 | 0 | 0 | 0 | 0 | 0 | 0 | 0 | 4373.1778 | 26.1554 | 30.0524 | 26.1554 | 5.7277 | 21907.7432 | 21909.2155 | 4367.4502 | 35.0524 | 35.0547 | 35.0524 | 35 | 1 | 1 | 0 | 7.2 | 1 | 7.2 | 4367.4502 | 18 | 0 | 0 | 0 | 0 | 0 | 0 | 0 | 0 | 0 | 0 | 0 | 0 | 0
845 | 36 | 2 | 5 | 4047.619 | 4178.5714 | 238.0952 | 0 | 172.7405 | 8637.0262 | #DIV/0! |  | #DIV/0! | 18 | 0 | 0 | 0 | 0 | 0 | 0 | 0 | 8637.0262 | 51.6569 | 30.0547 | 51.6569 | 11.8208 | 21909.2155 | 21904.5947 | 8625.2054 | 35.0547 | 35.0474 | 35.0547 | 35 | 1 | 1 | 0 | 7.2 | 1 | 7.2 | 8625.2054 | 18 | 0 | 0 | 0 | 0 | 0 | 0 | 0 | 0 | 0 | 0 | 0 | 0 | 0
846 | 36 | 2 | 5 | 4047.619 | 6964.2857 | 238.0952 | 0 | 229.5918 | 11479.5918 | #DIV/0! |  | #DIV/0! | 18 | 0 | 0 | 0 | 0 | 0 | 0 | 0 | 11479.5918 | 68.6578 | 30.0474 | 68.6578 | 13.5894 | 21904.5947 | 21898.2053 | 11466.0024 | 35.0474 | 35.0371 | 35.0474 | 35 | 1 | 1 | 0 | 7.2 | 1 | 7.2 | 11466.0024 | 18 | 0 | 0 | 0 | 0 | 0 | 0 | 0 | 0 | 0 | 0 | 0 | 0 | 0
847 | 36 | 2 | 5 | 4047.619 | 6964.2857 | 238.0952 | 2000 | 270.4082 | 13520.4082 | #DIV/0! |  | #DIV/0! | 18 | 0 | 0 | 0 | 0 | 0 | 0 | 0 | 13520.4082 | 80.8637 | 30.0371 | 71.7703 | 12.5498 | 21898.2053 | 21892.8555 | 13507.8584 | 35.0371 | 35.0286 | 35.0371 | 35 | 1 | 1 | 0 | 7.2 | 1 | 7.2 | 13507.8584 | 18 | 0 | 0 | 0 | 0 | 0 | 0 | 0 | 0 | 0 | 0 | 0 | 0 | 0
848 | 36 | 2 | 5 | 4047.619 | 6964.2857 | 238.0952 | 2000 | 270.4082 | 13520.4082 | #DIV/0! |  | #DIV/0! | 18 | 0 | 0 | 0 | 0 | 0 | 0 | 0 | 13520.4082 | 80.8637 | 30.0286 | 71.7703 | 9.6565 | 21892.8555 | 21890.399 | 13510.7516 | 35.0286 | 35.0246 | 35.0286 | 35 | 1 | 1 | 0 | 7.2 | 1 | 7.2 | 13510.7516 | 18 | 0 | 0 | 0 | 0 | 0 | 0 | 0 | 0 | 0 | 0 | 0 | 0 | 0
849 | 36 | 2 | 5 | 4047.619 | 2785.7143 | 238.0952 | 2000 | 185.1312 | 9256.5598 | #DIV/0! |  | #DIV/0! | 18 | 0 | 0 | 0 | 0 | 0 | 0 | 0 | 9256.5598 | 55.3622 | 30.0246 | 55.3622 | 5.7017 | 21890.399 | 21891.8973 | 9250.8581 | 35.0246 | 35.027 | 35.0246 | 35 | 1 | 1 | 0 | 7.2 | 1 | 7.2 | 9250.8581 | 18 | 0 | 0 | 0 | 0 | 0 | 0 | 0 | 0 | 0 | 0 | 0 | 0 | 0
850 | 36 | 2 | 5 | 4047.619 | 0 | 238.0952 | 2000 | 128.2799 | 6413.9942 | #DIV/0! |  | #DIV/0! | 18 | 0 | 0 | 0 | 0 | 0 | 0 | 0 | 6413.9942 | 38.3612 | 30.027 | 38.3612 | 4.3352 | 21891.8973 | 21894.7621 | 6409.659 | 35.027 | 35.0316 | 35.027 | 35 | 1 | 1 | 0 | 7.2 | 1 | 7.2 | 6409.659 | 18 | 0 | 0 | 0 | 0 | 0 | 0 | 0 | 0 | 0 | 0 | 0 | 0 | 0
851 | 36 | 2 | 5 | 4047.619 | 0 | 238.0952 | 2000 | 128.2799 | 6413.9942 | #DIV/0! |  | #DIV/0! | 18 | 0 | 0 | 0 | 0 | 0 | 0 | 0 | 6413.9942 | 38.3612 | 30.0316 | 38.3612 | 5.0702 | 21894.7621 | 21896.892 | 6408.924 | 35.0316 | 35.035 | 35.0316 | 35 | 1 | 1 | 0 | 7.2 | 1 | 7.2 | 6408.924 | 18 | 0 | 0 | 0 | 0 | 0 | 0 | 0 | 0 | 0 | 0 | 0 | 0 | 0
852 | 36 | 2 | 5 | 4047.619 | 0 | 238.0952 | 2000 | 128.2799 | 6413.9942 | #DIV/0! |  | #DIV/0! | 18 | 0 | 0 | 0 | 0 | 0 | 0 | 0 | 6413.9942 | 38.3612 | 30.035 | 38.3612 | 5.6166 | 21896.892 | 21898.4754 | 6408.3776 | 35.035 | 35.0376 | 35.035 | 35 | 1 | 1 | 0 | 7.2 | 1 | 7.2 | 6408.3776 | 18 | 0 | 0 | 0 | 0 | 0 | 0 | 0 | 0 | 0 | 0 | 0 | 0 | 0
853 | 36 | 2 | 5 | 4047.619 | 0 | 238.0952 | 2000 | 128.2799 | 6413.9942 | #DIV/0! |  | #DIV/0! | 18 | 0 | 0 | 0 | 0 | 0 | 0 | 0 | 6413.9942 | 38.3612 | 30.0376 | 38.3612 | 6.0228 | 21898.4754 | 21899.6525 | 6407.9713 | 35.0376 | 35.0394 | 35.0376 | 35 | 1 | 1 | 0 | 7.2 | 1 | 7.2 | 6407.9713 | 18 | 0 | 0 | 0 | 0 | 0 | 0 | 0 | 0 | 0 | 0 | 0 | 0 | 0
854 | 36 | 2 | 5 | 4047.619 | 0 | 238.0952 | 2000 | 128.2799 | 6413.9942 | #DIV/0! |  | #DIV/0! | 18 | 0 | 0 | 0 | 0 | 0 | 0 | 0 | 6413.9942 | 38.3612 | 30.0394 | 38.3612 | 6.3248 | 21899.6525 | 21900.5277 | 6407.6693 | 35.0394 | 35.0408 | 35.0394 | 35 | 1 | 1 | 0 | 7.2 | 1 | 7.2 | 6407.6693 | 18 | 0 | 0 | 0 | 0 | 0 | 0 | 0 | 0 | 0 | 0 | 0 | 0 | 0
855 | 36 | 2 | 5 | 4047.619 | 0 | 238.0952 | 2000 | 128.2799 | 6413.9942 | #DIV/0! |  | #DIV/0! | 18 | 0 | 0 | 0 | 0 | 0 | 0 | 0 | 6413.9942 | 38.3612 | 30.0408 | 38.3612 | 6.5494 | 21900.5277 | 21901.1783 | 6407.4448 | 35.0408 | 35.0419 | 35.0408 | 35 | 1 | 1 | 0 | 7.2 | 1 | 7.2 | 6407.4448 | 18 | 0 | 0 | 0 | 0 | 0 | 0 | 0 | 0 | 0 | 0 | 0 | 0 | 0
856 | 36 | 2 | 5 | 4047.619 | 0 | 238.0952 | 2000 | 128.2799 | 6413.9942 | #DIV/0! |  | #DIV/0! | 18 | 0 | 0 | 0 | 0 | 0 | 0 | 0 | 6413.9942 | 38.3612 | 30.0419 | 38.3612 | 6.7163 | 21901.1783 | 21901.662 | 6407.2779 | 35.0419 | 35.0427 | 35.0419 | 35 | 1 | 1 | 0 | 7.2 | 1 | 7.2 | 6407.2779 | 18 | 0 | 0 | 0 | 0 | 0 | 0 | 0 | 0 | 0 | 0 | 0 | 0 | 0
857 | 36 | 2 | 5 | 4047.619 | 0 | 238.0952 | 0 | 87.4636 | 4373.1778 | #DIV/0! |  | #DIV/0! | 18 | 0 | 0 | 0 | 0 | 0 | 0 | 0 | 4373.1778 | 26.1554 | 30.0427 | 26.1554 | 4.6639 | 21901.662 | 21904.1981 | 4368.5139 | 35.0427 | 35.0467 | 35.0427 | 35 | 1 | 1 | 0 | 7.2 | 1 | 7.2 | 4368.5139 | 18 | 0 | 0 | 0 | 0 | 0 | 0 | 0 | 0 | 0 | 0 | 0 | 0 | 0
858 | 36 | 2 | 5 | 4047.619 | 3482.1429 | 238.0952 | 0 | 158.5277 | 7926.3848 | #DIV/0! |  | #DIV/0! | 18 | 0 | 0 | 0 | 0 | 0 | 0 | 0 | 7926.3848 | 47.4066 | 30.0467 | 47.4066 | 9.2574 | 21904.1981 | 21902.1407 | 7917.1274 | 35.0467 | 35.0434 | 35.0467 | 35 | 1 | 1 | 0 | 7.2 | 1 | 7.2 | 7917.1274 | 18 | 0 | 0 | 0 | 0 | 0 | 0 | 0 | 0 | 0 | 0 | 0 | 0 | 0
859 | 36 | 2 | 5 | 4047.619 | 6964.2857 | 238.0952 | 0 | 229.5918 | 11479.5918 | #DIV/0! |  | #DIV/0! | 18 | 0 | 0 | 0 | 0 | 0 | 0 | 0 | 11479.5918 | 68.6578 | 30.0434 | 68.6578 | 12.4626 | 21902.1407 | 21896.8781 | 11467.1293 | 35.0434 | 35.035 | 35.0434 | 35 | 1 | 1 | 0 | 7.2 | 1 | 7.2 | 11467.1293 | 18 | 0 | 0 | 0 | 0 | 0 | 0 | 0 | 0 | 0 | 0 | 0 | 0 | 0
860 | 36 | 2 | 5 | 4047.619 | 6964.2857 | 238.0952 | 0 | 229.5918 | 11479.5918 | #DIV/0! |  | #DIV/0! | 18 | 0 | 0 | 0 | 0 | 0 | 0 | 0 | 11479.5918 | 68.6578 | 30.035 | 68.6578 | 10.0461 | 21896.8781 | 21894.032 | 11469.5458 | 35.035 | 35.0305 | 35.035 | 35 | 1 | 1 | 0 | 7.2 | 1 | 7.2 | 11469.5458 | 18 | 0 | 0 | 0 | 0 | 0 | 0 | 0 | 0 | 0 | 0 | 0 | 0 | 0
861 | 36 | 2 | 5 | 4047.619 | 6964.2857 | 238.0952 | 0 | 229.5918 | 11479.5918 | #DIV/0! |  | #DIV/0! | 18 | 0 | 0 | 0 | 0 | 0 | 0 | 0 | 11479.5918 | 68.6578 | 30.0305 | 68.6578 | 8.7392 | 21894.032 | 21892.4928 | 11470.8526 | 35.0305 | 35.028 | 35.0305 | 35 | 1 | 1 | 0 | 7.2 | 1 | 7.2 | 11470.8526 | 18 | 0 | 0 | 0 | 0 | 0 | 0 | 0 | 0 | 0 | 0 | 0 | 0 | 0
862 | 36 | 2 | 5 | 4047.619 | 3482.1429 | 238.0952 | 0 | 158.5277 | 7926.3848 | #DIV/0! |  | #DIV/0! | 18 | 0 | 0 | 0 | 0 | 0 | 0 | 0 | 7926.3848 | 47.4066 | 30.028 | 47.4066 | 5.5462 | 21892.4928 | 21894.1466 | 7920.8386 | 35.028 | 35.0306 | 35.028 | 35 | 1 | 1 | 0 | 7.2 | 1 | 7.2 | 7920.8386 | 18 | 0 | 0 | 0 | 0 | 0 | 0 | 0 | 0 | 0 | 0 | 0 | 0 | 0
863 | 36 | 2 | 6 | 4047.619 | 0 | 238.0952 | 0 | 87.4636 | 4373.1778 | #DIV/0! |  | #DIV/0! | 18 | 0 | 0 | 0 | 0 | 0 | 0 | 0 | 4373.1778 | 26.1554 | 30.0306 | 26.1554 | 3.3493 | 21894.1466 | 21897.9974 | 4369.8286 | 35.0306 | 35.0368 | 35.0306 | 35 | 1 | 1 | 0 | 7.2 | 1 | 7.2 | 4369.8286 | 18 | 0 | 0 | 0 | 0 | 0 | 0 | 0 | 0 | 0 | 0 | 0 | 0 | 0
864 | 37 | 2 | 6 | 4047.619 | 0 | 238.0952 | 0 | 87.4636 | 4373.1778 | #DIV/0! |  | #DIV/0! | 18 | 0 | 0 | 0 | 0 | 0 | 0 | 0 | 4373.1778 | 26.1554 | 30.0368 | 26.1554 | 4.0229 | 21897.9974 | 21901.1745 | 4369.155 | 35.0368 | 35.0419 | 35.0368 | 35 | 1 | 1 | 0 | 7.2 | 1 | 7.2 | 4369.155 | 18 | 0 | 0 | 0 | 0 | 0 | 0 | 0 | 0 | 0 | 0 | 0 | 0 | 0
865 | 37 | 2 | 6 | 4047.619 | 0 | 238.0952 | 0 | 87.4636 | 4373.1778 | #DIV/0! |  | #DIV/0! | 18 | 0 | 0 | 0 | 0 | 0 | 0 | 0 | 4373.1778 | 26.1554 | 30.0419 | 26.1554 | 4.5786 | 21901.1745 | 21903.7959 | 4368.5992 | 35.0419 | 35.0461 | 35.0419 | 35 | 1 | 1 | 0 | 7.2 | 1 | 7.2 | 4368.5992 | 18 | 0 | 0 | 0 | 0 | 0 | 0 | 0 | 0 | 0 | 0 | 0 | 0 | 0
866 | 37 | 2 | 6 | 4047.619 | 0 | 238.0952 | 0 | 87.4636 | 4373.1778 | #DIV/0! |  | #DIV/0! | 18 | 0 | 0 | 0 | 0 | 0 | 0 | 0 | 4373.1778 | 26.1554 | 30.0461 | 26.1554 | 5.0372 | 21903.7959 | 21905.9587 | 4368.1407 | 35.0461 | 35.0495 | 35.0461 | 35 | 1 | 1 | 0 | 7.2 | 1 | 7.2 | 4368.1407 | 18 | 0 | 0 | 0 | 0 | 0 | 0 | 0 | 0 | 0 | 0 | 0 | 0 | 0
867 | 37 | 2 | 6 | 4047.619 | 0 | 238.0952 | 0 | 87.4636 | 4373.1778 | #DIV/0! |  | #DIV/0! | 18 | 0 | 0 | 0 | 0 | 0 | 0 | 0 | 4373.1778 | 26.1554 | 30.0495 | 26.1554 | 5.4155 | 21905.9587 | 21907.7432 | 4367.7623 | 35.0495 | 35.0524 | 35.0495 | 35 | 1 | 1 | 0 | 7.2 | 1 | 7.2 | 4367.7623 | 18 | 0 | 0 | 0 | 0 | 0 | 0 | 0 | 0 | 0 | 0 | 0 | 0 | 0
868 | 37 | 2 | 6 | 4047.619 | 0 | 238.0952 | 0 | 87.4636 | 4373.1778 | #DIV/0! |  | #DIV/0! | 18 | 0 | 0 | 0 | 0 | 0 | 0 | 0 | 4373.1778 | 26.1554 | 30.0524 | 26.1554 | 5.7277 | 21907.7432 | 21909.2155 | 4367.4502 | 35.0524 | 35.0547 | 35.0524 | 35 | 1 | 1 | 0 | 7.2 | 1 | 7.2 | 4367.4502 | 18 | 0 | 0 | 0 | 0 | 0 | 0 | 0 | 0 | 0 | 0 | 0 | 0 | 0
869 | 37 | 2 | 6 | 4047.619 | 4178.5714 | 238.0952 | 0 | 172.7405 | 8637.0262 | #DIV/0! |  | #DIV/0! | 18 | 0 | 0 | 0 | 0 | 0 | 0 | 0 | 8637.0262 | 51.6569 | 30.0547 | 51.6569 | 11.8208 | 21909.2155 | 21904.5947 | 8625.2054 | 35.0547 | 35.0474 | 35.0547 | 35 | 1 | 1 | 0 | 7.2 | 1 | 7.2 | 8625.2054 | 18 | 0 | 0 | 0 | 0 | 0 | 0 | 0 | 0 | 0 | 0 | 0 | 0 | 0
870 | 37 | 2 | 6 | 4047.619 | 6964.2857 | 238.0952 | 0 | 229.5918 | 11479.5918 | #DIV/0! |  | #DIV/0! | 18 | 0 | 0 | 0 | 0 | 0 | 0 | 0 | 11479.5918 | 68.6578 | 30.0474 | 68.6578 | 13.5894 | 21904.5947 | 21898.2053 | 11466.0024 | 35.0474 | 35.0371 | 35.0474 | 35 | 1 | 1 | 0 | 7.2 | 1 | 7.2 | 11466.0024 | 18 | 0 | 0 | 0 | 0 | 0 | 0 | 0 | 0 | 0 | 0 | 0 | 0 | 0
871 | 37 | 2 | 6 | 4047.619 | 6964.2857 | 238.0952 | 2000 | 270.4082 | 13520.4082 | #DIV/0! |  | #DIV/0! | 18 | 0 | 0 | 0 | 0 | 0 | 0 | 0 | 13520.4082 | 80.8637 | 30.0371 | 71.7703 | 12.5498 | 21898.2053 | 21892.8555 | 13507.8584 | 35.0371 | 35.0286 | 35.0371 | 35 | 1 | 1 | 0 | 7.2 | 1 | 7.2 | 13507.8584 | 18 | 0 | 0 | 0 | 0 | 0 | 0 | 0 | 0 | 0 | 0 | 0 | 0 | 0
872 | 37 | 2 | 6 | 4047.619 | 6964.2857 | 238.0952 | 2000 | 270.4082 | 13520.4082 | #DIV/0! |  | #DIV/0! | 18 | 0 | 0 | 0 | 0 | 0 | 0 | 0 | 13520.4082 | 80.8637 | 30.0286 | 71.7703 | 9.6565 | 21892.8555 | 21890.399 | 13510.7516 | 35.0286 | 35.0246 | 35.0286 | 35 | 1 | 1 | 0 | 7.2 | 1 | 7.2 | 13510.7516 | 18 | 0 | 0 | 0 | 0 | 0 | 0 | 0 | 0 | 0 | 0 | 0 | 0 | 0
873 | 37 | 2 | 6 | 4047.619 | 2785.7143 | 238.0952 | 2000 | 185.1312 | 9256.5598 | #DIV/0! |  | #DIV/0! | 18 | 0 | 0 | 0 | 0 | 0 | 0 | 0 | 9256.5598 | 55.3622 | 30.0246 | 55.3622 | 5.7017 | 21890.399 | 21891.8973 | 9250.8581 | 35.0246 | 35.027 | 35.0246 | 35 | 1 | 1 | 0 | 7.2 | 1 | 7.2 | 9250.8581 | 18 | 0 | 0 | 0 | 0 | 0 | 0 | 0 | 0 | 0 | 0 | 0 | 0 | 0
874 | 37 | 2 | 6 | 4047.619 | 0 | 238.0952 | 2000 | 128.2799 | 6413.9942 | #DIV/0! |  | #DIV/0! | 18 | 0 | 0 | 0 | 0 | 0 | 0 | 0 | 6413.9942 | 38.3612 | 30.027 | 38.3612 | 4.3352 | 21891.8973 | 21894.7621 | 6409.659 | 35.027 | 35.0316 | 35.027 | 35 | 1 | 1 | 0 | 7.2 | 1 | 7.2 | 6409.659 | 18 | 0 | 0 | 0 | 0 | 0 | 0 | 0 | 0 | 0 | 0 | 0 | 0 | 0
875 | 37 | 2 | 6 | 4047.619 | 0 | 238.0952 | 2000 | 128.2799 | 6413.9942 | #DIV/0! |  | #DIV/0! | 18 | 0 | 0 | 0 | 0 | 0 | 0 | 0 | 6413.9942 | 38.3612 | 30.0316 | 38.3612 | 5.0702 | 21894.7621 | 21896.892 | 6408.924 | 35.0316 | 35.035 | 35.0316 | 35 | 1 | 1 | 0 | 7.2 | 1 | 7.2 | 6408.924 | 18 | 0 | 0 | 0 | 0 | 0 | 0 | 0 | 0 | 0 | 0 | 0 | 0 | 0
876 | 37 | 2 | 6 | 4047.619 | 0 | 238.0952 | 2000 | 128.2799 | 6413.9942 | #DIV/0! |  | #DIV/0! | 18 | 0 | 0 | 0 | 0 | 0 | 0 | 0 | 6413.9942 | 38.3612 | 30.035 | 38.3612 | 5.6166 | 21896.892 | 21898.4754 | 6408.3776 | 35.035 | 35.0376 | 35.035 | 35 | 1 | 1 | 0 | 7.2 | 1 | 7.2 | 6408.3776 | 18 | 0 | 0 | 0 | 0 | 0 | 0 | 0 | 0 | 0 | 0 | 0 | 0 | 0
877 | 37 | 2 | 6 | 4047.619 | 0 | 238.0952 | 2000 | 128.2799 | 6413.9942 | #DIV/0! |  | #DIV/0! | 18 | 0 | 0 | 0 | 0 | 0 | 0 | 0 | 6413.9942 | 38.3612 | 30.0376 | 38.3612 | 6.0228 | 21898.4754 | 21899.6525 | 6407.9713 | 35.0376 | 35.0394 | 35.0376 | 35 | 1 | 1 | 0 | 7.2 | 1 | 7.2 | 6407.9713 | 18 | 0 | 0 | 0 | 0 | 0 | 0 | 0 | 0 | 0 | 0 | 0 | 0 | 0
878 | 37 | 2 | 6 | 4047.619 | 0 | 238.0952 | 2000 | 128.2799 | 6413.9942 | #DIV/0! |  | #DIV/0! | 18 | 0 | 0 | 0 | 0 | 0 | 0 | 0 | 6413.9942 | 38.3612 | 30.0394 | 38.3612 | 6.3248 | 21899.6525 | 21900.5277 | 6407.6693 | 35.0394 | 35.0408 | 35.0394 | 35 | 1 | 1 | 0 | 7.2 | 1 | 7.2 | 6407.6693 | 18 | 0 | 0 | 0 | 0 | 0 | 0 | 0 | 0 | 0 | 0 | 0 | 0 | 0
879 | 37 | 2 | 6 | 4047.619 | 0 | 238.0952 | 2000 | 128.2799 | 6413.9942 | #DIV/0! |  | #DIV/0! | 18 | 0 | 0 | 0 | 0 | 0 | 0 | 0 | 6413.9942 | 38.3612 | 30.0408 | 38.3612 | 6.5494 | 21900.5277 | 21901.1783 | 6407.4448 | 35.0408 | 35.0419 | 35.0408 | 35 | 1 | 1 | 0 | 7.2 | 1 | 7.2 | 6407.4448 | 18 | 0 | 0 | 0 | 0 | 0 | 0 | 0 | 0 | 0 | 0 | 0 | 0 | 0
880 | 37 | 2 | 6 | 4047.619 | 0 | 238.0952 | 2000 | 128.2799 | 6413.9942 | #DIV/0! |  | #DIV/0! | 18 | 0 | 0 | 0 | 0 | 0 | 0 | 0 | 6413.9942 | 38.3612 | 30.0419 | 38.3612 | 6.7163 | 21901.1783 | 21901.662 | 6407.2779 | 35.0419 | 35.0427 | 35.0419 | 35 | 1 | 1 | 0 | 7.2 | 1 | 7.2 | 6407.2779 | 18 | 0 | 0 | 0 | 0 | 0 | 0 | 0 | 0 | 0 | 0 | 0 | 0 | 0
881 | 37 | 2 | 6 | 4047.619 | 0 | 238.0952 | 0 | 87.4636 | 4373.1778 | #DIV/0! |  | #DIV/0! | 18 | 0 | 0 | 0 | 0 | 0 | 0 | 0 | 4373.1778 | 26.1554 | 30.0427 | 26.1554 | 4.6639 | 21901.662 | 21904.1981 | 4368.5139 | 35.0427 | 35.0467 | 35.0427 | 35 | 1 | 1 | 0 | 7.2 | 1 | 7.2 | 4368.5139 | 18 | 0 | 0 | 0 | 0 | 0 | 0 | 0 | 0 | 0 | 0 | 0 | 0 | 0
882 | 37 | 2 | 6 | 4047.619 | 3482.1429 | 238.0952 | 0 | 158.5277 | 7926.3848 | #DIV/0! |  | #DIV/0! | 18 | 0 | 0 | 0 | 0 | 0 | 0 | 0 | 7926.3848 | 47.4066 | 30.0467 | 47.4066 | 9.2574 | 21904.1981 | 21902.1407 | 7917.1274 | 35.0467 | 35.0434 | 35.0467 | 35 | 1 | 1 | 0 | 7.2 | 1 | 7.2 | 7917.1274 | 18 | 0 | 0 | 0 | 0 | 0 | 0 | 0 | 0 | 0 | 0 | 0 | 0 | 0
883 | 37 | 2 | 6 | 4047.619 | 6964.2857 | 238.0952 | 0 | 229.5918 | 11479.5918 | #DIV/0! |  | #DIV/0! | 18 | 0 | 0 | 0 | 0 | 0 | 0 | 0 | 11479.5918 | 68.6578 | 30.0434 | 68.6578 | 12.4626 | 21902.1407 | 21896.8781 | 11467.1293 | 35.0434 | 35.035 | 35.0434 | 35 | 1 | 1 | 0 | 7.2 | 1 | 7.2 | 11467.1293 | 18 | 0 | 0 | 0 | 0 | 0 | 0 | 0 | 0 | 0 | 0 | 0 | 0 | 0
884 | 37 | 2 | 6 | 4047.619 | 6964.2857 | 238.0952 | 0 | 229.5918 | 11479.5918 | #DIV/0! |  | #DIV/0! | 18 | 0 | 0 | 0 | 0 | 0 | 0 | 0 | 11479.5918 | 68.6578 | 30.035 | 68.6578 | 10.0461 | 21896.8781 | 21894.032 | 11469.5458 | 35.035 | 35.0305 | 35.035 | 35 | 1 | 1 | 0 | 7.2 | 1 | 7.2 | 11469.5458 | 18 | 0 | 0 | 0 | 0 | 0 | 0 | 0 | 0 | 0 | 0 | 0 | 0 | 0
885 | 37 | 2 | 6 | 4047.619 | 6964.2857 | 238.0952 | 0 | 229.5918 | 11479.5918 | #DIV/0! |  | #DIV/0! | 18 | 0 | 0 | 0 | 0 | 0 | 0 | 0 | 11479.5918 | 68.6578 | 30.0305 | 68.6578 | 8.7392 | 21894.032 | 21892.4928 | 11470.8526 | 35.0305 | 35.028 | 35.0305 | 35 | 1 | 1 | 0 | 7.2 | 1 | 7.2 | 11470.8526 | 18 | 0 | 0 | 0 | 0 | 0 | 0 | 0 | 0 | 0 | 0 | 0 | 0 | 0
886 | 37 | 2 | 6 | 4047.619 | 3482.1429 | 238.0952 | 0 | 158.5277 | 7926.3848 | #DIV/0! |  | #DIV/0! | 18 | 0 | 0 | 0 | 0 | 0 | 0 | 0 | 7926.3848 | 47.4066 | 30.028 | 47.4066 | 5.5462 | 21892.4928 | 21894.1466 | 7920.8386 | 35.028 | 35.0306 | 35.028 | 35 | 1 | 1 | 0 | 7.2 | 1 | 7.2 | 7920.8386 | 18 | 0 | 0 | 0 | 0 | 0 | 0 | 0 | 0 | 0 | 0 | 0 | 0 | 0
887 | 37 | 2 | 7 | 4047.619 | 0 | 238.0952 | 0 | 87.4636 | 4373.1778 | #DIV/0! |  | #DIV/0! | 18 | 0 | 0 | 0 | 0 | 0 | 0 | 0 | 4373.1778 | 26.1554 | 30.0306 | 26.1554 | 3.3493 | 21894.1466 | 21897.9974 | 4369.8286 | 35.0306 | 35.0368 | 35.0306 | 35 | 1 | 1 | 0 | 7.2 | 1 | 7.2 | 4369.8286 | 18 | 0 | 0 | 0 | 0 | 0 | 0 | 0 | 0 | 0 | 0 | 0 | 0 | 0
888 | 38 | 2 | 7 | 4047.619 | 0 | 238.0952 | 0 | 87.4636 | 4373.1778 | #DIV/0! |  | #DIV/0! | 18 | 0 | 0 | 0 | 0 | 0 | 0 | 0 | 4373.1778 | 26.1554 | 30.0368 | 26.1554 | 4.0229 | 21897.9974 | 21901.1745 | 4369.155 | 35.0368 | 35.0419 | 35.0368 | 35 | 1 | 1 | 0 | 7.2 | 1 | 7.2 | 4369.155 | 18 | 0 | 0 | 0 | 0 | 0 | 0 | 0 | 0 | 0 | 0 | 0 | 0 | 0
889 | 38 | 2 | 7 | 4047.619 | 0 | 238.0952 | 0 | 87.4636 | 4373.1778 | #DIV/0! |  | #DIV/0! | 18 | 0 | 0 | 0 | 0 | 0 | 0 | 0 | 4373.1778 | 26.1554 | 30.0419 | 26.1554 | 4.5786 | 21901.1745 | 21903.7959 | 4368.5992 | 35.0419 | 35.0461 | 35.0419 | 35 | 1 | 1 | 0 | 7.2 | 1 | 7.2 | 4368.5992 | 18 | 0 | 0 | 0 | 0 | 0 | 0 | 0 | 0 | 0 | 0 | 0 | 0 | 0
890 | 38 | 2 | 7 | 4047.619 | 0 | 238.0952 | 0 | 87.4636 | 4373.1778 | #DIV/0! |  | #DIV/0! | 18 | 0 | 0 | 0 | 0 | 0 | 0 | 0 | 4373.1778 | 26.1554 | 30.0461 | 26.1554 | 5.0372 | 21903.7959 | 21905.9587 | 4368.1407 | 35.0461 | 35.0495 | 35.0461 | 35 | 1 | 1 | 0 | 7.2 | 1 | 7.2 | 4368.1407 | 18 | 0 | 0 | 0 | 0 | 0 | 0 | 0 | 0 | 0 | 0 | 0 | 0 | 0
891 | 38 | 2 | 7 | 4047.619 | 0 | 238.0952 | 0 | 87.4636 | 4373.1778 | #DIV/0! |  | #DIV/0! | 18 | 0 | 0 | 0 | 0 | 0 | 0 | 0 | 4373.1778 | 26.1554 | 30.0495 | 26.1554 | 5.4155 | 21905.9587 | 21907.7432 | 4367.7623 | 35.0495 | 35.0524 | 35.0495 | 35 | 1 | 1 | 0 | 7.2 | 1 | 7.2 | 4367.7623 | 18 | 0 | 0 | 0 | 0 | 0 | 0 | 0 | 0 | 0 | 0 | 0 | 0 | 0
892 | 38 | 2 | 7 | 4047.619 | 0 | 238.0952 | 0 | 87.4636 | 4373.1778 | #DIV/0! |  | #DIV/0! | 18 | 0 | 0 | 0 | 0 | 0 | 0 | 0 | 4373.1778 | 26.1554 | 30.0524 | 26.1554 | 5.7277 | 21907.7432 | 21909.2155 | 4367.4502 | 35.0524 | 35.0547 | 35.0524 | 35 | 1 | 1 | 0 | 7.2 | 1 | 7.2 | 4367.4502 | 18 | 0 | 0 | 0 | 0 | 0 | 0 | 0 | 0 | 0 | 0 | 0 | 0 | 0
893 | 38 | 2 | 7 | 4047.619 | 4178.5714 | 238.0952 | 0 | 172.7405 | 8637.0262 | #DIV/0! |  | #DIV/0! | 18 | 0 | 0 | 0 | 0 | 0 | 0 | 0 | 8637.0262 | 51.6569 | 30.0547 | 51.6569 | 11.8208 | 21909.2155 | 21904.5947 | 8625.2054 | 35.0547 | 35.0474 | 35.0547 | 35 | 1 | 1 | 0 | 7.2 | 1 | 7.2 | 8625.2054 | 18 | 0 | 0 | 0 | 0 | 0 | 0 | 0 | 0 | 0 | 0 | 0 | 0 | 0
894 | 38 | 2 | 7 | 4047.619 | 6964.2857 | 238.0952 | 0 | 229.5918 | 11479.5918 | #DIV/0! |  | #DIV/0! | 18 | 0 | 0 | 0 | 0 | 0 | 0 | 0 | 11479.5918 | 68.6578 | 30.0474 | 68.6578 | 13.5894 | 21904.5947 | 21898.2053 | 11466.0024 | 35.0474 | 35.0371 | 35.0474 | 35 | 1 | 1 | 0 | 7.2 | 1 | 7.2 | 11466.0024 | 18 | 0 | 0 | 0 | 0 | 0 | 0 | 0 | 0 | 0 | 0 | 0 | 0 | 0
895 | 38 | 2 | 7 | 4047.619 | 6964.2857 | 238.0952 | 2000 | 270.4082 | 13520.4082 | #DIV/0! |  | #DIV/0! | 18 | 0 | 0 | 0 | 0 | 0 | 0 | 0 | 13520.4082 | 80.8637 | 30.0371 | 71.7703 | 12.5498 | 21898.2053 | 21892.8555 | 13507.8584 | 35.0371 | 35.0286 | 35.0371 | 35 | 1 | 1 | 0 | 7.2 | 1 | 7.2 | 13507.8584 | 18 | 0 | 0 | 0 | 0 | 0 | 0 | 0 | 0 | 0 | 0 | 0 | 0 | 0
896 | 38 | 2 | 7 | 4047.619 | 6964.2857 | 238.0952 | 2000 | 270.4082 | 13520.4082 | #DIV/0! |  | #DIV/0! | 18 | 0 | 0 | 0 | 0 | 0 | 0 | 0 | 13520.4082 | 80.8637 | 30.0286 | 71.7703 | 9.6565 | 21892.8555 | 21890.399 | 13510.7516 | 35.0286 | 35.0246 | 35.0286 | 35 | 1 | 1 | 0 | 7.2 | 1 | 7.2 | 13510.7516 | 18 | 0 | 0 | 0 | 0 | 0 | 0 | 0 | 0 | 0 | 0 | 0 | 0 | 0
897 | 38 | 2 | 7 | 4047.619 | 2785.7143 | 238.0952 | 2000 | 185.1312 | 9256.5598 | #DIV/0! |  | #DIV/0! | 18 | 0 | 0 | 0 | 0 | 0 | 0 | 0 | 9256.5598 | 55.3622 | 30.0246 | 55.3622 | 5.7017 | 21890.399 | 21891.8973 | 9250.8581 | 35.0246 | 35.027 | 35.0246 | 35 | 1 | 1 | 0 | 7.2 | 1 | 7.2 | 9250.8581 | 18 | 0 | 0 | 0 | 0 | 0 | 0 | 0 | 0 | 0 | 0 | 0 | 0 | 0
898 | 38 | 2 | 7 | 4047.619 | 0 | 238.0952 | 2000 | 128.2799 | 6413.9942 | #DIV/0! |  | #DIV/0! | 18 | 0 | 0 | 0 | 0 | 0 | 0 | 0 | 6413.9942 | 38.3612 | 30.027 | 38.3612 | 4.3352 | 21891.8973 | 21894.7621 | 6409.659 | 35.027 | 35.0316 | 35.027 | 35 | 1 | 1 | 0 | 7.2 | 1 | 7.2 | 6409.659 | 18 | 0 | 0 | 0 | 0 | 0 | 0 | 0 | 0 | 0 | 0 | 0 | 0 | 0
899 | 38 | 2 | 7 | 4047.619 | 0 | 238.0952 | 2000 | 128.2799 | 6413.9942 | #DIV/0! |  | #DIV/0! | 18 | 0 | 0 | 0 | 0 | 0 | 0 | 0 | 6413.9942 | 38.3612 | 30.0316 | 38.3612 | 5.0702 | 21894.7621 | 21896.892 | 6408.924 | 35.0316 | 35.035 | 35.0316 | 35 | 1 | 1 | 0 | 7.2 | 1 | 7.2 | 6408.924 | 18 | 0 | 0 | 0 | 0 | 0 | 0 | 0 | 0 | 0 | 0 | 0 | 0 | 0
900 | 38 | 2 | 7 | 4047.619 | 0 | 238.0952 | 2000 | 128.2799 | 6413.9942 | #DIV/0! |  | #DIV/0! | 18 | 0 | 0 | 0 | 0 | 0 | 0 | 0 | 6413.9942 | 38.3612 | 30.035 | 38.3612 | 5.6166 | 21896.892 | 21898.4754 | 6408.3776 | 35.035 | 35.0376 | 35.035 | 35 | 1 | 1 | 0 | 7.2 | 1 | 7.2 | 6408.3776 | 18 | 0 | 0 | 0 | 0 | 0 | 0 | 0 | 0 | 0 | 0 | 0 | 0 | 0
901 | 38 | 2 | 7 | 4047.619 | 0 | 238.0952 | 2000 | 128.2799 | 6413.9942 | #DIV/0! |  | #DIV/0! | 18 | 0 | 0 | 0 | 0 | 0 | 0 | 0 | 6413.9942 | 38.3612 | 30.0376 | 38.3612 | 6.0228 | 21898.4754 | 21899.6525 | 6407.9713 | 35.0376 | 35.0394 | 35.0376 | 35 | 1 | 1 | 0 | 7.2 | 1 | 7.2 | 6407.9713 | 18 | 0 | 0 | 0 | 0 | 0 | 0 | 0 | 0 | 0 | 0 | 0 | 0 | 0
902 | 38 | 2 | 7 | 4047.619 | 0 | 238.0952 | 2000 | 128.2799 | 6413.9942 | #DIV/0! |  | #DIV/0! | 18 | 0 | 0 | 0 | 0 | 0 | 0 | 0 | 6413.9942 | 38.3612 | 30.0394 | 38.3612 | 6.3248 | 21899.6525 | 21900.5277 | 6407.6693 | 35.0394 | 35.0408 | 35.0394 | 35 | 1 | 1 | 0 | 7.2 | 1 | 7.2 | 6407.6693 | 18 | 0 | 0 | 0 | 0 | 0 | 0 | 0 | 0 | 0 | 0 | 0 | 0 | 0
903 | 38 | 2 | 7 | 4047.619 | 0 | 238.0952 | 2000 | 128.2799 | 6413.9942 | #DIV/0! |  | #DIV/0! | 18 | 0 | 0 | 0 | 0 | 0 | 0 | 0 | 6413.9942 | 38.3612 | 30.0408 | 38.3612 | 6.5494 | 21900.5277 | 21901.1783 | 6407.4448 | 35.0408 | 35.0419 | 35.0408 | 35 | 1 | 1 | 0 | 7.2 | 1 | 7.2 | 6407.4448 | 18 | 0 | 0 | 0 | 0 | 0 | 0 | 0 | 0 | 0 | 0 | 0 | 0 | 0
904 | 38 | 2 | 7 | 4047.619 | 0 | 238.0952 | 2000 | 128.2799 | 6413.9942 | #DIV/0! |  | #DIV/0! | 18 | 0 | 0 | 0 | 0 | 0 | 0 | 0 | 6413.9942 | 38.3612 | 30.0419 | 38.3612 | 6.7163 | 21901.1783 | 21901.662 | 6407.2779 | 35.0419 | 35.0427 | 35.0419 | 35 | 1 | 1 | 0 | 7.2 | 1 | 7.2 | 6407.2779 | 18 | 0 | 0 | 0 | 0 | 0 | 0 | 0 | 0 | 0 | 0 | 0 | 0 | 0
905 | 38 | 2 | 7 | 4047.619 | 0 | 238.0952 | 0 | 87.4636 | 4373.1778 | #DIV/0! |  | #DIV/0! | 18 | 0 | 0 | 0 | 0 | 0 | 0 | 0 | 4373.1778 | 26.1554 | 30.0427 | 26.1554 | 4.6639 | 21901.662 | 21904.1981 | 4368.5139 | 35.0427 | 35.0467 | 35.0427 | 35 | 1 | 1 | 0 | 7.2 | 1 | 7.2 | 4368.5139 | 18 | 0 | 0 | 0 | 0 | 0 | 0 | 0 | 0 | 0 | 0 | 0 | 0 | 0
906 | 38 | 2 | 7 | 4047.619 | 3482.1429 | 238.0952 | 0 | 158.5277 | 7926.3848 | #DIV/0! |  | #DIV/0! | 18 | 0 | 0 | 0 | 0 | 0 | 0 | 0 | 7926.3848 | 47.4066 | 30.0467 | 47.4066 | 9.2574 | 21904.1981 | 21902.1407 | 7917.1274 | 35.0467 | 35.0434 | 35.0467 | 35 | 1 | 1 | 0 | 7.2 | 1 | 7.2 | 7917.1274 | 18 | 0 | 0 | 0 | 0 | 0 | 0 | 0 | 0 | 0 | 0 | 0 | 0 | 0
907 | 38 | 2 | 7 | 4047.619 | 6964.2857 | 238.0952 | 0 | 229.5918 | 11479.5918 | #DIV/0! |  | #DIV/0! | 18 | 0 | 0 | 0 | 0 | 0 | 0 | 0 | 11479.5918 | 68.6578 | 30.0434 | 68.6578 | 12.4626 | 21902.1407 | 21896.8781 | 11467.1293 | 35.0434 | 35.035 | 35.0434 | 35 | 1 | 1 | 0 | 7.2 | 1 | 7.2 | 11467.1293 | 18 | 0 | 0 | 0 | 0 | 0 | 0 | 0 | 0 | 0 | 0 | 0 | 0 | 0
908 | 38 | 2 | 7 | 4047.619 | 6964.2857 | 238.0952 | 0 | 229.5918 | 11479.5918 | #DIV/0! |  | #DIV/0! | 18 | 0 | 0 | 0 | 0 | 0 | 0 | 0 | 11479.5918 | 68.6578 | 30.035 | 68.6578 | 10.0461 | 21896.8781 | 21894.032 | 11469.5458 | 35.035 | 35.0305 | 35.035 | 35 | 1 | 1 | 0 | 7.2 | 1 | 7.2 | 11469.5458 | 18 | 0 | 0 | 0 | 0 | 0 | 0 | 0 | 0 | 0 | 0 | 0 | 0 | 0
909 | 38 | 2 | 7 | 4047.619 | 6964.2857 | 238.0952 | 0 | 229.5918 | 11479.5918 | #DIV/0! |  | #DIV/0! | 18 | 0 | 0 | 0 | 0 | 0 | 0 | 0 | 11479.5918 | 68.6578 | 30.0305 | 68.6578 | 8.7392 | 21894.032 | 21892.4928 | 11470.8526 | 35.0305 | 35.028 | 35.0305 | 35 | 1 | 1 | 0 | 7.2 | 1 | 7.2 | 11470.8526 | 18 | 0 | 0 | 0 | 0 | 0 | 0 | 0 | 0 | 0 | 0 | 0 | 0 | 0
910 | 38 | 2 | 7 | 4047.619 | 3482.1429 | 238.0952 | 0 | 158.5277 | 7926.3848 | #DIV/0! |  | #DIV/0! | 18 | 0 | 0 | 0 | 0 | 0 | 0 | 0 | 7926.3848 | 47.4066 | 30.028 | 47.4066 | 5.5462 | 21892.4928 | 21894.1466 | 7920.8386 | 35.028 | 35.0306 | 35.028 | 35 | 1 | 1 | 0 | 7.2 | 1 | 7.2 | 7920.8386 | 18 | 0 | 0 | 0 | 0 | 0 | 0 | 0 | 0 | 0 | 0 | 0 | 0 | 0
911 | 38 | 2 | 8 | 4047.619 | 0 | 238.0952 | 0 | 87.4636 | 4373.1778 | #DIV/0! |  | #DIV/0! | 18 | 0 | 0 | 0 | 0 | 0 | 0 | 0 | 4373.1778 | 26.1554 | 30.0306 | 26.1554 | 3.3493 | 21894.1466 | 21897.9974 | 4369.8286 | 35.0306 | 35.0368 | 35.0306 | 35 | 1 | 1 | 0 | 7.2 | 1 | 7.2 | 4369.8286 | 18 | 0 | 0 | 0 | 0 | 0 | 0 | 0 | 0 | 0 | 0 | 0 | 0 | 0
912 | 39 | 2 | 8 | 4047.619 | 0 | 238.0952 | 0 | 87.4636 | 4373.1778 | #DIV/0! |  | #DIV/0! | 18 | 0 | 0 | 0 | 0 | 0 | 0 | 0 | 4373.1778 | 26.1554 | 30.0368 | 26.1554 | 4.0229 | 21897.9974 | 21901.1745 | 4369.155 | 35.0368 | 35.0419 | 35.0368 | 35 | 1 | 1 | 0 | 7.2 | 1 | 7.2 | 4369.155 | 18 | 0 | 0 | 0 | 0 | 0 | 0 | 0 | 0 | 0 | 0 | 0 | 0 | 0
913 | 39 | 2 | 8 | 4047.619 | 0 | 238.0952 | 0 | 87.4636 | 4373.1778 | #DIV/0! |  | #DIV/0! | 18 | 0 | 0 | 0 | 0 | 0 | 0 | 0 | 4373.1778 | 26.1554 | 30.0419 | 26.1554 | 4.5786 | 21901.1745 | 21903.7959 | 4368.5992 | 35.0419 | 35.0461 | 35.0419 | 35 | 1 | 1 | 0 | 7.2 | 1 | 7.2 | 4368.5992 | 18 | 0 | 0 | 0 | 0 | 0 | 0 | 0 | 0 | 0 | 0 | 0 | 0 | 0
914 | 39 | 2 | 8 | 4047.619 | 0 | 238.0952 | 0 | 87.4636 | 4373.1778 | #DIV/0! |  | #DIV/0! | 18 | 0 | 0 | 0 | 0 | 0 | 0 | 0 | 4373.1778 | 26.1554 | 30.0461 | 26.1554 | 5.0372 | 21903.7959 | 21905.9587 | 4368.1407 | 35.0461 | 35.0495 | 35.0461 | 35 | 1 | 1 | 0 | 7.2 | 1 | 7.2 | 4368.1407 | 18 | 0 | 0 | 0 | 0 | 0 | 0 | 0 | 0 | 0 | 0 | 0 | 0 | 0
915 | 39 | 2 | 8 | 4047.619 | 0 | 238.0952 | 0 | 87.4636 | 4373.1778 | #DIV/0! |  | #DIV/0! | 18 | 0 | 0 | 0 | 0 | 0 | 0 | 0 | 4373.1778 | 26.1554 | 30.0495 | 26.1554 | 5.4155 | 21905.9587 | 21907.7432 | 4367.7623 | 35.0495 | 35.0524 | 35.0495 | 35 | 1 | 1 | 0 | 7.2 | 1 | 7.2 | 4367.7623 | 18 | 0 | 0 | 0 | 0 | 0 | 0 | 0 | 0 | 0 | 0 | 0 | 0 | 0
916 | 39 | 2 | 8 | 4047.619 | 0 | 238.0952 | 0 | 87.4636 | 4373.1778 | #DIV/0! |  | #DIV/0! | 18 | 0 | 0 | 0 | 0 | 0 | 0 | 0 | 4373.1778 | 26.1554 | 30.0524 | 26.1554 | 5.7277 | 21907.7432 | 21909.2155 | 4367.4502 | 35.0524 | 35.0547 | 35.0524 | 35 | 1 | 1 | 0 | 7.2 | 1 | 7.2 | 4367.4502 | 18 | 0 | 0 | 0 | 0 | 0 | 0 | 0 | 0 | 0 | 0 | 0 | 0 | 0
917 | 39 | 2 | 8 | 4047.619 | 4178.5714 | 238.0952 | 0 | 172.7405 | 8637.0262 | #DIV/0! |  | #DIV/0! | 18 | 0 | 0 | 0 | 0 | 0 | 0 | 0 | 8637.0262 | 51.6569 | 30.0547 | 51.6569 | 11.8208 | 21909.2155 | 21904.5947 | 8625.2054 | 35.0547 | 35.0474 | 35.0547 | 35 | 1 | 1 | 0 | 7.2 | 1 | 7.2 | 8625.2054 | 18 | 0 | 0 | 0 | 0 | 0 | 0 | 0 | 0 | 0 | 0 | 0 | 0 | 0
918 | 39 | 2 | 8 | 4047.619 | 6964.2857 | 238.0952 | 0 | 229.5918 | 11479.5918 | #DIV/0! |  | #DIV/0! | 18 | 0 | 0 | 0 | 0 | 0 | 0 | 0 | 11479.5918 | 68.6578 | 30.0474 | 68.6578 | 13.5894 | 21904.5947 | 21898.2053 | 11466.0024 | 35.0474 | 35.0371 | 35.0474 | 35 | 1 | 1 | 0 | 7.2 | 1 | 7.2 | 11466.0024 | 18 | 0 | 0 | 0 | 0 | 0 | 0 | 0 | 0 | 0 | 0 | 0 | 0 | 0
919 | 39 | 2 | 8 | 4047.619 | 6964.2857 | 238.0952 | 2000 | 270.4082 | 13520.4082 | #DIV/0! |  | #DIV/0! | 18 | 0 | 0 | 0 | 0 | 0 | 0 | 0 | 13520.4082 | 80.8637 | 30.0371 | 71.7703 | 12.5498 | 21898.2053 | 21892.8555 | 13507.8584 | 35.0371 | 35.0286 | 35.0371 | 35 | 1 | 1 | 0 | 7.2 | 1 | 7.2 | 13507.8584 | 18 | 0 | 0 | 0 | 0 | 0 | 0 | 0 | 0 | 0 | 0 | 0 | 0 | 0
920 | 39 | 2 | 8 | 4047.619 | 6964.2857 | 238.0952 | 2000 | 270.4082 | 13520.4082 | #DIV/0! |  | #DIV/0! | 18 | 0 | 0 | 0 | 0 | 0 | 0 | 0 | 13520.4082 | 80.8637 | 30.0286 | 71.7703 | 9.6565 | 21892.8555 | 21890.399 | 13510.7516 | 35.0286 | 35.0246 | 35.0286 | 35 | 1 | 1 | 0 | 7.2 | 1 | 7.2 | 13510.7516 | 18 | 0 | 0 | 0 | 0 | 0 | 0 | 0 | 0 | 0 | 0 | 0 | 0 | 0
921 | 39 | 2 | 8 | 4047.619 | 2785.7143 | 238.0952 | 2000 | 185.1312 | 9256.5598 | #DIV/0! |  | #DIV/0! | 18 | 0 | 0 | 0 | 0 | 0 | 0 | 0 | 9256.5598 | 55.3622 | 30.0246 | 55.3622 | 5.7017 | 21890.399 | 21891.8973 | 9250.8581 | 35.0246 | 35.027 | 35.0246 | 35 | 1 | 1 | 0 | 7.2 | 1 | 7.2 | 9250.8581 | 18 | 0 | 0 | 0 | 0 | 0 | 0 | 0 | 0 | 0 | 0 | 0 | 0 | 0
922 | 39 | 2 | 8 | 4047.619 | 0 | 238.0952 | 2000 | 128.2799 | 6413.9942 | #DIV/0! |  | #DIV/0! | 18 | 0 | 0 | 0 | 0 | 0 | 0 | 0 | 6413.9942 | 38.3612 | 30.027 | 38.3612 | 4.3352 | 21891.8973 | 21894.7621 | 6409.659 | 35.027 | 35.0316 | 35.027 | 35 | 1 | 1 | 0 | 7.2 | 1 | 7.2 | 6409.659 | 18 | 0 | 0 | 0 | 0 | 0 | 0 | 0 | 0 | 0 | 0 | 0 | 0 | 0
923 | 39 | 2 | 8 | 4047.619 | 0 | 238.0952 | 2000 | 128.2799 | 6413.9942 | #DIV/0! |  | #DIV/0! | 18 | 0 | 0 | 0 | 0 | 0 | 0 | 0 | 6413.9942 | 38.3612 | 30.0316 | 38.3612 | 5.0702 | 21894.7621 | 21896.892 | 6408.924 | 35.0316 | 35.035 | 35.0316 | 35 | 1 | 1 | 0 | 7.2 | 1 | 7.2 | 6408.924 | 18 | 0 | 0 | 0 | 0 | 0 | 0 | 0 | 0 | 0 | 0 | 0 | 0 | 0
924 | 39 | 2 | 8 | 4047.619 | 0 | 238.0952 | 2000 | 128.2799 | 6413.9942 | #DIV/0! |  | #DIV/0! | 18 | 0 | 0 | 0 | 0 | 0 | 0 | 0 | 6413.9942 | 38.3612 | 30.035 | 38.3612 | 5.6166 | 21896.892 | 21898.4754 | 6408.3776 | 35.035 | 35.0376 | 35.035 | 35 | 1 | 1 | 0 | 7.2 | 1 | 7.2 | 6408.3776 | 18 | 0 | 0 | 0 | 0 | 0 | 0 | 0 | 0 | 0 | 0 | 0 | 0 | 0
925 | 39 | 2 | 8 | 4047.619 | 0 | 238.0952 | 2000 | 128.2799 | 6413.9942 | #DIV/0! |  | #DIV/0! | 18 | 0 | 0 | 0 | 0 | 0 | 0 | 0 | 6413.9942 | 38.3612 | 30.0376 | 38.3612 | 6.0228 | 21898.4754 | 21899.6525 | 6407.9713 | 35.0376 | 35.0394 | 35.0376 | 35 | 1 | 1 | 0 | 7.2 | 1 | 7.2 | 6407.9713 | 18 | 0 | 0 | 0 | 0 | 0 | 0 | 0 | 0 | 0 | 0 | 0 | 0 | 0
926 | 39 | 2 | 8 | 4047.619 | 0 | 238.0952 | 2000 | 128.2799 | 6413.9942 | #DIV/0! |  | #DIV/0! | 18 | 0 | 0 | 0 | 0 | 0 | 0 | 0 | 6413.9942 | 38.3612 | 30.0394 | 38.3612 | 6.3248 | 21899.6525 | 21900.5277 | 6407.6693 | 35.0394 | 35.0408 | 35.0394 | 35 | 1 | 1 | 0 | 7.2 | 1 | 7.2 | 6407.6693 | 18 | 0 | 0 | 0 | 0 | 0 | 0 | 0 | 0 | 0 | 0 | 0 | 0 | 0
927 | 39 | 2 | 8 | 4047.619 | 0 | 238.0952 | 2000 | 128.2799 | 6413.9942 | #DIV/0! |  | #DIV/0! | 18 | 0 | 0 | 0 | 0 | 0 | 0 | 0 | 6413.9942 | 38.3612 | 30.0408 | 38.3612 | 6.5494 | 21900.5277 | 21901.1783 | 6407.4448 | 35.0408 | 35.0419 | 35.0408 | 35 | 1 | 1 | 0 | 7.2 | 1 | 7.2 | 6407.4448 | 18 | 0 | 0 | 0 | 0 | 0 | 0 | 0 | 0 | 0 | 0 | 0 | 0 | 0
928 | 39 | 2 | 8 | 4047.619 | 0 | 238.0952 | 2000 | 128.2799 | 6413.9942 | #DIV/0! |  | #DIV/0! | 18 | 0 | 0 | 0 | 0 | 0 | 0 | 0 | 6413.9942 | 38.3612 | 30.0419 | 38.3612 | 6.7163 | 21901.1783 | 21901.662 | 6407.2779 | 35.0419 | 35.0427 | 35.0419 | 35 | 1 | 1 | 0 | 7.2 | 1 | 7.2 | 6407.2779 | 18 | 0 | 0 | 0 | 0 | 0 | 0 | 0 | 0 | 0 | 0 | 0 | 0 | 0
929 | 39 | 2 | 8 | 4047.619 | 0 | 238.0952 | 0 | 87.4636 | 4373.1778 | #DIV/0! |  | #DIV/0! | 18 | 0 | 0 | 0 | 0 | 0 | 0 | 0 | 4373.1778 | 26.1554 | 30.0427 | 26.1554 | 4.6639 | 21901.662 | 21904.1981 | 4368.5139 | 35.0427 | 35.0467 | 35.0427 | 35 | 1 | 1 | 0 | 7.2 | 1 | 7.2 | 4368.5139 | 18 | 0 | 0 | 0 | 0 | 0 | 0 | 0 | 0 | 0 | 0 | 0 | 0 | 0
930 | 39 | 2 | 8 | 4047.619 | 3482.1429 | 238.0952 | 0 | 158.5277 | 7926.3848 | #DIV/0! |  | #DIV/0! | 18 | 0 | 0 | 0 | 0 | 0 | 0 | 0 | 7926.3848 | 47.4066 | 30.0467 | 47.4066 | 9.2574 | 21904.1981 | 21902.1407 | 7917.1274 | 35.0467 | 35.0434 | 35.0467 | 35 | 1 | 1 | 0 | 7.2 | 1 | 7.2 | 7917.1274 | 18 | 0 | 0 | 0 | 0 | 0 | 0 | 0 | 0 | 0 | 0 | 0 | 0 | 0
931 | 39 | 2 | 8 | 4047.619 | 6964.2857 | 238.0952 | 0 | 229.5918 | 11479.5918 | #DIV/0! |  | #DIV/0! | 18 | 0 | 0 | 0 | 0 | 0 | 0 | 0 | 11479.5918 | 68.6578 | 30.0434 | 68.6578 | 12.4626 | 21902.1407 | 21896.8781 | 11467.1293 | 35.0434 | 35.035 | 35.0434 | 35 | 1 | 1 | 0 | 7.2 | 1 | 7.2 | 11467.1293 | 18 | 0 | 0 | 0 | 0 | 0 | 0 | 0 | 0 | 0 | 0 | 0 | 0 | 0
932 | 39 | 2 | 8 | 4047.619 | 6964.2857 | 238.0952 | 0 | 229.5918 | 11479.5918 | #DIV/0! |  | #DIV/0! | 18 | 0 | 0 | 0 | 0 | 0 | 0 | 0 | 11479.5918 | 68.6578 | 30.035 | 68.6578 | 10.0461 | 21896.8781 | 21894.032 | 11469.5458 | 35.035 | 35.0305 | 35.035 | 35 | 1 | 1 | 0 | 7.2 | 1 | 7.2 | 11469.5458 | 18 | 0 | 0 | 0 | 0 | 0 | 0 | 0 | 0 | 0 | 0 | 0 | 0 | 0
933 | 39 | 2 | 8 | 4047.619 | 6964.2857 | 238.0952 | 0 | 229.5918 | 11479.5918 | #DIV/0! |  | #DIV/0! | 18 | 0 | 0 | 0 | 0 | 0 | 0 | 0 | 11479.5918 | 68.6578 | 30.0305 | 68.6578 | 8.7392 | 21894.032 | 21892.4928 | 11470.8526 | 35.0305 | 35.028 | 35.0305 | 35 | 1 | 1 | 0 | 7.2 | 1 | 7.2 | 11470.8526 | 18 | 0 | 0 | 0 | 0 | 0 | 0 | 0 | 0 | 0 | 0 | 0 | 0 | 0
934 | 39 | 2 | 8 | 4047.619 | 3482.1429 | 238.0952 | 0 | 158.5277 | 7926.3848 | #DIV/0! |  | #DIV/0! | 18 | 0 | 0 | 0 | 0 | 0 | 0 | 0 | 7926.3848 | 47.4066 | 30.028 | 47.4066 | 5.5462 | 21892.4928 | 21894.1466 | 7920.8386 | 35.028 | 35.0306 | 35.028 | 35 | 1 | 1 | 0 | 7.2 | 1 | 7.2 | 7920.8386 | 18 | 0 | 0 | 0 | 0 | 0 | 0 | 0 | 0 | 0 | 0 | 0 | 0 | 0
935 | 39 | 2 | 9 | 4047.619 | 0 | 238.0952 | 0 | 87.4636 | 4373.1778 | #DIV/0! |  | #DIV/0! | 18 | 0 | 0 | 0 | 0 | 0 | 0 | 0 | 4373.1778 | 26.1554 | 30.0306 | 26.1554 | 3.3493 | 21894.1466 | 21897.9974 | 4369.8286 | 35.0306 | 35.0368 | 35.0306 | 35 | 1 | 1 | 0 | 7.2 | 1 | 7.2 | 4369.8286 | 18 | 0 | 0 | 0 | 0 | 0 | 0 | 0 | 0 | 0 | 0 | 0 | 0 | 0
936 | 40 | 2 | 9 | 4047.619 | 0 | 238.0952 | 0 | 87.4636 | 4373.1778 | #DIV/0! |  | #DIV/0! | 18 | 0 | 0 | 0 | 0 | 0 | 0 | 0 | 4373.1778 | 26.1554 | 30.0368 | 26.1554 | 4.0229 | 21897.9974 | 21901.1745 | 4369.155 | 35.0368 | 35.0419 | 35.0368 | 35 | 1 | 1 | 0 | 7.2 | 1 | 7.2 | 4369.155 | 18 | 0 | 0 | 0 | 0 | 0 | 0 | 0 | 0 | 0 | 0 | 0 | 0 | 0
937 | 40 | 2 | 9 | 4047.619 | 0 | 238.0952 | 0 | 87.4636 | 4373.1778 | #DIV/0! |  | #DIV/0! | 18 | 0 | 0 | 0 | 0 | 0 | 0 | 0 | 4373.1778 | 26.1554 | 30.0419 | 26.1554 | 4.5786 | 21901.1745 | 21903.7959 | 4368.5992 | 35.0419 | 35.0461 | 35.0419 | 35 | 1 | 1 | 0 | 7.2 | 1 | 7.2 | 4368.5992 | 18 | 0 | 0 | 0 | 0 | 0 | 0 | 0 | 0 | 0 | 0 | 0 | 0 | 0
938 | 40 | 2 | 9 | 4047.619 | 0 | 238.0952 | 0 | 87.4636 | 4373.1778 | #DIV/0! |  | #DIV/0! | 18 | 0 | 0 | 0 | 0 | 0 | 0 | 0 | 4373.1778 | 26.1554 | 30.0461 | 26.1554 | 5.0372 | 21903.7959 | 21905.9587 | 4368.1407 | 35.0461 | 35.0495 | 35.0461 | 35 | 1 | 1 | 0 | 7.2 | 1 | 7.2 | 4368.1407 | 18 | 0 | 0 | 0 | 0 | 0 | 0 | 0 | 0 | 0 | 0 | 0 | 0 | 0
939 | 40 | 2 | 9 | 4047.619 | 0 | 238.0952 | 0 | 87.4636 | 4373.1778 | #DIV/0! |  | #DIV/0! | 18 | 0 | 0 | 0 | 0 | 0 | 0 | 0 | 4373.1778 | 26.1554 | 30.0495 | 26.1554 | 5.4155 | 21905.9587 | 21907.7432 | 4367.7623 | 35.0495 | 35.0524 | 35.0495 | 35 | 1 | 1 | 0 | 7.2 | 1 | 7.2 | 4367.7623 | 18 | 0 | 0 | 0 | 0 | 0 | 0 | 0 | 0 | 0 | 0 | 0 | 0 | 0
940 | 40 | 2 | 9 | 4047.619 | 0 | 238.0952 | 0 | 87.4636 | 4373.1778 | #DIV/0! |  | #DIV/0! | 18 | 0 | 0 | 0 | 0 | 0 | 0 | 0 | 4373.1778 | 26.1554 | 30.0524 | 26.1554 | 5.7277 | 21907.7432 | 21909.2155 | 4367.4502 | 35.0524 | 35.0547 | 35.0524 | 35 | 1 | 1 | 0 | 7.2 | 1 | 7.2 | 4367.4502 | 18 | 0 | 0 | 0 | 0 | 0 | 0 | 0 | 0 | 0 | 0 | 0 | 0 | 0
941 | 40 | 2 | 9 | 4047.619 | 4178.5714 | 238.0952 | 0 | 172.7405 | 8637.0262 | #DIV/0! |  | #DIV/0! | 18 | 0 | 0 | 0 | 0 | 0 | 0 | 0 | 8637.0262 | 51.6569 | 30.0547 | 51.6569 | 11.8208 | 21909.2155 | 21904.5947 | 8625.2054 | 35.0547 | 35.0474 | 35.0547 | 35 | 1 | 1 | 0 | 7.2 | 1 | 7.2 | 8625.2054 | 18 | 0 | 0 | 0 | 0 | 0 | 0 | 0 | 0 | 0 | 0 | 0 | 0 | 0
942 | 40 | 2 | 9 | 4047.619 | 6964.2857 | 238.0952 | 0 | 229.5918 | 11479.5918 | #DIV/0! |  | #DIV/0! | 18 | 0 | 0 | 0 | 0 | 0 | 0 | 0 | 11479.5918 | 68.6578 | 30.0474 | 68.6578 | 13.5894 | 21904.5947 | 21898.2053 | 11466.0024 | 35.0474 | 35.0371 | 35.0474 | 35 | 1 | 1 | 0 | 7.2 | 1 | 7.2 | 11466.0024 | 18 | 0 | 0 | 0 | 0 | 0 | 0 | 0 | 0 | 0 | 0 | 0 | 0 | 0
943 | 40 | 2 | 9 | 4047.619 | 6964.2857 | 238.0952 | 2000 | 270.4082 | 13520.4082 | #DIV/0! |  | #DIV/0! | 18 | 0 | 0 | 0 | 0 | 0 | 0 | 0 | 13520.4082 | 80.8637 | 30.0371 | 71.7703 | 12.5498 | 21898.2053 | 21892.8555 | 13507.8584 | 35.0371 | 35.0286 | 35.0371 | 35 | 1 | 1 | 0 | 7.2 | 1 | 7.2 | 13507.8584 | 18 | 0 | 0 | 0 | 0 | 0 | 0 | 0 | 0 | 0 | 0 | 0 | 0 | 0
944 | 40 | 2 | 9 | 4047.619 | 6964.2857 | 238.0952 | 2000 | 270.4082 | 13520.4082 | #DIV/0! |  | #DIV/0! | 18 | 0 | 0 | 0 | 0 | 0 | 0 | 0 | 13520.4082 | 80.8637 | 30.0286 | 71.7703 | 9.6565 | 21892.8555 | 21890.399 | 13510.7516 | 35.0286 | 35.0246 | 35.0286 | 35 | 1 | 1 | 0 | 7.2 | 1 | 7.2 | 13510.7516 | 18 | 0 | 0 | 0 | 0 | 0 | 0 | 0 | 0 | 0 | 0 | 0 | 0 | 0
945 | 40 | 2 | 9 | 4047.619 | 2785.7143 | 238.0952 | 2000 | 185.1312 | 9256.5598 | #DIV/0! |  | #DIV/0! | 18 | 0 | 0 | 0 | 0 | 0 | 0 | 0 | 9256.5598 | 55.3622 | 30.0246 | 55.3622 | 5.7017 | 21890.399 | 21891.8973 | 9250.8581 | 35.0246 | 35.027 | 35.0246 | 35 | 1 | 1 | 0 | 7.2 | 1 | 7.2 | 9250.8581 | 18 | 0 | 0 | 0 | 0 | 0 | 0 | 0 | 0 | 0 | 0 | 0 | 0 | 0
946 | 40 | 2 | 9 | 4047.619 | 0 | 238.0952 | 2000 | 128.2799 | 6413.9942 | #DIV/0! |  | #DIV/0! | 18 | 0 | 0 | 0 | 0 | 0 | 0 | 0 | 6413.9942 | 38.3612 | 30.027 | 38.3612 | 4.3352 | 21891.8973 | 21894.7621 | 6409.659 | 35.027 | 35.0316 | 35.027 | 35 | 1 | 1 | 0 | 7.2 | 1 | 7.2 | 6409.659 | 18 | 0 | 0 | 0 | 0 | 0 | 0 | 0 | 0 | 0 | 0 | 0 | 0 | 0
947 | 40 | 2 | 9 | 4047.619 | 0 | 238.0952 | 2000 | 128.2799 | 6413.9942 | #DIV/0! |  | #DIV/0! | 18 | 0 | 0 | 0 | 0 | 0 | 0 | 0 | 6413.9942 | 38.3612 | 30.0316 | 38.3612 | 5.0702 | 21894.7621 | 21896.892 | 6408.924 | 35.0316 | 35.035 | 35.0316 | 35 | 1 | 1 | 0 | 7.2 | 1 | 7.2 | 6408.924 | 18 | 0 | 0 | 0 | 0 | 0 | 0 | 0 | 0 | 0 | 0 | 0 | 0 | 0
948 | 40 | 2 | 9 | 4047.619 | 0 | 238.0952 | 2000 | 128.2799 | 6413.9942 | #DIV/0! |  | #DIV/0! | 18 | 0 | 0 | 0 | 0 | 0 | 0 | 0 | 6413.9942 | 38.3612 | 30.035 | 38.3612 | 5.6166 | 21896.892 | 21898.4754 | 6408.3776 | 35.035 | 35.0376 | 35.035 | 35 | 1 | 1 | 0 | 7.2 | 1 | 7.2 | 6408.3776 | 18 | 0 | 0 | 0 | 0 | 0 | 0 | 0 | 0 | 0 | 0 | 0 | 0 | 0
949 | 40 | 2 | 9 | 4047.619 | 0 | 238.0952 | 2000 | 128.2799 | 6413.9942 | #DIV/0! |  | #DIV/0! | 18 | 0 | 0 | 0 | 0 | 0 | 0 | 0 | 6413.9942 | 38.3612 | 30.0376 | 38.3612 | 6.0228 | 21898.4754 | 21899.6525 | 6407.9713 | 35.0376 | 35.0394 | 35.0376 | 35 | 1 | 1 | 0 | 7.2 | 1 | 7.2 | 6407.9713 | 18 | 0 | 0 | 0 | 0 | 0 | 0 | 0 | 0 | 0 | 0 | 0 | 0 | 0
950 | 40 | 2 | 9 | 4047.619 | 0 | 238.0952 | 2000 | 128.2799 | 6413.9942 | #DIV/0! |  | #DIV/0! | 18 | 0 | 0 | 0 | 0 | 0 | 0 | 0 | 6413.9942 | 38.3612 | 30.0394 | 38.3612 | 6.3248 | 21899.6525 | 21900.5277 | 6407.6693 | 35.0394 | 35.0408 | 35.0394 | 35 | 1 | 1 | 0 | 7.2 | 1 | 7.2 | 6407.6693 | 18 | 0 | 0 | 0 | 0 | 0 | 0 | 0 | 0 | 0 | 0 | 0 | 0 | 0
951 | 40 | 2 | 9 | 4047.619 | 0 | 238.0952 | 2000 | 128.2799 | 6413.9942 | #DIV/0! |  | #DIV/0! | 18 | 0 | 0 | 0 | 0 | 0 | 0 | 0 | 6413.9942 | 38.3612 | 30.0408 | 38.3612 | 6.5494 | 21900.5277 | 21901.1783 | 6407.4448 | 35.0408 | 35.0419 | 35.0408 | 35 | 1 | 1 | 0 | 7.2 | 1 | 7.2 | 6407.4448 | 18 | 0 | 0 | 0 | 0 | 0 | 0 | 0 | 0 | 0 | 0 | 0 | 0 | 0
952 | 40 | 2 | 9 | 4047.619 | 0 | 238.0952 | 2000 | 128.2799 | 6413.9942 | #DIV/0! |  | #DIV/0! | 18 | 0 | 0 | 0 | 0 | 0 | 0 | 0 | 6413.9942 | 38.3612 | 30.0419 | 38.3612 | 6.7163 | 21901.1783 | 21901.662 | 6407.2779 | 35.0419 | 35.0427 | 35.0419 | 35 | 1 | 1 | 0 | 7.2 | 1 | 7.2 | 6407.2779 | 18 | 0 | 0 | 0 | 0 | 0 | 0 | 0 | 0 | 0 | 0 | 0 | 0 | 0
953 | 40 | 2 | 9 | 4047.619 | 0 | 238.0952 | 0 | 87.4636 | 4373.1778 | #DIV/0! |  | #DIV/0! | 18 | 0 | 0 | 0 | 0 | 0 | 0 | 0 | 4373.1778 | 26.1554 | 30.0427 | 26.1554 | 4.6639 | 21901.662 | 21904.1981 | 4368.5139 | 35.0427 | 35.0467 | 35.0427 | 35 | 1 | 1 | 0 | 7.2 | 1 | 7.2 | 4368.5139 | 18 | 0 | 0 | 0 | 0 | 0 | 0 | 0 | 0 | 0 | 0 | 0 | 0 | 0
954 | 40 | 2 | 9 | 4047.619 | 3482.1429 | 238.0952 | 0 | 158.5277 | 7926.3848 | #DIV/0! |  | #DIV/0! | 18 | 0 | 0 | 0 | 0 | 0 | 0 | 0 | 7926.3848 | 47.4066 | 30.0467 | 47.4066 | 9.2574 | 21904.1981 | 21902.1407 | 7917.1274 | 35.0467 | 35.0434 | 35.0467 | 35 | 1 | 1 | 0 | 7.2 | 1 | 7.2 | 7917.1274 | 18 | 0 | 0 | 0 | 0 | 0 | 0 | 0 | 0 | 0 | 0 | 0 | 0 | 0
955 | 40 | 2 | 9 | 4047.619 | 6964.2857 | 238.0952 | 0 | 229.5918 | 11479.5918 | #DIV/0! |  | #DIV/0! | 18 | 0 | 0 | 0 | 0 | 0 | 0 | 0 | 11479.5918 | 68.6578 | 30.0434 | 68.6578 | 12.4626 | 21902.1407 | 21896.8781 | 11467.1293 | 35.0434 | 35.035 | 35.0434 | 35 | 1 | 1 | 0 | 7.2 | 1 | 7.2 | 11467.1293 | 18 | 0 | 0 | 0 | 0 | 0 | 0 | 0 | 0 | 0 | 0 | 0 | 0 | 0
956 | 40 | 2 | 9 | 4047.619 | 6964.2857 | 238.0952 | 0 | 229.5918 | 11479.5918 | #DIV/0! |  | #DIV/0! | 18 | 0 | 0 | 0 | 0 | 0 | 0 | 0 | 11479.5918 | 68.6578 | 30.035 | 68.6578 | 10.0461 | 21896.8781 | 21894.032 | 11469.5458 | 35.035 | 35.0305 | 35.035 | 35 | 1 | 1 | 0 | 7.2 | 1 | 7.2 | 11469.5458 | 18 | 0 | 0 | 0 | 0 | 0 | 0 | 0 | 0 | 0 | 0 | 0 | 0 | 0
957 | 40 | 2 | 9 | 4047.619 | 6964.2857 | 238.0952 | 0 | 229.5918 | 11479.5918 | #DIV/0! |  | #DIV/0! | 18 | 0 | 0 | 0 | 0 | 0 | 0 | 0 | 11479.5918 | 68.6578 | 30.0305 | 68.6578 | 8.7392 | 21894.032 | 21892.4928 | 11470.8526 | 35.0305 | 35.028 | 35.0305 | 35 | 1 | 1 | 0 | 7.2 | 1 | 7.2 | 11470.8526 | 18 | 0 | 0 | 0 | 0 | 0 | 0 | 0 | 0 | 0 | 0 | 0 | 0 | 0
958 | 40 | 2 | 9 | 4047.619 | 3482.1429 | 238.0952 | 0 | 158.5277 | 7926.3848 | #DIV/0! |  | #DIV/0! | 18 | 0 | 0 | 0 | 0 | 0 | 0 | 0 | 7926.3848 | 47.4066 | 30.028 | 47.4066 | 5.5462 | 21892.4928 | 21894.1466 | 7920.8386 | 35.028 | 35.0306 | 35.028 | 35 | 1 | 1 | 0 | 7.2 | 1 | 7.2 | 7920.8386 | 18 | 0 | 0 | 0 | 0 | 0 | 0 | 0 | 0 | 0 | 0 | 0 | 0 | 0
959 | 40 | 2 | 10 | 4047.619 | 0 | 238.0952 | 0 | 87.4636 | 4373.1778 | #DIV/0! |  | #DIV/0! | 18 | 0 | 0 | 0 | 0 | 0 | 0 | 0 | 4373.1778 | 26.1554 | 30.0306 | 26.1554 | 3.3493 | 21894.1466 | 21897.9974 | 4369.8286 | 35.0306 | 35.0368 | 35.0306 | 35 | 1 | 1 | 0 | 7.2 | 1 | 7.2 | 4369.8286 | 18 | 0 | 0 | 0 | 0 | 0 | 0 | 0 | 0 | 0 | 0 | 0 | 0 | 0
960 | 41 | 2 | 10 | 4047.619 | 0 | 238.0952 | 0 | 87.4636 | 4373.1778 | #DIV/0! |  | #DIV/0! | 18 | 0 | 0 | 0 | 0 | 0 | 0 | 0 | 4373.1778 | 26.1554 | 30.0368 | 26.1554 | 4.0229 | 21897.9974 | 21901.1745 | 4369.155 | 35.0368 | 35.0419 | 35.0368 | 35 | 1 | 1 | 0 | 7.2 | 1 | 7.2 | 4369.155 | 18 | 0 | 0 | 0 | 0 | 0 | 0 | 0 | 0 | 0 | 0 | 0 | 0 | 0
961 | 41 | 2 | 10 | 4047.619 | 0 | 238.0952 | 0 | 87.4636 | 4373.1778 | #DIV/0! |  | #DIV/0! | 18 | 0 | 0 | 0 | 0 | 0 | 0 | 0 | 4373.1778 | 26.1554 | 30.0419 | 26.1554 | 4.5786 | 21901.1745 | 21903.7959 | 4368.5992 | 35.0419 | 35.0461 | 35.0419 | 35 | 1 | 1 | 0 | 7.2 | 1 | 7.2 | 4368.5992 | 18 | 0 | 0 | 0 | 0 | 0 | 0 | 0 | 0 | 0 | 0 | 0 | 0 | 0
962 | 41 | 2 | 10 | 4047.619 | 0 | 238.0952 | 0 | 87.4636 | 4373.1778 | #DIV/0! |  | #DIV/0! | 18 | 0 | 0 | 0 | 0 | 0 | 0 | 0 | 4373.1778 | 26.1554 | 30.0461 | 26.1554 | 5.0372 | 21903.7959 | 21905.9587 | 4368.1407 | 35.0461 | 35.0495 | 35.0461 | 35 | 1 | 1 | 0 | 7.2 | 1 | 7.2 | 4368.1407 | 18 | 0 | 0 | 0 | 0 | 0 | 0 | 0 | 0 | 0 | 0 | 0 | 0 | 0
963 | 41 | 2 | 10 | 4047.619 | 0 | 238.0952 | 0 | 87.4636 | 4373.1778 | #DIV/0! |  | #DIV/0! | 18 | 0 | 0 | 0 | 0 | 0 | 0 | 0 | 4373.1778 | 26.1554 | 30.0495 | 26.1554 | 5.4155 | 21905.9587 | 21907.7432 | 4367.7623 | 35.0495 | 35.0524 | 35.0495 | 35 | 1 | 1 | 0 | 7.2 | 1 | 7.2 | 4367.7623 | 18 | 0 | 0 | 0 | 0 | 0 | 0 | 0 | 0 | 0 | 0 | 0 | 0 | 0
964 | 41 | 2 | 10 | 4047.619 | 0 | 238.0952 | 0 | 87.4636 | 4373.1778 | #DIV/0! |  | #DIV/0! | 18 | 0 | 0 | 0 | 0 | 0 | 0 | 0 | 4373.1778 | 26.1554 | 30.0524 | 26.1554 | 5.7277 | 21907.7432 | 21909.2155 | 4367.4502 | 35.0524 | 35.0547 | 35.0524 | 35 | 1 | 1 | 0 | 7.2 | 1 | 7.2 | 4367.4502 | 18 | 0 | 0 | 0 | 0 | 0 | 0 | 0 | 0 | 0 | 0 | 0 | 0 | 0
965 | 41 | 2 | 10 | 4047.619 | 4178.5714 | 238.0952 | 0 | 172.7405 | 8637.0262 | #DIV/0! |  | #DIV/0! | 18 | 0 | 0 | 0 | 0 | 0 | 0 | 0 | 8637.0262 | 51.6569 | 30.0547 | 51.6569 | 11.8208 | 21909.2155 | 21904.5947 | 8625.2054 | 35.0547 | 35.0474 | 35.0547 | 35 | 1 | 1 | 0 | 7.2 | 1 | 7.2 | 8625.2054 | 18 | 0 | 0 | 0 | 0 | 0 | 0 | 0 | 0 | 0 | 0 | 0 | 0 | 0
966 | 41 | 2 | 10 | 4047.619 | 6964.2857 | 238.0952 | 0 | 229.5918 | 11479.5918 | #DIV/0! |  | #DIV/0! | 18 | 0 | 0 | 0 | 0 | 0 | 0 | 0 | 11479.5918 | 68.6578 | 30.0474 | 68.6578 | 13.5894 | 21904.5947 | 21898.2053 | 11466.0024 | 35.0474 | 35.0371 | 35.0474 | 35 | 1 | 1 | 0 | 7.2 | 1 | 7.2 | 11466.0024 | 18 | 0 | 0 | 0 | 0 | 0 | 0 | 0 | 0 | 0 | 0 | 0 | 0 | 0
967 | 41 | 2 | 10 | 4047.619 | 6964.2857 | 238.0952 | 2000 | 270.4082 | 13520.4082 | #DIV/0! |  | #DIV/0! | 18 | 0 | 0 | 0 | 0 | 0 | 0 | 0 | 13520.4082 | 80.8637 | 30.0371 | 71.7703 | 12.5498 | 21898.2053 | 21892.8555 | 13507.8584 | 35.0371 | 35.0286 | 35.0371 | 35 | 1 | 1 | 0 | 7.2 | 1 | 7.2 | 13507.8584 | 18 | 0 | 0 | 0 | 0 | 0 | 0 | 0 | 0 | 0 | 0 | 0 | 0 | 0
968 | 41 | 2 | 10 | 4047.619 | 6964.2857 | 238.0952 | 2000 | 270.4082 | 13520.4082 | #DIV/0! |  | #DIV/0! | 18 | 0 | 0 | 0 | 0 | 0 | 0 | 0 | 13520.4082 | 80.8637 | 30.0286 | 71.7703 | 9.6565 | 21892.8555 | 21890.399 | 13510.7516 | 35.0286 | 35.0246 | 35.0286 | 35 | 1 | 1 | 0 | 7.2 | 1 | 7.2 | 13510.7516 | 18 | 0 | 0 | 0 | 0 | 0 | 0 | 0 | 0 | 0 | 0 | 0 | 0 | 0
969 | 41 | 2 | 10 | 4047.619 | 2785.7143 | 238.0952 | 2000 | 185.1312 | 9256.5598 | #DIV/0! |  | #DIV/0! | 18 | 0 | 0 | 0 | 0 | 0 | 0 | 0 | 9256.5598 | 55.3622 | 30.0246 | 55.3622 | 5.7017 | 21890.399 | 21891.8973 | 9250.8581 | 35.0246 | 35.027 | 35.0246 | 35 | 1 | 1 | 0 | 7.2 | 1 | 7.2 | 9250.8581 | 18 | 0 | 0 | 0 | 0 | 0 | 0 | 0 | 0 | 0 | 0 | 0 | 0 | 0
970 | 41 | 2 | 10 | 4047.619 | 0 | 238.0952 | 2000 | 128.2799 | 6413.9942 | #DIV/0! |  | #DIV/0! | 18 | 0 | 0 | 0 | 0 | 0 | 0 | 0 | 6413.9942 | 38.3612 | 30.027 | 38.3612 | 4.3352 | 21891.8973 | 21894.7621 | 6409.659 | 35.027 | 35.0316 | 35.027 | 35 | 1 | 1 | 0 | 7.2 | 1 | 7.2 | 6409.659 | 18 | 0 | 0 | 0 | 0 | 0 | 0 | 0 | 0 | 0 | 0 | 0 | 0 | 0
971 | 41 | 2 | 10 | 4047.619 | 0 | 238.0952 | 2000 | 128.2799 | 6413.9942 | #DIV/0! |  | #DIV/0! | 18 | 0 | 0 | 0 | 0 | 0 | 0 | 0 | 6413.9942 | 38.3612 | 30.0316 | 38.3612 | 5.0702 | 21894.7621 | 21896.892 | 6408.924 | 35.0316 | 35.035 | 35.0316 | 35 | 1 | 1 | 0 | 7.2 | 1 | 7.2 | 6408.924 | 18 | 0 | 0 | 0 | 0 | 0 | 0 | 0 | 0 | 0 | 0 | 0 | 0 | 0
972 | 41 | 2 | 10 | 4047.619 | 0 | 238.0952 | 2000 | 128.2799 | 6413.9942 | #DIV/0! |  | #DIV/0! | 18 | 0 | 0 | 0 | 0 | 0 | 0 | 0 | 6413.9942 | 38.3612 | 30.035 | 38.3612 | 5.6166 | 21896.892 | 21898.4754 | 6408.3776 | 35.035 | 35.0376 | 35.035 | 35 | 1 | 1 | 0 | 7.2 | 1 | 7.2 | 6408.3776 | 18 | 0 | 0 | 0 | 0 | 0 | 0 | 0 | 0 | 0 | 0 | 0 | 0 | 0
973 | 41 | 2 | 10 | 4047.619 | 0 | 238.0952 | 2000 | 128.2799 | 6413.9942 | #DIV/0! |  | #DIV/0! | 18 | 0 | 0 | 0 | 0 | 0 | 0 | 0 | 6413.9942 | 38.3612 | 30.0376 | 38.3612 | 6.0228 | 21898.4754 | 21899.6525 | 6407.9713 | 35.0376 | 35.0394 | 35.0376 | 35 | 1 | 1 | 0 | 7.2 | 1 | 7.2 | 6407.9713 | 18 | 0 | 0 | 0 | 0 | 0 | 0 | 0 | 0 | 0 | 0 | 0 | 0 | 0
974 | 41 | 2 | 10 | 4047.619 | 0 | 238.0952 | 2000 | 128.2799 | 6413.9942 | #DIV/0! |  | #DIV/0! | 18 | 0 | 0 | 0 | 0 | 0 | 0 | 0 | 6413.9942 | 38.3612 | 30.0394 | 38.3612 | 6.3248 | 21899.6525 | 21900.5277 | 6407.6693 | 35.0394 | 35.0408 | 35.0394 | 35 | 1 | 1 | 0 | 7.2 | 1 | 7.2 | 6407.6693 | 18 | 0 | 0 | 0 | 0 | 0 | 0 | 0 | 0 | 0 | 0 | 0 | 0 | 0
975 | 41 | 2 | 10 | 4047.619 | 0 | 238.0952 | 2000 | 128.2799 | 6413.9942 | #DIV/0! |  | #DIV/0! | 18 | 0 | 0 | 0 | 0 | 0 | 0 | 0 | 6413.9942 | 38.3612 | 30.0408 | 38.3612 | 6.5494 | 21900.5277 | 21901.1783 | 6407.4448 | 35.0408 | 35.0419 | 35.0408 | 35 | 1 | 1 | 0 | 7.2 | 1 | 7.2 | 6407.4448 | 18 | 0 | 0 | 0 | 0 | 0 | 0 | 0 | 0 | 0 | 0 | 0 | 0 | 0
976 | 41 | 2 | 10 | 4047.619 | 0 | 238.0952 | 2000 | 128.2799 | 6413.9942 | #DIV/0! |  | #DIV/0! | 18 | 0 | 0 | 0 | 0 | 0 | 0 | 0 | 6413.9942 | 38.3612 | 30.0419 | 38.3612 | 6.7163 | 21901.1783 | 21901.662 | 6407.2779 | 35.0419 | 35.0427 | 35.0419 | 35 | 1 | 1 | 0 | 7.2 | 1 | 7.2 | 6407.2779 | 18 | 0 | 0 | 0 | 0 | 0 | 0 | 0 | 0 | 0 | 0 | 0 | 0 | 0
977 | 41 | 2 | 10 | 4047.619 | 0 | 238.0952 | 0 | 87.4636 | 4373.1778 | #DIV/0! |  | #DIV/0! | 18 | 0 | 0 | 0 | 0 | 0 | 0 | 0 | 4373.1778 | 26.1554 | 30.0427 | 26.1554 | 4.6639 | 21901.662 | 21904.1981 | 4368.5139 | 35.0427 | 35.0467 | 35.0427 | 35 | 1 | 1 | 0 | 7.2 | 1 | 7.2 | 4368.5139 | 18 | 0 | 0 | 0 | 0 | 0 | 0 | 0 | 0 | 0 | 0 | 0 | 0 | 0
978 | 41 | 2 | 10 | 4047.619 | 3482.1429 | 238.0952 | 0 | 158.5277 | 7926.3848 | #DIV/0! |  | #DIV/0! | 18 | 0 | 0 | 0 | 0 | 0 | 0 | 0 | 7926.3848 | 47.4066 | 30.0467 | 47.4066 | 9.2574 | 21904.1981 | 21902.1407 | 7917.1274 | 35.0467 | 35.0434 | 35.0467 | 35 | 1 | 1 | 0 | 7.2 | 1 | 7.2 | 7917.1274 | 18 | 0 | 0 | 0 | 0 | 0 | 0 | 0 | 0 | 0 | 0 | 0 | 0 | 0
979 | 41 | 2 | 10 | 4047.619 | 6964.2857 | 238.0952 | 0 | 229.5918 | 11479.5918 | #DIV/0! |  | #DIV/0! | 18 | 0 | 0 | 0 | 0 | 0 | 0 | 0 | 11479.5918 | 68.6578 | 30.0434 | 68.6578 | 12.4626 | 21902.1407 | 21896.8781 | 11467.1293 | 35.0434 | 35.035 | 35.0434 | 35 | 1 | 1 | 0 | 7.2 | 1 | 7.2 | 11467.1293 | 18 | 0 | 0 | 0 | 0 | 0 | 0 | 0 | 0 | 0 | 0 | 0 | 0 | 0
980 | 41 | 2 | 10 | 4047.619 | 6964.2857 | 238.0952 | 0 | 229.5918 | 11479.5918 | #DIV/0! |  | #DIV/0! | 18 | 0 | 0 | 0 | 0 | 0 | 0 | 0 | 11479.5918 | 68.6578 | 30.035 | 68.6578 | 10.0461 | 21896.8781 | 21894.032 | 11469.5458 | 35.035 | 35.0305 | 35.035 | 35 | 1 | 1 | 0 | 7.2 | 1 | 7.2 | 11469.5458 | 18 | 0 | 0 | 0 | 0 | 0 | 0 | 0 | 0 | 0 | 0 | 0 | 0 | 0
981 | 41 | 2 | 10 | 4047.619 | 6964.2857 | 238.0952 | 0 | 229.5918 | 11479.5918 | #DIV/0! |  | #DIV/0! | 18 | 0 | 0 | 0 | 0 | 0 | 0 | 0 | 11479.5918 | 68.6578 | 30.0305 | 68.6578 | 8.7392 | 21894.032 | 21892.4928 | 11470.8526 | 35.0305 | 35.028 | 35.0305 | 35 | 1 | 1 | 0 | 7.2 | 1 | 7.2 | 11470.8526 | 18 | 0 | 0 | 0 | 0 | 0 | 0 | 0 | 0 | 0 | 0 | 0 | 0 | 0
982 | 41 | 2 | 10 | 4047.619 | 3482.1429 | 238.0952 | 0 | 158.5277 | 7926.3848 | #DIV/0! |  | #DIV/0! | 18 | 0 | 0 | 0 | 0 | 0 | 0 | 0 | 7926.3848 | 47.4066 | 30.028 | 47.4066 | 5.5462 | 21892.4928 | 21894.1466 | 7920.8386 | 35.028 | 35.0306 | 35.028 | 35 | 1 | 1 | 0 | 7.2 | 1 | 7.2 | 7920.8386 | 18 | 0 | 0 | 0 | 0 | 0 | 0 | 0 | 0 | 0 | 0 | 0 | 0 | 0
983 | 41 | 2 | 11 | 4047.619 | 0 | 238.0952 | 0 | 87.4636 | 4373.1778 | #DIV/0! |  | #DIV/0! | 18 | 0 | 0 | 0 | 0 | 0 | 0 | 0 | 4373.1778 | 26.1554 | 30.0306 | 26.1554 | 3.3493 | 21894.1466 | 21897.9974 | 4369.8286 | 35.0306 | 35.0368 | 35.0306 | 35 | 1 | 1 | 0 | 7.2 | 1 | 7.2 | 4369.8286 | 18 | 0 | 0 | 0 | 0 | 0 | 0 | 0 | 0 | 0 | 0 | 0 | 0 | 0
984 | 42 | 2 | 11 | 4047.619 | 0 | 238.0952 | 0 | 87.4636 | 4373.1778 | #DIV/0! |  | #DIV/0! | 18 | 0 | 0 | 0 | 0 | 0 | 0 | 0 | 4373.1778 | 26.1554 | 30.0368 | 26.1554 | 4.0229 | 21897.9974 | 21901.1745 | 4369.155 | 35.0368 | 35.0419 | 35.0368 | 35 | 1 | 1 | 0 | 7.2 | 1 | 7.2 | 4369.155 | 18 | 0 | 0 | 0 | 0 | 0 | 0 | 0 | 0 | 0 | 0 | 0 | 0 | 0
985 | 42 | 2 | 11 | 4047.619 | 0 | 238.0952 | 0 | 87.4636 | 4373.1778 | #DIV/0! |  | #DIV/0! | 18 | 0 | 0 | 0 | 0 | 0 | 0 | 0 | 4373.1778 | 26.1554 | 30.0419 | 26.1554 | 4.5786 | 21901.1745 | 21903.7959 | 4368.5992 | 35.0419 | 35.0461 | 35.0419 | 35 | 1 | 1 | 0 | 7.2 | 1 | 7.2 | 4368.5992 | 18 | 0 | 0 | 0 | 0 | 0 | 0 | 0 | 0 | 0 | 0 | 0 | 0 | 0
986 | 42 | 2 | 11 | 4047.619 | 0 | 238.0952 | 0 | 87.4636 | 4373.1778 | #DIV/0! |  | #DIV/0! | 18 | 0 | 0 | 0 | 0 | 0 | 0 | 0 | 4373.1778 | 26.1554 | 30.0461 | 26.1554 | 5.0372 | 21903.7959 | 21905.9587 | 4368.1407 | 35.0461 | 35.0495 | 35.0461 | 35 | 1 | 1 | 0 | 7.2 | 1 | 7.2 | 4368.1407 | 18 | 0 | 0 | 0 | 0 | 0 | 0 | 0 | 0 | 0 | 0 | 0 | 0 | 0
987 | 42 | 2 | 11 | 4047.619 | 0 | 238.0952 | 0 | 87.4636 | 4373.1778 | #DIV/0! |  | #DIV/0! | 18 | 0 | 0 | 0 | 0 | 0 | 0 | 0 | 4373.1778 | 26.1554 | 30.0495 | 26.1554 | 5.4155 | 21905.9587 | 21907.7432 | 4367.7623 | 35.0495 | 35.0524 | 35.0495 | 35 | 1 | 1 | 0 | 7.2 | 1 | 7.2 | 4367.7623 | 18 | 0 | 0 | 0 | 0 | 0 | 0 | 0 | 0 | 0 | 0 | 0 | 0 | 0
988 | 42 | 2 | 11 | 4047.619 | 0 | 238.0952 | 0 | 87.4636 | 4373.1778 | #DIV/0! |  | #DIV/0! | 18 | 0 | 0 | 0 | 0 | 0 | 0 | 0 | 4373.1778 | 26.1554 | 30.0524 | 26.1554 | 5.7277 | 21907.7432 | 21909.2155 | 4367.4502 | 35.0524 | 35.0547 | 35.0524 | 35 | 1 | 1 | 0 | 7.2 | 1 | 7.2 | 4367.4502 | 18 | 0 | 0 | 0 | 0 | 0 | 0 | 0 | 0 | 0 | 0 | 0 | 0 | 0
989 | 42 | 2 | 11 | 4047.619 | 4178.5714 | 238.0952 | 0 | 172.7405 | 8637.0262 | #DIV/0! |  | #DIV/0! | 18 | 0 | 0 | 0 | 0 | 0 | 0 | 0 | 8637.0262 | 51.6569 | 30.0547 | 51.6569 | 11.8208 | 21909.2155 | 21904.5947 | 8625.2054 | 35.0547 | 35.0474 | 35.0547 | 35 | 1 | 1 | 0 | 7.2 | 1 | 7.2 | 8625.2054 | 18 | 0 | 0 | 0 | 0 | 0 | 0 | 0 | 0 | 0 | 0 | 0 | 0 | 0
990 | 42 | 2 | 11 | 4047.619 | 6964.2857 | 238.0952 | 0 | 229.5918 | 11479.5918 | #DIV/0! |  | #DIV/0! | 18 | 0 | 0 | 0 | 0 | 0 | 0 | 0 | 11479.5918 | 68.6578 | 30.0474 | 68.6578 | 13.5894 | 21904.5947 | 21898.2053 | 11466.0024 | 35.0474 | 35.0371 | 35.0474 | 35 | 1 | 1 | 0 | 7.2 | 1 | 7.2 | 11466.0024 | 18 | 0 | 0 | 0 | 0 | 0 | 0 | 0 | 0 | 0 | 0 | 0 | 0 | 0
991 | 42 | 2 | 11 | 4047.619 | 6964.2857 | 238.0952 | 2000 | 270.4082 | 13520.4082 | #DIV/0! |  | #DIV/0! | 18 | 0 | 0 | 0 | 0 | 0 | 0 | 0 | 13520.4082 | 80.8637 | 30.0371 | 71.7703 | 12.5498 | 21898.2053 | 21892.8555 | 13507.8584 | 35.0371 | 35.0286 | 35.0371 | 35 | 1 | 1 | 0 | 7.2 | 1 | 7.2 | 13507.8584 | 18 | 0 | 0 | 0 | 0 | 0 | 0 | 0 | 0 | 0 | 0 | 0 | 0 | 0
992 | 42 | 2 | 11 | 4047.619 | 6964.2857 | 238.0952 | 2000 | 270.4082 | 13520.4082 | #DIV/0! |  | #DIV/0! | 18 | 0 | 0 | 0 | 0 | 0 | 0 | 0 | 13520.4082 | 80.8637 | 30.0286 | 71.7703 | 9.6565 | 21892.8555 | 21890.399 | 13510.7516 | 35.0286 | 35.0246 | 35.0286 | 35 | 1 | 1 | 0 | 7.2 | 1 | 7.2 | 13510.7516 | 18 | 0 | 0 | 0 | 0 | 0 | 0 | 0 | 0 | 0 | 0 | 0 | 0 | 0
993 | 42 | 2 | 11 | 4047.619 | 2785.7143 | 238.0952 | 2000 | 185.1312 | 9256.5598 | #DIV/0! |  | #DIV/0! | 18 | 0 | 0 | 0 | 0 | 0 | 0 | 0 | 9256.5598 | 55.3622 | 30.0246 | 55.3622 | 5.7017 | 21890.399 | 21891.8973 | 9250.8581 | 35.0246 | 35.027 | 35.0246 | 35 | 1 | 1 | 0 | 7.2 | 1 | 7.2 | 9250.8581 | 18 | 0 | 0 | 0 | 0 | 0 | 0 | 0 | 0 | 0 | 0 | 0 | 0 | 0
994 | 42 | 2 | 11 | 4047.619 | 0 | 238.0952 | 2000 | 128.2799 | 6413.9942 | #DIV/0! |  | #DIV/0! | 18 | 0 | 0 | 0 | 0 | 0 | 0 | 0 | 6413.9942 | 38.3612 | 30.027 | 38.3612 | 4.3352 | 21891.8973 | 21894.7621 | 6409.659 | 35.027 | 35.0316 | 35.027 | 35 | 1 | 1 | 0 | 7.2 | 1 | 7.2 | 6409.659 | 18 | 0 | 0 | 0 | 0 | 0 | 0 | 0 | 0 | 0 | 0 | 0 | 0 | 0
995 | 42 | 2 | 11 | 4047.619 | 0 | 238.0952 | 2000 | 128.2799 | 6413.9942 | #DIV/0! |  | #DIV/0! | 18 | 0 | 0 | 0 | 0 | 0 | 0 | 0 | 6413.9942 | 38.3612 | 30.0316 | 38.3612 | 5.0702 | 21894.7621 | 21896.892 | 6408.924 | 35.0316 | 35.035 | 35.0316 | 35 | 1 | 1 | 0 | 7.2 | 1 | 7.2 | 6408.924 | 18 | 0 | 0 | 0 | 0 | 0 | 0 | 0 | 0 | 0 | 0 | 0 | 0 | 0
996 | 42 | 2 | 11 | 4047.619 | 0 | 238.0952 | 2000 | 128.2799 | 6413.9942 | #DIV/0! |  | #DIV/0! | 18 | 0 | 0 | 0 | 0 | 0 | 0 | 0 | 6413.9942 | 38.3612 | 30.035 | 38.3612 | 5.6166 | 21896.892 | 21898.4754 | 6408.3776 | 35.035 | 35.0376 | 35.035 | 35 | 1 | 1 | 0 | 7.2 | 1 | 7.2 | 6408.3776 | 18 | 0 | 0 | 0 | 0 | 0 | 0 | 0 | 0 | 0 | 0 | 0 | 0 | 0
997 | 42 | 2 | 11 | 4047.619 | 0 | 238.0952 | 2000 | 128.2799 | 6413.9942 | #DIV/0! |  | #DIV/0! | 18 | 0 | 0 | 0 | 0 | 0 | 0 | 0 | 6413.9942 | 38.3612 | 30.0376 | 38.3612 | 6.0228 | 21898.4754 | 21899.6525 | 6407.9713 | 35.0376 | 35.0394 | 35.0376 | 35 | 1 | 1 | 0 | 7.2 | 1 | 7.2 | 6407.9713 | 18 | 0 | 0 | 0 | 0 | 0 | 0 | 0 | 0 | 0 | 0 | 0 | 0 | 0
998 | 42 | 2 | 11 | 4047.619 | 0 | 238.0952 | 2000 | 128.2799 | 6413.9942 | #DIV/0! |  | #DIV/0! | 18 | 0 | 0 | 0 | 0 | 0 | 0 | 0 | 6413.9942 | 38.3612 | 30.0394 | 38.3612 | 6.3248 | 21899.6525 | 21900.5277 | 6407.6693 | 35.0394 | 35.0408 | 35.0394 | 35 | 1 | 1 | 0 | 7.2 | 1 | 7.2 | 6407.6693 | 18 | 0 | 0 | 0 | 0 | 0 | 0 | 0 | 0 | 0 | 0 | 0 | 0 | 0
999 | 42 | 2 | 11 | 4047.619 | 0 | 238.0952 | 2000 | 128.2799 | 6413.9942 | #DIV/0! |  | #DIV/0! | 18 | 0 | 0 | 0 | 0 | 0 | 0 | 0 | 6413.9942 | 38.3612 | 30.0408 | 38.3612 | 6.5494 | 21900.5277 | 21901.1783 | 6407.4448 | 35.0408 | 35.0419 | 35.0408 | 35 | 1 | 1 | 0 | 7.2 | 1 | 7.2 | 6407.4448 | 18 | 0 | 0 | 0 | 0 | 0 | 0 | 0 | 0 | 0 | 0 | 0 | 0 | 0
1000 | 42 | 2 | 11 | 4047.619 | 0 | 238.0952 | 2000 | 128.2799 | 6413.9942 | #DIV/0! |  | #DIV/0! | 18 | 0 | 0 | 0 | 0 | 0 | 0 | 0 | 6413.9942 | 38.3612 | 30.0419 | 38.3612 | 6.7163 | 21901.1783 | 21901.662 | 6407.2779 | 35.0419 | 35.0427 | 35.0419 | 35 | 1 | 1 | 0 | 7.2 | 1 | 7.2 | 6407.2779 | 18 | 0 | 0 | 0 | 0 | 0 | 0 | 0 | 0 | 0 | 0 | 0 | 0 | 0
1001 | 42 | 2 | 11 | 4047.619 | 0 | 238.0952 | 0 | 87.4636 | 4373.1778 | #DIV/0! |  | #DIV/0! | 18 | 0 | 0 | 0 | 0 | 0 | 0 | 0 | 4373.1778 | 26.1554 | 30.0427 | 26.1554 | 4.6639 | 21901.662 | 21904.1981 | 4368.5139 | 35.0427 | 35.0467 | 35.0427 | 35 | 1 | 1 | 0 | 7.2 | 1 | 7.2 | 4368.5139 | 18 | 0 | 0 | 0 | 0 | 0 | 0 | 0 | 0 | 0 | 0 | 0 | 0 | 0
1002 | 42 | 2 | 11 | 4047.619 | 3482.1429 | 238.0952 | 0 | 158.5277 | 7926.3848 | #DIV/0! |  | #DIV/0! | 18 | 0 | 0 | 0 | 0 | 0 | 0 | 0 | 7926.3848 | 47.4066 | 30.0467 | 47.4066 | 9.2574 | 21904.1981 | 21902.1407 | 7917.1274 | 35.0467 | 35.0434 | 35.0467 | 35 | 1 | 1 | 0 | 7.2 | 1 | 7.2 | 7917.1274 | 18 | 0 | 0 | 0 | 0 | 0 | 0 | 0 | 0 | 0 | 0 | 0 | 0 | 0
1003 | 42 | 2 | 11 | 4047.619 | 6964.2857 | 238.0952 | 0 | 229.5918 | 11479.5918 | #DIV/0! |  | #DIV/0! | 18 | 0 | 0 | 0 | 0 | 0 | 0 | 0 | 11479.5918 | 68.6578 | 30.0434 | 68.6578 | 12.4626 | 21902.1407 | 21896.8781 | 11467.1293 | 35.0434 | 35.035 | 35.0434 | 35 | 1 | 1 | 0 | 7.2 | 1 | 7.2 | 11467.1293 | 18 | 0 | 0 | 0 | 0 | 0 | 0 | 0 | 0 | 0 | 0 | 0 | 0 | 0
1004 | 42 | 2 | 11 | 4047.619 | 6964.2857 | 238.0952 | 0 | 229.5918 | 11479.5918 | #DIV/0! |  | #DIV/0! | 18 | 0 | 0 | 0 | 0 | 0 | 0 | 0 | 11479.5918 | 68.6578 | 30.035 | 68.6578 | 10.0461 | 21896.8781 | 21894.032 | 11469.5458 | 35.035 | 35.0305 | 35.035 | 35 | 1 | 1 | 0 | 7.2 | 1 | 7.2 | 11469.5458 | 18 | 0 | 0 | 0 | 0 | 0 | 0 | 0 | 0 | 0 | 0 | 0 | 0 | 0
1005 | 42 | 2 | 11 | 4047.619 | 6964.2857 | 238.0952 | 0 | 229.5918 | 11479.5918 | #DIV/0! |  | #DIV/0! | 18 | 0 | 0 | 0 | 0 | 0 | 0 | 0 | 11479.5918 | 68.6578 | 30.0305 | 68.6578 | 8.7392 | 21894.032 | 21892.4928 | 11470.8526 | 35.0305 | 35.028 | 35.0305 | 35 | 1 | 1 | 0 | 7.2 | 1 | 7.2 | 11470.8526 | 18 | 0 | 0 | 0 | 0 | 0 | 0 | 0 | 0 | 0 | 0 | 0 | 0 | 0
1006 | 42 | 2 | 11 | 4047.619 | 3482.1429 | 238.0952 | 0 | 158.5277 | 7926.3848 | #DIV/0! |  | #DIV/0! | 18 | 0 | 0 | 0 | 0 | 0 | 0 | 0 | 7926.3848 | 47.4066 | 30.028 | 47.4066 | 5.5462 | 21892.4928 | 21894.1466 | 7920.8386 | 35.028 | 35.0306 | 35.028 | 35 | 1 | 1 | 0 | 7.2 | 1 | 7.2 | 7920.8386 | 18 | 0 | 0 | 0 | 0 | 0 | 0 | 0 | 0 | 0 | 0 | 0 | 0 | 0
1007 | 42 | 2 | 12 | 4047.619 | 0 | 238.0952 | 0 | 87.4636 | 4373.1778 | #DIV/0! |  | #DIV/0! | 18 | 0 | 0 | 0 | 0 | 0 | 0 | 0 | 4373.1778 | 26.1554 | 30.0306 | 26.1554 | 3.3493 | 21894.1466 | 21897.9974 | 4369.8286 | 35.0306 | 35.0368 | 35.0306 | 35 | 1 | 1 | 0 | 7.2 | 1 | 7.2 | 4369.8286 | 18 | 0 | 0 | 0 | 0 | 0 | 0 | 0 | 0 | 0 | 0 | 0 | 0 | 0
1008 | 43 | 2 | 12 | 4047.619 | 0 | 238.0952 | 0 | 87.4636 | 4373.1778 | #DIV/0! |  | #DIV/0! | 18 | 0 | 0 | 0 | 0 | 0 | 0 | 0 | 4373.1778 | 26.1554 | 30.0368 | 26.1554 | 4.0229 | 21897.9974 | 21901.1745 | 4369.155 | 35.0368 | 35.0419 | 35.0368 | 35 | 1 | 1 | 0 | 7.2 | 1 | 7.2 | 4369.155 | 18 | 0 | 0 | 0 | 0 | 0 | 0 | 0 | 0 | 0 | 0 | 0 | 0 | 0
1009 | 43 | 2 | 12 | 4047.619 | 0 | 238.0952 | 0 | 87.4636 | 4373.1778 | #DIV/0! |  | #DIV/0! | 18 | 0 | 0 | 0 | 0 | 0 | 0 | 0 | 4373.1778 | 26.1554 | 30.0419 | 26.1554 | 4.5786 | 21901.1745 | 21903.7959 | 4368.5992 | 35.0419 | 35.0461 | 35.0419 | 35 | 1 | 1 | 0 | 7.2 | 1 | 7.2 | 4368.5992 | 18 | 0 | 0 | 0 | 0 | 0 | 0 | 0 | 0 | 0 | 0 | 0 | 0 | 0
1010 | 43 | 2 | 12 | 4047.619 | 0 | 238.0952 | 0 | 87.4636 | 4373.1778 | #DIV/0! |  | #DIV/0! | 18 | 0 | 0 | 0 | 0 | 0 | 0 | 0 | 4373.1778 | 26.1554 | 30.0461 | 26.1554 | 5.0372 | 21903.7959 | 21905.9587 | 4368.1407 | 35.0461 | 35.0495 | 35.0461 | 35 | 1 | 1 | 0 | 7.2 | 1 | 7.2 | 4368.1407 | 18 | 0 | 0 | 0 | 0 | 0 | 0 | 0 | 0 | 0 | 0 | 0 | 0 | 0
1011 | 43 | 2 | 12 | 4047.619 | 0 | 238.0952 | 0 | 87.4636 | 4373.1778 | #DIV/0! |  | #DIV/0! | 18 | 0 | 0 | 0 | 0 | 0 | 0 | 0 | 4373.1778 | 26.1554 | 30.0495 | 26.1554 | 5.4155 | 21905.9587 | 21907.7432 | 4367.7623 | 35.0495 | 35.0524 | 35.0495 | 35 | 1 | 1 | 0 | 7.2 | 1 | 7.2 | 4367.7623 | 18 | 0 | 0 | 0 | 0 | 0 | 0 | 0 | 0 | 0 | 0 | 0 | 0 | 0
1012 | 43 | 2 | 12 | 4047.619 | 0 | 238.0952 | 0 | 87.4636 | 4373.1778 | #DIV/0! |  | #DIV/0! | 18 | 0 | 0 | 0 | 0 | 0 | 0 | 0 | 4373.1778 | 26.1554 | 30.0524 | 26.1554 | 5.7277 | 21907.7432 | 21909.2155 | 4367.4502 | 35.0524 | 35.0547 | 35.0524 | 35 | 1 | 1 | 0 | 7.2 | 1 | 7.2 | 4367.4502 | 18 | 0 | 0 | 0 | 0 | 0 | 0 | 0 | 0 | 0 | 0 | 0 | 0 | 0
1013 | 43 | 2 | 12 | 4047.619 | 4178.5714 | 238.0952 | 0 | 172.7405 | 8637.0262 | #DIV/0! |  | #DIV/0! | 18 | 0 | 0 | 0 | 0 | 0 | 0 | 0 | 8637.0262 | 51.6569 | 30.0547 | 51.6569 | 11.8208 | 21909.2155 | 21904.5947 | 8625.2054 | 35.0547 | 35.0474 | 35.0547 | 35 | 1 | 1 | 0 | 7.2 | 1 | 7.2 | 8625.2054 | 18 | 0 | 0 | 0 | 0 | 0 | 0 | 0 | 0 | 0 | 0 | 0 | 0 | 0
1014 | 43 | 2 | 12 | 4047.619 | 6964.2857 | 238.0952 | 0 | 229.5918 | 11479.5918 | #DIV/0! |  | #DIV/0! | 18 | 0 | 0 | 0 | 0 | 0 | 0 | 0 | 11479.5918 | 68.6578 | 30.0474 | 68.6578 | 13.5894 | 21904.5947 | 21898.2053 | 11466.0024 | 35.0474 | 35.0371 | 35.0474 | 35 | 1 | 1 | 0 | 7.2 | 1 | 7.2 | 11466.0024 | 18 | 0 | 0 | 0 | 0 | 0 | 0 | 0 | 0 | 0 | 0 | 0 | 0 | 0
1015 | 43 | 2 | 12 | 4047.619 | 6964.2857 | 238.0952 | 2000 | 270.4082 | 13520.4082 | #DIV/0! |  | #DIV/0! | 18 | 0 | 0 | 0 | 0 | 0 | 0 | 0 | 13520.4082 | 80.8637 | 30.0371 | 71.7703 | 12.5498 | 21898.2053 | 21892.8555 | 13507.8584 | 35.0371 | 35.0286 | 35.0371 | 35 | 1 | 1 | 0 | 7.2 | 1 | 7.2 | 13507.8584 | 18 | 0 | 0 | 0 | 0 | 0 | 0 | 0 | 0 | 0 | 0 | 0 | 0 | 0
1016 | 43 | 2 | 12 | 4047.619 | 6964.2857 | 238.0952 | 2000 | 270.4082 | 13520.4082 | #DIV/0! |  | #DIV/0! | 18 | 0 | 0 | 0 | 0 | 0 | 0 | 0 | 13520.4082 | 80.8637 | 30.0286 | 71.7703 | 9.6565 | 21892.8555 | 21890.399 | 13510.7516 | 35.0286 | 35.0246 | 35.0286 | 35 | 1 | 1 | 0 | 7.2 | 1 | 7.2 | 13510.7516 | 18 | 0 | 0 | 0 | 0 | 0 | 0 | 0 | 0 | 0 | 0 | 0 | 0 | 0
1017 | 43 | 2 | 12 | 4047.619 | 2785.7143 | 238.0952 | 2000 | 185.1312 | 9256.5598 | #DIV/0! |  | #DIV/0! | 18 | 0 | 0 | 0 | 0 | 0 | 0 | 0 | 9256.5598 | 55.3622 | 30.0246 | 55.3622 | 5.7017 | 21890.399 | 21891.8973 | 9250.8581 | 35.0246 | 35.027 | 35.0246 | 35 | 1 | 1 | 0 | 7.2 | 1 | 7.2 | 9250.8581 | 18 | 0 | 0 | 0 | 0 | 0 | 0 | 0 | 0 | 0 | 0 | 0 | 0 | 0
1018 | 43 | 2 | 12 | 4047.619 | 0 | 238.0952 | 2000 | 128.2799 | 6413.9942 | #DIV/0! |  | #DIV/0! | 18 | 0 | 0 | 0 | 0 | 0 | 0 | 0 | 6413.9942 | 38.3612 | 30.027 | 38.3612 | 4.3352 | 21891.8973 | 21894.7621 | 6409.659 | 35.027 | 35.0316 | 35.027 | 35 | 1 | 1 | 0 | 7.2 | 1 | 7.2 | 6409.659 | 18 | 0 | 0 | 0 | 0 | 0 | 0 | 0 | 0 | 0 | 0 | 0 | 0 | 0
1019 | 43 | 2 | 12 | 4047.619 | 0 | 238.0952 | 2000 | 128.2799 | 6413.9942 | #DIV/0! |  | #DIV/0! | 18 | 0 | 0 | 0 | 0 | 0 | 0 | 0 | 6413.9942 | 38.3612 | 30.0316 | 38.3612 | 5.0702 | 21894.7621 | 21896.892 | 6408.924 | 35.0316 | 35.035 | 35.0316 | 35 | 1 | 1 | 0 | 7.2 | 1 | 7.2 | 6408.924 | 18 | 0 | 0 | 0 | 0 | 0 | 0 | 0 | 0 | 0 | 0 | 0 | 0 | 0
1020 | 43 | 2 | 12 | 4047.619 | 0 | 238.0952 | 2000 | 128.2799 | 6413.9942 | #DIV/0! |  | #DIV/0! | 18 | 0 | 0 | 0 | 0 | 0 | 0 | 0 | 6413.9942 | 38.3612 | 30.035 | 38.3612 | 5.6166 | 21896.892 | 21898.4754 | 6408.3776 | 35.035 | 35.0376 | 35.035 | 35 | 1 | 1 | 0 | 7.2 | 1 | 7.2 | 6408.3776 | 18 | 0 | 0 | 0 | 0 | 0 | 0 | 0 | 0 | 0 | 0 | 0 | 0 | 0
1021 | 43 | 2 | 12 | 4047.619 | 0 | 238.0952 | 2000 | 128.2799 | 6413.9942 | #DIV/0! |  | #DIV/0! | 18 | 0 | 0 | 0 | 0 | 0 | 0 | 0 | 6413.9942 | 38.3612 | 30.0376 | 38.3612 | 6.0228 | 21898.4754 | 21899.6525 | 6407.9713 | 35.0376 | 35.0394 | 35.0376 | 35 | 1 | 1 | 0 | 7.2 | 1 | 7.2 | 6407.9713 | 18 | 0 | 0 | 0 | 0 | 0 | 0 | 0 | 0 | 0 | 0 | 0 | 0 | 0
1022 | 43 | 2 | 12 | 4047.619 | 0 | 238.0952 | 2000 | 128.2799 | 6413.9942 | #DIV/0! |  | #DIV/0! | 18 | 0 | 0 | 0 | 0 | 0 | 0 | 0 | 6413.9942 | 38.3612 | 30.0394 | 38.3612 | 6.3248 | 21899.6525 | 21900.5277 | 6407.6693 | 35.0394 | 35.0408 | 35.0394 | 35 | 1 | 1 | 0 | 7.2 | 1 | 7.2 | 6407.6693 | 18 | 0 | 0 | 0 | 0 | 0 | 0 | 0 | 0 | 0 | 0 | 0 | 0 | 0
1023 | 43 | 2 | 12 | 4047.619 | 0 | 238.0952 | 2000 | 128.2799 | 6413.9942 | #DIV/0! |  | #DIV/0! | 18 | 0 | 0 | 0 | 0 | 0 | 0 | 0 | 6413.9942 | 38.3612 | 30.0408 | 38.3612 | 6.5494 | 21900.5277 | 21901.1783 | 6407.4448 | 35.0408 | 35.0419 | 35.0408 | 35 | 1 | 1 | 0 | 7.2 | 1 | 7.2 | 6407.4448 | 18 | 0 | 0 | 0 | 0 | 0 | 0 | 0 | 0 | 0 | 0 | 0 | 0 | 0
1024 | 43 | 2 | 12 | 4047.619 | 0 | 238.0952 | 2000 | 128.2799 | 6413.9942 | #DIV/0! |  | #DIV/0! | 18 | 0 | 0 | 0 | 0 | 0 | 0 | 0 | 6413.9942 | 38.3612 | 30.0419 | 38.3612 | 6.7163 | 21901.1783 | 21901.662 | 6407.2779 | 35.0419 | 35.0427 | 35.0419 | 35 | 1 | 1 | 0 | 7.2 | 1 | 7.2 | 6407.2779 | 18 | 0 | 0 | 0 | 0 | 0 | 0 | 0 | 0 | 0 | 0 | 0 | 0 | 0
1025 | 43 | 2 | 12 | 4047.619 | 0 | 238.0952 | 0 | 87.4636 | 4373.1778 | #DIV/0! |  | #DIV/0! | 18 | 0 | 0 | 0 | 0 | 0 | 0 | 0 | 4373.1778 | 26.1554 | 30.0427 | 26.1554 | 4.6639 | 21901.662 | 21904.1981 | 4368.5139 | 35.0427 | 35.0467 | 35.0427 | 35 | 1 | 1 | 0 | 7.2 | 1 | 7.2 | 4368.5139 | 18 | 0 | 0 | 0 | 0 | 0 | 0 | 0 | 0 | 0 | 0 | 0 | 0 | 0
1026 | 43 | 2 | 12 | 4047.619 | 3482.1429 | 238.0952 | 0 | 158.5277 | 7926.3848 | #DIV/0! |  | #DIV/0! | 18 | 0 | 0 | 0 | 0 | 0 | 0 | 0 | 7926.3848 | 47.4066 | 30.0467 | 47.4066 | 9.2574 | 21904.1981 | 21902.1407 | 7917.1274 | 35.0467 | 35.0434 | 35.0467 | 35 | 1 | 1 | 0 | 7.2 | 1 | 7.2 | 7917.1274 | 18 | 0 | 0 | 0 | 0 | 0 | 0 | 0 | 0 | 0 | 0 | 0 | 0 | 0
1027 | 43 | 2 | 12 | 4047.619 | 6964.2857 | 238.0952 | 0 | 229.5918 | 11479.5918 | #DIV/0! |  | #DIV/0! | 18 | 0 | 0 | 0 | 0 | 0 | 0 | 0 | 11479.5918 | 68.6578 | 30.0434 | 68.6578 | 12.4626 | 21902.1407 | 21896.8781 | 11467.1293 | 35.0434 | 35.035 | 35.0434 | 35 | 1 | 1 | 0 | 7.2 | 1 | 7.2 | 11467.1293 | 18 | 0 | 0 | 0 | 0 | 0 | 0 | 0 | 0 | 0 | 0 | 0 | 0 | 0
1028 | 43 | 2 | 12 | 4047.619 | 6964.2857 | 238.0952 | 0 | 229.5918 | 11479.5918 | #DIV/0! |  | #DIV/0! | 18 | 0 | 0 | 0 | 0 | 0 | 0 | 0 | 11479.5918 | 68.6578 | 30.035 | 68.6578 | 10.0461 | 21896.8781 | 21894.032 | 11469.5458 | 35.035 | 35.0305 | 35.035 | 35 | 1 | 1 | 0 | 7.2 | 1 | 7.2 | 11469.5458 | 18 | 0 | 0 | 0 | 0 | 0 | 0 | 0 | 0 | 0 | 0 | 0 | 0 | 0
1029 | 43 | 2 | 12 | 4047.619 | 6964.2857 | 238.0952 | 0 | 229.5918 | 11479.5918 | #DIV/0! |  | #DIV/0! | 18 | 0 | 0 | 0 | 0 | 0 | 0 | 0 | 11479.5918 | 68.6578 | 30.0305 | 68.6578 | 8.7392 | 21894.032 | 21892.4928 | 11470.8526 | 35.0305 | 35.028 | 35.0305 | 35 | 1 | 1 | 0 | 7.2 | 1 | 7.2 | 11470.8526 | 18 | 0 | 0 | 0 | 0 | 0 | 0 | 0 | 0 | 0 | 0 | 0 | 0 | 0
1030 | 43 | 2 | 12 | 4047.619 | 3482.1429 | 238.0952 | 0 | 158.5277 | 7926.3848 | #DIV/0! |  | #DIV/0! | 18 | 0 | 0 | 0 | 0 | 0 | 0 | 0 | 7926.3848 | 47.4066 | 30.028 | 47.4066 | 5.5462 | 21892.4928 | 21894.1466 | 7920.8386 | 35.028 | 35.0306 | 35.028 | 35 | 1 | 1 | 0 | 7.2 | 1 | 7.2 | 7920.8386 | 18 | 0 | 0 | 0 | 0 | 0 | 0 | 0 | 0 | 0 | 0 | 0 | 0 | 0
1031 | 43 | 2 | 13 | 4047.619 | 0 | 238.0952 | 0 | 87.4636 | 4373.1778 | #DIV/0! |  | #DIV/0! | 18 | 0 | 0 | 0 | 0 | 0 | 0 | 0 | 4373.1778 | 26.1554 | 30.0306 | 26.1554 | 3.3493 | 21894.1466 | 21897.9974 | 4369.8286 | 35.0306 | 35.0368 | 35.0306 | 35 | 1 | 1 | 0 | 7.2 | 1 | 7.2 | 4369.8286 | 18 | 0 | 0 | 0 | 0 | 0 | 0 | 0 | 0 | 0 | 0 | 0 | 0 | 0
1032 | 44 | 2 | 13 | 4047.619 | 0 | 238.0952 | 0 | 87.4636 | 4373.1778 | #DIV/0! |  | #DIV/0! | 18 | 0 | 0 | 0 | 0 | 0 | 0 | 0 | 4373.1778 | 26.1554 | 30.0368 | 26.1554 | 4.0229 | 21897.9974 | 21901.1745 | 4369.155 | 35.0368 | 35.0419 | 35.0368 | 35 | 1 | 1 | 0 | 7.2 | 1 | 7.2 | 4369.155 | 18 | 0 | 0 | 0 | 0 | 0 | 0 | 0 | 0 | 0 | 0 | 0 | 0 | 0
1033 | 44 | 2 | 13 | 4047.619 | 0 | 238.0952 | 0 | 87.4636 | 4373.1778 | #DIV/0! |  | #DIV/0! | 18 | 0 | 0 | 0 | 0 | 0 | 0 | 0 | 4373.1778 | 26.1554 | 30.0419 | 26.1554 | 4.5786 | 21901.1745 | 21903.7959 | 4368.5992 | 35.0419 | 35.0461 | 35.0419 | 35 | 1 | 1 | 0 | 7.2 | 1 | 7.2 | 4368.5992 | 18 | 0 | 0 | 0 | 0 | 0 | 0 | 0 | 0 | 0 | 0 | 0 | 0 | 0
1034 | 44 | 2 | 13 | 4047.619 | 0 | 238.0952 | 0 | 87.4636 | 4373.1778 | #DIV/0! |  | #DIV/0! | 18 | 0 | 0 | 0 | 0 | 0 | 0 | 0 | 4373.1778 | 26.1554 | 30.0461 | 26.1554 | 5.0372 | 21903.7959 | 21905.9587 | 4368.1407 | 35.0461 | 35.0495 | 35.0461 | 35 | 1 | 1 | 0 | 7.2 | 1 | 7.2 | 4368.1407 | 18 | 0 | 0 | 0 | 0 | 0 | 0 | 0 | 0 | 0 | 0 | 0 | 0 | 0
1035 | 44 | 2 | 13 | 4047.619 | 0 | 238.0952 | 0 | 87.4636 | 4373.1778 | #DIV/0! |  | #DIV/0! | 18 | 0 | 0 | 0 | 0 | 0 | 0 | 0 | 4373.1778 | 26.1554 | 30.0495 | 26.1554 | 5.4155 | 21905.9587 | 21907.7432 | 4367.7623 | 35.0495 | 35.0524 | 35.0495 | 35 | 1 | 1 | 0 | 7.2 | 1 | 7.2 | 4367.7623 | 18 | 0 | 0 | 0 | 0 | 0 | 0 | 0 | 0 | 0 | 0 | 0 | 0 | 0
1036 | 44 | 2 | 13 | 4047.619 | 0 | 238.0952 | 0 | 87.4636 | 4373.1778 | #DIV/0! |  | #DIV/0! | 18 | 0 | 0 | 0 | 0 | 0 | 0 | 0 | 4373.1778 | 26.1554 | 30.0524 | 26.1554 | 5.7277 | 21907.7432 | 21909.2155 | 4367.4502 | 35.0524 | 35.0547 | 35.0524 | 35 | 1 | 1 | 0 | 7.2 | 1 | 7.2 | 4367.4502 | 18 | 0 | 0 | 0 | 0 | 0 | 0 | 0 | 0 | 0 | 0 | 0 | 0 | 0
1037 | 44 | 2 | 13 | 4047.619 | 4178.5714 | 238.0952 | 0 | 172.7405 | 8637.0262 | #DIV/0! |  | #DIV/0! | 18 | 0 | 0 | 0 | 0 | 0 | 0 | 0 | 8637.0262 | 51.6569 | 30.0547 | 51.6569 | 11.8208 | 21909.2155 | 21904.5947 | 8625.2054 | 35.0547 | 35.0474 | 35.0547 | 35 | 1 | 1 | 0 | 7.2 | 1 | 7.2 | 8625.2054 | 18 | 0 | 0 | 0 | 0 | 0 | 0 | 0 | 0 | 0 | 0 | 0 | 0 | 0
1038 | 44 | 2 | 13 | 4047.619 | 6964.2857 | 238.0952 | 0 | 229.5918 | 11479.5918 | #DIV/0! |  | #DIV/0! | 18 | 0 | 0 | 0 | 0 | 0 | 0 | 0 | 11479.5918 | 68.6578 | 30.0474 | 68.6578 | 13.5894 | 21904.5947 | 21898.2053 | 11466.0024 | 35.0474 | 35.0371 | 35.0474 | 35 | 1 | 1 | 0 | 7.2 | 1 | 7.2 | 11466.0024 | 18 | 0 | 0 | 0 | 0 | 0 | 0 | 0 | 0 | 0 | 0 | 0 | 0 | 0
1039 | 44 | 2 | 13 | 4047.619 | 6964.2857 | 238.0952 | 2000 | 270.4082 | 13520.4082 | #DIV/0! |  | #DIV/0! | 18 | 0 | 0 | 0 | 0 | 0 | 0 | 0 | 13520.4082 | 80.8637 | 30.0371 | 71.7703 | 12.5498 | 21898.2053 | 21892.8555 | 13507.8584 | 35.0371 | 35.0286 | 35.0371 | 35 | 1 | 1 | 0 | 7.2 | 1 | 7.2 | 13507.8584 | 18 | 0 | 0 | 0 | 0 | 0 | 0 | 0 | 0 | 0 | 0 | 0 | 0 | 0
1040 | 44 | 2 | 13 | 4047.619 | 6964.2857 | 238.0952 | 2000 | 270.4082 | 13520.4082 | #DIV/0! |  | #DIV/0! | 18 | 0 | 0 | 0 | 0 | 0 | 0 | 0 | 13520.4082 | 80.8637 | 30.0286 | 71.7703 | 9.6565 | 21892.8555 | 21890.399 | 13510.7516 | 35.0286 | 35.0246 | 35.0286 | 35 | 1 | 1 | 0 | 7.2 | 1 | 7.2 | 13510.7516 | 18 | 0 | 0 | 0 | 0 | 0 | 0 | 0 | 0 | 0 | 0 | 0 | 0 | 0
1041 | 44 | 2 | 13 | 4047.619 | 2785.7143 | 238.0952 | 2000 | 185.1312 | 9256.5598 | #DIV/0! |  | #DIV/0! | 18 | 0 | 0 | 0 | 0 | 0 | 0 | 0 | 9256.5598 | 55.3622 | 30.0246 | 55.3622 | 5.7017 | 21890.399 | 21891.8973 | 9250.8581 | 35.0246 | 35.027 | 35.0246 | 35 | 1 | 1 | 0 | 7.2 | 1 | 7.2 | 9250.8581 | 18 | 0 | 0 | 0 | 0 | 0 | 0 | 0 | 0 | 0 | 0 | 0 | 0 | 0
1042 | 44 | 2 | 13 | 4047.619 | 0 | 238.0952 | 2000 | 128.2799 | 6413.9942 | #DIV/0! |  | #DIV/0! | 18 | 0 | 0 | 0 | 0 | 0 | 0 | 0 | 6413.9942 | 38.3612 | 30.027 | 38.3612 | 4.3352 | 21891.8973 | 21894.7621 | 6409.659 | 35.027 | 35.0316 | 35.027 | 35 | 1 | 1 | 0 | 7.2 | 1 | 7.2 | 6409.659 | 18 | 0 | 0 | 0 | 0 | 0 | 0 | 0 | 0 | 0 | 0 | 0 | 0 | 0
1043 | 44 | 2 | 13 | 4047.619 | 0 | 238.0952 | 2000 | 128.2799 | 6413.9942 | #DIV/0! |  | #DIV/0! | 18 | 0 | 0 | 0 | 0 | 0 | 0 | 0 | 6413.9942 | 38.3612 | 30.0316 | 38.3612 | 5.0702 | 21894.7621 | 21896.892 | 6408.924 | 35.0316 | 35.035 | 35.0316 | 35 | 1 | 1 | 0 | 7.2 | 1 | 7.2 | 6408.924 | 18 | 0 | 0 | 0 | 0 | 0 | 0 | 0 | 0 | 0 | 0 | 0 | 0 | 0
1044 | 44 | 2 | 13 | 4047.619 | 0 | 238.0952 | 2000 | 128.2799 | 6413.9942 | #DIV/0! |  | #DIV/0! | 18 | 0 | 0 | 0 | 0 | 0 | 0 | 0 | 6413.9942 | 38.3612 | 30.035 | 38.3612 | 5.6166 | 21896.892 | 21898.4754 | 6408.3776 | 35.035 | 35.0376 | 35.035 | 35 | 1 | 1 | 0 | 7.2 | 1 | 7.2 | 6408.3776 | 18 | 0 | 0 | 0 | 0 | 0 | 0 | 0 | 0 | 0 | 0 | 0 | 0 | 0
1045 | 44 | 2 | 13 | 4047.619 | 0 | 238.0952 | 2000 | 128.2799 | 6413.9942 | #DIV/0! |  | #DIV/0! | 18 | 0 | 0 | 0 | 0 | 0 | 0 | 0 | 6413.9942 | 38.3612 | 30.0376 | 38.3612 | 6.0228 | 21898.4754 | 21899.6525 | 6407.9713 | 35.0376 | 35.0394 | 35.0376 | 35 | 1 | 1 | 0 | 7.2 | 1 | 7.2 | 6407.9713 | 18 | 0 | 0 | 0 | 0 | 0 | 0 | 0 | 0 | 0 | 0 | 0 | 0 | 0
1046 | 44 | 2 | 13 | 4047.619 | 0 | 238.0952 | 2000 | 128.2799 | 6413.9942 | #DIV/0! |  | #DIV/0! | 18 | 0 | 0 | 0 | 0 | 0 | 0 | 0 | 6413.9942 | 38.3612 | 30.0394 | 38.3612 | 6.3248 | 21899.6525 | 21900.5277 | 6407.6693 | 35.0394 | 35.0408 | 35.0394 | 35 | 1 | 1 | 0 | 7.2 | 1 | 7.2 | 6407.6693 | 18 | 0 | 0 | 0 | 0 | 0 | 0 | 0 | 0 | 0 | 0 | 0 | 0 | 0
1047 | 44 | 2 | 13 | 4047.619 | 0 | 238.0952 | 2000 | 128.2799 | 6413.9942 | #DIV/0! |  | #DIV/0! | 18 | 0 | 0 | 0 | 0 | 0 | 0 | 0 | 6413.9942 | 38.3612 | 30.0408 | 38.3612 | 6.5494 | 21900.5277 | 21901.1783 | 6407.4448 | 35.0408 | 35.0419 | 35.0408 | 35 | 1 | 1 | 0 | 7.2 | 1 | 7.2 | 6407.4448 | 18 | 0 | 0 | 0 | 0 | 0 | 0 | 0 | 0 | 0 | 0 | 0 | 0 | 0
1048 | 44 | 2 | 13 | 4047.619 | 0 | 238.0952 | 2000 | 128.2799 | 6413.9942 | #DIV/0! |  | #DIV/0! | 18 | 0 | 0 | 0 | 0 | 0 | 0 | 0 | 6413.9942 | 38.3612 | 30.0419 | 38.3612 | 6.7163 | 21901.1783 | 21901.662 | 6407.2779 | 35.0419 | 35.0427 | 35.0419 | 35 | 1 | 1 | 0 | 7.2 | 1 | 7.2 | 6407.2779 | 18 | 0 | 0 | 0 | 0 | 0 | 0 | 0 | 0 | 0 | 0 | 0 | 0 | 0
1049 | 44 | 2 | 13 | 4047.619 | 0 | 238.0952 | 0 | 87.4636 | 4373.1778 | #DIV/0! |  | #DIV/0! | 18 | 0 | 0 | 0 | 0 | 0 | 0 | 0 | 4373.1778 | 26.1554 | 30.0427 | 26.1554 | 4.6639 | 21901.662 | 21904.1981 | 4368.5139 | 35.0427 | 35.0467 | 35.0427 | 35 | 1 | 1 | 0 | 7.2 | 1 | 7.2 | 4368.5139 | 18 | 0 | 0 | 0 | 0 | 0 | 0 | 0 | 0 | 0 | 0 | 0 | 0 | 0
1050 | 44 | 2 | 13 | 4047.619 | 3482.1429 | 238.0952 | 0 | 158.5277 | 7926.3848 | #DIV/0! |  | #DIV/0! | 18 | 0 | 0 | 0 | 0 | 0 | 0 | 0 | 7926.3848 | 47.4066 | 30.0467 | 47.4066 | 9.2574 | 21904.1981 | 21902.1407 | 7917.1274 | 35.0467 | 35.0434 | 35.0467 | 35 | 1 | 1 | 0 | 7.2 | 1 | 7.2 | 7917.1274 | 18 | 0 | 0 | 0 | 0 | 0 | 0 | 0 | 0 | 0 | 0 | 0 | 0 | 0
1051 | 44 | 2 | 13 | 4047.619 | 6964.2857 | 238.0952 | 0 | 229.5918 | 11479.5918 | #DIV/0! |  | #DIV/0! | 18 | 0 | 0 | 0 | 0 | 0 | 0 | 0 | 11479.5918 | 68.6578 | 30.0434 | 68.6578 | 12.4626 | 21902.1407 | 21896.8781 | 11467.1293 | 35.0434 | 35.035 | 35.0434 | 35 | 1 | 1 | 0 | 7.2 | 1 | 7.2 | 11467.1293 | 18 | 0 | 0 | 0 | 0 | 0 | 0 | 0 | 0 | 0 | 0 | 0 | 0 | 0
1052 | 44 | 2 | 13 | 4047.619 | 6964.2857 | 238.0952 | 0 | 229.5918 | 11479.5918 | #DIV/0! |  | #DIV/0! | 18 | 0 | 0 | 0 | 0 | 0 | 0 | 0 | 11479.5918 | 68.6578 | 30.035 | 68.6578 | 10.0461 | 21896.8781 | 21894.032 | 11469.5458 | 35.035 | 35.0305 | 35.035 | 35 | 1 | 1 | 0 | 7.2 | 1 | 7.2 | 11469.5458 | 18 | 0 | 0 | 0 | 0 | 0 | 0 | 0 | 0 | 0 | 0 | 0 | 0 | 0
1053 | 44 | 2 | 13 | 4047.619 | 6964.2857 | 238.0952 | 0 | 229.5918 | 11479.5918 | #DIV/0! |  | #DIV/0! | 18 | 0 | 0 | 0 | 0 | 0 | 0 | 0 | 11479.5918 | 68.6578 | 30.0305 | 68.6578 | 8.7392 | 21894.032 | 21892.4928 | 11470.8526 | 35.0305 | 35.028 | 35.0305 | 35 | 1 | 1 | 0 | 7.2 | 1 | 7.2 | 11470.8526 | 18 | 0 | 0 | 0 | 0 | 0 | 0 | 0 | 0 | 0 | 0 | 0 | 0 | 0
1054 | 44 | 2 | 13 | 4047.619 | 3482.1429 | 238.0952 | 0 | 158.5277 | 7926.3848 | #DIV/0! |  | #DIV/0! | 18 | 0 | 0 | 0 | 0 | 0 | 0 | 0 | 7926.3848 | 47.4066 | 30.028 | 47.4066 | 5.5462 | 21892.4928 | 21894.1466 | 7920.8386 | 35.028 | 35.0306 | 35.028 | 35 | 1 | 1 | 0 | 7.2 | 1 | 7.2 | 7920.8386 | 18 | 0 | 0 | 0 | 0 | 0 | 0 | 0 | 0 | 0 | 0 | 0 | 0 | 0
1055 | 44 | 2 | 14 | 4047.619 | 0 | 238.0952 | 0 | 87.4636 | 4373.1778 | #DIV/0! |  | #DIV/0! | 18 | 0 | 0 | 0 | 0 | 0 | 0 | 0 | 4373.1778 | 26.1554 | 30.0306 | 26.1554 | 3.3493 | 21894.1466 | 21897.9974 | 4369.8286 | 35.0306 | 35.0368 | 35.0306 | 35 | 1 | 1 | 0 | 7.2 | 1 | 7.2 | 4369.8286 | 18 | 0 | 0 | 0 | 0 | 0 | 0 | 0 | 0 | 0 | 0 | 0 | 0 | 0
1056 | 45 | 2 | 14 | 4047.619 | 0 | 238.0952 | 0 | 87.4636 | 4373.1778 | #DIV/0! |  | #DIV/0! | 18 | 0 | 0 | 0 | 0 | 0 | 0 | 0 | 4373.1778 | 26.1554 | 30.0368 | 26.1554 | 4.0229 | 21897.9974 | 21901.1745 | 4369.155 | 35.0368 | 35.0419 | 35.0368 | 35 | 1 | 1 | 0 | 7.2 | 1 | 7.2 | 4369.155 | 18 | 0 | 0 | 0 | 0 | 0 | 0 | 0 | 0 | 0 | 0 | 0 | 0 | 0
1057 | 45 | 2 | 14 | 4047.619 | 0 | 238.0952 | 0 | 87.4636 | 4373.1778 | #DIV/0! |  | #DIV/0! | 18 | 0 | 0 | 0 | 0 | 0 | 0 | 0 | 4373.1778 | 26.1554 | 30.0419 | 26.1554 | 4.5786 | 21901.1745 | 21903.7959 | 4368.5992 | 35.0419 | 35.0461 | 35.0419 | 35 | 1 | 1 | 0 | 7.2 | 1 | 7.2 | 4368.5992 | 18 | 0 | 0 | 0 | 0 | 0 | 0 | 0 | 0 | 0 | 0 | 0 | 0 | 0
1058 | 45 | 2 | 14 | 4047.619 | 0 | 238.0952 | 0 | 87.4636 | 4373.1778 | #DIV/0! |  | #DIV/0! | 18 | 0 | 0 | 0 | 0 | 0 | 0 | 0 | 4373.1778 | 26.1554 | 30.0461 | 26.1554 | 5.0372 | 21903.7959 | 21905.9587 | 4368.1407 | 35.0461 | 35.0495 | 35.0461 | 35 | 1 | 1 | 0 | 7.2 | 1 | 7.2 | 4368.1407 | 18 | 0 | 0 | 0 | 0 | 0 | 0 | 0 | 0 | 0 | 0 | 0 | 0 | 0
1059 | 45 | 2 | 14 | 4047.619 | 0 | 238.0952 | 0 | 87.4636 | 4373.1778 | #DIV/0! |  | #DIV/0! | 18 | 0 | 0 | 0 | 0 | 0 | 0 | 0 | 4373.1778 | 26.1554 | 30.0495 | 26.1554 | 5.4155 | 21905.9587 | 21907.7432 | 4367.7623 | 35.0495 | 35.0524 | 35.0495 | 35 | 1 | 1 | 0 | 7.2 | 1 | 7.2 | 4367.7623 | 18 | 0 | 0 | 0 | 0 | 0 | 0 | 0 | 0 | 0 | 0 | 0 | 0 | 0
1060 | 45 | 2 | 14 | 4047.619 | 0 | 238.0952 | 0 | 87.4636 | 4373.1778 | #DIV/0! |  | #DIV/0! | 18 | 0 | 0 | 0 | 0 | 0 | 0 | 0 | 4373.1778 | 26.1554 | 30.0524 | 26.1554 | 5.7277 | 21907.7432 | 21909.2155 | 4367.4502 | 35.0524 | 35.0547 | 35.0524 | 35 | 1 | 1 | 0 | 7.2 | 1 | 7.2 | 4367.4502 | 18 | 0 | 0 | 0 | 0 | 0 | 0 | 0 | 0 | 0 | 0 | 0 | 0 | 0
1061 | 45 | 2 | 14 | 4047.619 | 4178.5714 | 238.0952 | 0 | 172.7405 | 8637.0262 | #DIV/0! |  | #DIV/0! | 18 | 0 | 0 | 0 | 0 | 0 | 0 | 0 | 8637.0262 | 51.6569 | 30.0547 | 51.6569 | 11.8208 | 21909.2155 | 21904.5947 | 8625.2054 | 35.0547 | 35.0474 | 35.0547 | 35 | 1 | 1 | 0 | 7.2 | 1 | 7.2 | 8625.2054 | 18 | 0 | 0 | 0 | 0 | 0 | 0 | 0 | 0 | 0 | 0 | 0 | 0 | 0
1062 | 45 | 2 | 14 | 4047.619 | 6964.2857 | 238.0952 | 0 | 229.5918 | 11479.5918 | #DIV/0! |  | #DIV/0! | 18 | 0 | 0 | 0 | 0 | 0 | 0 | 0 | 11479.5918 | 68.6578 | 30.0474 | 68.6578 | 13.5894 | 21904.5947 | 21898.2053 | 11466.0024 | 35.0474 | 35.0371 | 35.0474 | 35 | 1 | 1 | 0 | 7.2 | 1 | 7.2 | 11466.0024 | 18 | 0 | 0 | 0 | 0 | 0 | 0 | 0 | 0 | 0 | 0 | 0 | 0 | 0
1063 | 45 | 2 | 14 | 4047.619 | 6964.2857 | 238.0952 | 2000 | 270.4082 | 13520.4082 | #DIV/0! |  | #DIV/0! | 18 | 0 | 0 | 0 | 0 | 0 | 0 | 0 | 13520.4082 | 80.8637 | 30.0371 | 71.7703 | 12.5498 | 21898.2053 | 21892.8555 | 13507.8584 | 35.0371 | 35.0286 | 35.0371 | 35 | 1 | 1 | 0 | 7.2 | 1 | 7.2 | 13507.8584 | 18 | 0 | 0 | 0 | 0 | 0 | 0 | 0 | 0 | 0 | 0 | 0 | 0 | 0
1064 | 45 | 2 | 14 | 4047.619 | 6964.2857 | 238.0952 | 2000 | 270.4082 | 13520.4082 | #DIV/0! |  | #DIV/0! | 18 | 0 | 0 | 0 | 0 | 0 | 0 | 0 | 13520.4082 | 80.8637 | 30.0286 | 71.7703 | 9.6565 | 21892.8555 | 21890.399 | 13510.7516 | 35.0286 | 35.0246 | 35.0286 | 35 | 1 | 1 | 0 | 7.2 | 1 | 7.2 | 13510.7516 | 18 | 0 | 0 | 0 | 0 | 0 | 0 | 0 | 0 | 0 | 0 | 0 | 0 | 0
1065 | 45 | 2 | 14 | 4047.619 | 2785.7143 | 238.0952 | 2000 | 185.1312 | 9256.5598 | #DIV/0! |  | #DIV/0! | 18 | 0 | 0 | 0 | 0 | 0 | 0 | 0 | 9256.5598 | 55.3622 | 30.0246 | 55.3622 | 5.7017 | 21890.399 | 21891.8973 | 9250.8581 | 35.0246 | 35.027 | 35.0246 | 35 | 1 | 1 | 0 | 7.2 | 1 | 7.2 | 9250.8581 | 18 | 0 | 0 | 0 | 0 | 0 | 0 | 0 | 0 | 0 | 0 | 0 | 0 | 0
1066 | 45 | 2 | 14 | 4047.619 | 0 | 238.0952 | 2000 | 128.2799 | 6413.9942 | #DIV/0! |  | #DIV/0! | 18 | 0 | 0 | 0 | 0 | 0 | 0 | 0 | 6413.9942 | 38.3612 | 30.027 | 38.3612 | 4.3352 | 21891.8973 | 21894.7621 | 6409.659 | 35.027 | 35.0316 | 35.027 | 35 | 1 | 1 | 0 | 7.2 | 1 | 7.2 | 6409.659 | 18 | 0 | 0 | 0 | 0 | 0 | 0 | 0 | 0 | 0 | 0 | 0 | 0 | 0
1067 | 45 | 2 | 14 | 4047.619 | 0 | 238.0952 | 2000 | 128.2799 | 6413.9942 | #DIV/0! |  | #DIV/0! | 18 | 0 | 0 | 0 | 0 | 0 | 0 | 0 | 6413.9942 | 38.3612 | 30.0316 | 38.3612 | 5.0702 | 21894.7621 | 21896.892 | 6408.924 | 35.0316 | 35.035 | 35.0316 | 35 | 1 | 1 | 0 | 7.2 | 1 | 7.2 | 6408.924 | 18 | 0 | 0 | 0 | 0 | 0 | 0 | 0 | 0 | 0 | 0 | 0 | 0 | 0
1068 | 45 | 2 | 14 | 4047.619 | 0 | 238.0952 | 2000 | 128.2799 | 6413.9942 | #DIV/0! |  | #DIV/0! | 18 | 0 | 0 | 0 | 0 | 0 | 0 | 0 | 6413.9942 | 38.3612 | 30.035 | 38.3612 | 5.6166 | 21896.892 | 21898.4754 | 6408.3776 | 35.035 | 35.0376 | 35.035 | 35 | 1 | 1 | 0 | 7.2 | 1 | 7.2 | 6408.3776 | 18 | 0 | 0 | 0 | 0 | 0 | 0 | 0 | 0 | 0 | 0 | 0 | 0 | 0
1069 | 45 | 2 | 14 | 4047.619 | 0 | 238.0952 | 2000 | 128.2799 | 6413.9942 | #DIV/0! |  | #DIV/0! | 18 | 0 | 0 | 0 | 0 | 0 | 0 | 0 | 6413.9942 | 38.3612 | 30.0376 | 38.3612 | 6.0228 | 21898.4754 | 21899.6525 | 6407.9713 | 35.0376 | 35.0394 | 35.0376 | 35 | 1 | 1 | 0 | 7.2 | 1 | 7.2 | 6407.9713 | 18 | 0 | 0 | 0 | 0 | 0 | 0 | 0 | 0 | 0 | 0 | 0 | 0 | 0
1070 | 45 | 2 | 14 | 4047.619 | 0 | 238.0952 | 2000 | 128.2799 | 6413.9942 | #DIV/0! |  | #DIV/0! | 18 | 0 | 0 | 0 | 0 | 0 | 0 | 0 | 6413.9942 | 38.3612 | 30.0394 | 38.3612 | 6.3248 | 21899.6525 | 21900.5277 | 6407.6693 | 35.0394 | 35.0408 | 35.0394 | 35 | 1 | 1 | 0 | 7.2 | 1 | 7.2 | 6407.6693 | 18 | 0 | 0 | 0 | 0 | 0 | 0 | 0 | 0 | 0 | 0 | 0 | 0 | 0
1071 | 45 | 2 | 14 | 4047.619 | 0 | 238.0952 | 2000 | 128.2799 | 6413.9942 | #DIV/0! |  | #DIV/0! | 18 | 0 | 0 | 0 | 0 | 0 | 0 | 0 | 6413.9942 | 38.3612 | 30.0408 | 38.3612 | 6.5494 | 21900.5277 | 21901.1783 | 6407.4448 | 35.0408 | 35.0419 | 35.0408 | 35 | 1 | 1 | 0 | 7.2 | 1 | 7.2 | 6407.4448 | 18 | 0 | 0 | 0 | 0 | 0 | 0 | 0 | 0 | 0 | 0 | 0 | 0 | 0
1072 | 45 | 2 | 14 | 4047.619 | 0 | 238.0952 | 2000 | 128.2799 | 6413.9942 | #DIV/0! |  | #DIV/0! | 18 | 0 | 0 | 0 | 0 | 0 | 0 | 0 | 6413.9942 | 38.3612 | 30.0419 | 38.3612 | 6.7163 | 21901.1783 | 21901.662 | 6407.2779 | 35.0419 | 35.0427 | 35.0419 | 35 | 1 | 1 | 0 | 7.2 | 1 | 7.2 | 6407.2779 | 18 | 0 | 0 | 0 | 0 | 0 | 0 | 0 | 0 | 0 | 0 | 0 | 0 | 0
1073 | 45 | 2 | 14 | 4047.619 | 0 | 238.0952 | 0 | 87.4636 | 4373.1778 | #DIV/0! |  | #DIV/0! | 18 | 0 | 0 | 0 | 0 | 0 | 0 | 0 | 4373.1778 | 26.1554 | 30.0427 | 26.1554 | 4.6639 | 21901.662 | 21904.1981 | 4368.5139 | 35.0427 | 35.0467 | 35.0427 | 35 | 1 | 1 | 0 | 7.2 | 1 | 7.2 | 4368.5139 | 18 | 0 | 0 | 0 | 0 | 0 | 0 | 0 | 0 | 0 | 0 | 0 | 0 | 0
1074 | 45 | 2 | 14 | 4047.619 | 3482.1429 | 238.0952 | 0 | 158.5277 | 7926.3848 | #DIV/0! |  | #DIV/0! | 18 | 0 | 0 | 0 | 0 | 0 | 0 | 0 | 7926.3848 | 47.4066 | 30.0467 | 47.4066 | 9.2574 | 21904.1981 | 21902.1407 | 7917.1274 | 35.0467 | 35.0434 | 35.0467 | 35 | 1 | 1 | 0 | 7.2 | 1 | 7.2 | 7917.1274 | 18 | 0 | 0 | 0 | 0 | 0 | 0 | 0 | 0 | 0 | 0 | 0 | 0 | 0
1075 | 45 | 2 | 14 | 4047.619 | 6964.2857 | 238.0952 | 0 | 229.5918 | 11479.5918 | #DIV/0! |  | #DIV/0! | 18 | 0 | 0 | 0 | 0 | 0 | 0 | 0 | 11479.5918 | 68.6578 | 30.0434 | 68.6578 | 12.4626 | 21902.1407 | 21896.8781 | 11467.1293 | 35.0434 | 35.035 | 35.0434 | 35 | 1 | 1 | 0 | 7.2 | 1 | 7.2 | 11467.1293 | 18 | 0 | 0 | 0 | 0 | 0 | 0 | 0 | 0 | 0 | 0 | 0 | 0 | 0
1076 | 45 | 2 | 14 | 4047.619 | 6964.2857 | 238.0952 | 0 | 229.5918 | 11479.5918 | #DIV/0! |  | #DIV/0! | 18 | 0 | 0 | 0 | 0 | 0 | 0 | 0 | 11479.5918 | 68.6578 | 30.035 | 68.6578 | 10.0461 | 21896.8781 | 21894.032 | 11469.5458 | 35.035 | 35.0305 | 35.035 | 35 | 1 | 1 | 0 | 7.2 | 1 | 7.2 | 11469.5458 | 18 | 0 | 0 | 0 | 0 | 0 | 0 | 0 | 0 | 0 | 0 | 0 | 0 | 0
1077 | 45 | 2 | 14 | 4047.619 | 6964.2857 | 238.0952 | 0 | 229.5918 | 11479.5918 | #DIV/0! |  | #DIV/0! | 18 | 0 | 0 | 0 | 0 | 0 | 0 | 0 | 11479.5918 | 68.6578 | 30.0305 | 68.6578 | 8.7392 | 21894.032 | 21892.4928 | 11470.8526 | 35.0305 | 35.028 | 35.0305 | 35 | 1 | 1 | 0 | 7.2 | 1 | 7.2 | 11470.8526 | 18 | 0 | 0 | 0 | 0 | 0 | 0 | 0 | 0 | 0 | 0 | 0 | 0 | 0
1078 | 45 | 2 | 14 | 4047.619 | 3482.1429 | 238.0952 | 0 | 158.5277 | 7926.3848 | #DIV/0! |  | #DIV/0! | 18 | 0 | 0 | 0 | 0 | 0 | 0 | 0 | 7926.3848 | 47.4066 | 30.028 | 47.4066 | 5.5462 | 21892.4928 | 21894.1466 | 7920.8386 | 35.028 | 35.0306 | 35.028 | 35 | 1 | 1 | 0 | 7.2 | 1 | 7.2 | 7920.8386 | 18 | 0 | 0 | 0 | 0 | 0 | 0 | 0 | 0 | 0 | 0 | 0 | 0 | 0
1079 | 45 | 2 | 15 | 4047.619 | 0 | 238.0952 | 0 | 87.4636 | 4373.1778 | #DIV/0! |  | #DIV/0! | 18 | 0 | 0 | 0 | 0 | 0 | 0 | 0 | 4373.1778 | 26.1554 | 30.0306 | 26.1554 | 3.3493 | 21894.1466 | 21897.9974 | 4369.8286 | 35.0306 | 35.0368 | 35.0306 | 35 | 1 | 1 | 0 | 7.2 | 1 | 7.2 | 4369.8286 | 18 | 0 | 0 | 0 | 0 | 0 | 0 | 0 | 0 | 0 | 0 | 0 | 0 | 0
1080 | 46 | 2 | 15 | 4047.619 | 0 | 238.0952 | 0 | 87.4636 | 4373.1778 | #DIV/0! |  | #DIV/0! | 18 | 0 | 0 | 0 | 0 | 0 | 0 | 0 | 4373.1778 | 26.1554 | 30.0368 | 26.1554 | 4.0229 | 21897.9974 | 21901.1745 | 4369.155 | 35.0368 | 35.0419 | 35.0368 | 35 | 1 | 1 | 0 | 7.2 | 1 | 7.2 | 4369.155 | 18 | 0 | 0 | 0 | 0 | 0 | 0 | 0 | 0 | 0 | 0 | 0 | 0 | 0
1081 | 46 | 2 | 15 | 4047.619 | 0 | 238.0952 | 0 | 87.4636 | 4373.1778 | #DIV/0! |  | #DIV/0! | 18 | 0 | 0 | 0 | 0 | 0 | 0 | 0 | 4373.1778 | 26.1554 | 30.0419 | 26.1554 | 4.5786 | 21901.1745 | 21903.7959 | 4368.5992 | 35.0419 | 35.0461 | 35.0419 | 35 | 1 | 1 | 0 | 7.2 | 1 | 7.2 | 4368.5992 | 18 | 0 | 0 | 0 | 0 | 0 | 0 | 0 | 0 | 0 | 0 | 0 | 0 | 0
1082 | 46 | 2 | 15 | 4047.619 | 0 | 238.0952 | 0 | 87.4636 | 4373.1778 | #DIV/0! |  | #DIV/0! | 18 | 0 | 0 | 0 | 0 | 0 | 0 | 0 | 4373.1778 | 26.1554 | 30.0461 | 26.1554 | 5.0372 | 21903.7959 | 21905.9587 | 4368.1407 | 35.0461 | 35.0495 | 35.0461 | 35 | 1 | 1 | 0 | 7.2 | 1 | 7.2 | 4368.1407 | 18 | 0 | 0 | 0 | 0 | 0 | 0 | 0 | 0 | 0 | 0 | 0 | 0 | 0
1083 | 46 | 2 | 15 | 4047.619 | 0 | 238.0952 | 0 | 87.4636 | 4373.1778 | #DIV/0! |  | #DIV/0! | 18 | 0 | 0 | 0 | 0 | 0 | 0 | 0 | 4373.1778 | 26.1554 | 30.0495 | 26.1554 | 5.4155 | 21905.9587 | 21907.7432 | 4367.7623 | 35.0495 | 35.0524 | 35.0495 | 35 | 1 | 1 | 0 | 7.2 | 1 | 7.2 | 4367.7623 | 18 | 0 | 0 | 0 | 0 | 0 | 0 | 0 | 0 | 0 | 0 | 0 | 0 | 0
1084 | 46 | 2 | 15 | 4047.619 | 0 | 238.0952 | 0 | 87.4636 | 4373.1778 | #DIV/0! |  | #DIV/0! | 18 | 0 | 0 | 0 | 0 | 0 | 0 | 0 | 4373.1778 | 26.1554 | 30.0524 | 26.1554 | 5.7277 | 21907.7432 | 21909.2155 | 4367.4502 | 35.0524 | 35.0547 | 35.0524 | 35 | 1 | 1 | 0 | 7.2 | 1 | 7.2 | 4367.4502 | 18 | 0 | 0 | 0 | 0 | 0 | 0 | 0 | 0 | 0 | 0 | 0 | 0 | 0
1085 | 46 | 2 | 15 | 4047.619 | 4178.5714 | 238.0952 | 0 | 172.7405 | 8637.0262 | #DIV/0! |  | #DIV/0! | 18 | 0 | 0 | 0 | 0 | 0 | 0 | 0 | 8637.0262 | 51.6569 | 30.0547 | 51.6569 | 11.8208 | 21909.2155 | 21904.5947 | 8625.2054 | 35.0547 | 35.0474 | 35.0547 | 35 | 1 | 1 | 0 | 7.2 | 1 | 7.2 | 8625.2054 | 18 | 0 | 0 | 0 | 0 | 0 | 0 | 0 | 0 | 0 | 0 | 0 | 0 | 0
1086 | 46 | 2 | 15 | 4047.619 | 6964.2857 | 238.0952 | 0 | 229.5918 | 11479.5918 | #DIV/0! |  | #DIV/0! | 18 | 0 | 0 | 0 | 0 | 0 | 0 | 0 | 11479.5918 | 68.6578 | 30.0474 | 68.6578 | 13.5894 | 21904.5947 | 21898.2053 | 11466.0024 | 35.0474 | 35.0371 | 35.0474 | 35 | 1 | 1 | 0 | 7.2 | 1 | 7.2 | 11466.0024 | 18 | 0 | 0 | 0 | 0 | 0 | 0 | 0 | 0 | 0 | 0 | 0 | 0 | 0
1087 | 46 | 2 | 15 | 4047.619 | 6964.2857 | 238.0952 | 2000 | 270.4082 | 13520.4082 | #DIV/0! |  | #DIV/0! | 18 | 0 | 0 | 0 | 0 | 0 | 0 | 0 | 13520.4082 | 80.8637 | 30.0371 | 71.7703 | 12.5498 | 21898.2053 | 21892.8555 | 13507.8584 | 35.0371 | 35.0286 | 35.0371 | 35 | 1 | 1 | 0 | 7.2 | 1 | 7.2 | 13507.8584 | 18 | 0 | 0 | 0 | 0 | 0 | 0 | 0 | 0 | 0 | 0 | 0 | 0 | 0
1088 | 46 | 2 | 15 | 4047.619 | 6964.2857 | 238.0952 | 2000 | 270.4082 | 13520.4082 | #DIV/0! |  | #DIV/0! | 18 | 0 | 0 | 0 | 0 | 0 | 0 | 0 | 13520.4082 | 80.8637 | 30.0286 | 71.7703 | 9.6565 | 21892.8555 | 21890.399 | 13510.7516 | 35.0286 | 35.0246 | 35.0286 | 35 | 1 | 1 | 0 | 7.2 | 1 | 7.2 | 13510.7516 | 18 | 0 | 0 | 0 | 0 | 0 | 0 | 0 | 0 | 0 | 0 | 0 | 0 | 0
1089 | 46 | 2 | 15 | 4047.619 | 2785.7143 | 238.0952 | 2000 | 185.1312 | 9256.5598 | #DIV/0! |  | #DIV/0! | 18 | 0 | 0 | 0 | 0 | 0 | 0 | 0 | 9256.5598 | 55.3622 | 30.0246 | 55.3622 | 5.7017 | 21890.399 | 21891.8973 | 9250.8581 | 35.0246 | 35.027 | 35.0246 | 35 | 1 | 1 | 0 | 7.2 | 1 | 7.2 | 9250.8581 | 18 | 0 | 0 | 0 | 0 | 0 | 0 | 0 | 0 | 0 | 0 | 0 | 0 | 0
1090 | 46 | 2 | 15 | 4047.619 | 0 | 238.0952 | 2000 | 128.2799 | 6413.9942 | #DIV/0! |  | #DIV/0! | 18 | 0 | 0 | 0 | 0 | 0 | 0 | 0 | 6413.9942 | 38.3612 | 30.027 | 38.3612 | 4.3352 | 21891.8973 | 21894.7621 | 6409.659 | 35.027 | 35.0316 | 35.027 | 35 | 1 | 1 | 0 | 7.2 | 1 | 7.2 | 6409.659 | 18 | 0 | 0 | 0 | 0 | 0 | 0 | 0 | 0 | 0 | 0 | 0 | 0 | 0
1091 | 46 | 2 | 15 | 4047.619 | 0 | 238.0952 | 2000 | 128.2799 | 6413.9942 | #DIV/0! |  | #DIV/0! | 18 | 0 | 0 | 0 | 0 | 0 | 0 | 0 | 6413.9942 | 38.3612 | 30.0316 | 38.3612 | 5.0702 | 21894.7621 | 21896.892 | 6408.924 | 35.0316 | 35.035 | 35.0316 | 35 | 1 | 1 | 0 | 7.2 | 1 | 7.2 | 6408.924 | 18 | 0 | 0 | 0 | 0 | 0 | 0 | 0 | 0 | 0 | 0 | 0 | 0 | 0
1092 | 46 | 2 | 15 | 4047.619 | 0 | 238.0952 | 2000 | 128.2799 | 6413.9942 | #DIV/0! |  | #DIV/0! | 18 | 0 | 0 | 0 | 0 | 0 | 0 | 0 | 6413.9942 | 38.3612 | 30.035 | 38.3612 | 5.6166 | 21896.892 | 21898.4754 | 6408.3776 | 35.035 | 35.0376 | 35.035 | 35 | 1 | 1 | 0 | 7.2 | 1 | 7.2 | 6408.3776 | 18 | 0 | 0 | 0 | 0 | 0 | 0 | 0 | 0 | 0 | 0 | 0 | 0 | 0
1093 | 46 | 2 | 15 | 4047.619 | 0 | 238.0952 | 2000 | 128.2799 | 6413.9942 | #DIV/0! |  | #DIV/0! | 18 | 0 | 0 | 0 | 0 | 0 | 0 | 0 | 6413.9942 | 38.3612 | 30.0376 | 38.3612 | 6.0228 | 21898.4754 | 21899.6525 | 6407.9713 | 35.0376 | 35.0394 | 35.0376 | 35 | 1 | 1 | 0 | 7.2 | 1 | 7.2 | 6407.9713 | 18 | 0 | 0 | 0 | 0 | 0 | 0 | 0 | 0 | 0 | 0 | 0 | 0 | 0
1094 | 46 | 2 | 15 | 4047.619 | 0 | 238.0952 | 2000 | 128.2799 | 6413.9942 | #DIV/0! |  | #DIV/0! | 18 | 0 | 0 | 0 | 0 | 0 | 0 | 0 | 6413.9942 | 38.3612 | 30.0394 | 38.3612 | 6.3248 | 21899.6525 | 21900.5277 | 6407.6693 | 35.0394 | 35.0408 | 35.0394 | 35 | 1 | 1 | 0 | 7.2 | 1 | 7.2 | 6407.6693 | 18 | 0 | 0 | 0 | 0 | 0 | 0 | 0 | 0 | 0 | 0 | 0 | 0 | 0
1095 | 46 | 2 | 15 | 4047.619 | 0 | 238.0952 | 2000 | 128.2799 | 6413.9942 | #DIV/0! |  | #DIV/0! | 18 | 0 | 0 | 0 | 0 | 0 | 0 | 0 | 6413.9942 | 38.3612 | 30.0408 | 38.3612 | 6.5494 | 21900.5277 | 21901.1783 | 6407.4448 | 35.0408 | 35.0419 | 35.0408 | 35 | 1 | 1 | 0 | 7.2 | 1 | 7.2 | 6407.4448 | 18 | 0 | 0 | 0 | 0 | 0 | 0 | 0 | 0 | 0 | 0 | 0 | 0 | 0
1096 | 46 | 2 | 15 | 4047.619 | 0 | 238.0952 | 2000 | 128.2799 | 6413.9942 | #DIV/0! |  | #DIV/0! | 18 | 0 | 0 | 0 | 0 | 0 | 0 | 0 | 6413.9942 | 38.3612 | 30.0419 | 38.3612 | 6.7163 | 21901.1783 | 21901.662 | 6407.2779 | 35.0419 | 35.0427 | 35.0419 | 35 | 1 | 1 | 0 | 7.2 | 1 | 7.2 | 6407.2779 | 18 | 0 | 0 | 0 | 0 | 0 | 0 | 0 | 0 | 0 | 0 | 0 | 0 | 0
1097 | 46 | 2 | 15 | 4047.619 | 0 | 238.0952 | 0 | 87.4636 | 4373.1778 | #DIV/0! |  | #DIV/0! | 18 | 0 | 0 | 0 | 0 | 0 | 0 | 0 | 4373.1778 | 26.1554 | 30.0427 | 26.1554 | 4.6639 | 21901.662 | 21904.1981 | 4368.5139 | 35.0427 | 35.0467 | 35.0427 | 35 | 1 | 1 | 0 | 7.2 | 1 | 7.2 | 4368.5139 | 18 | 0 | 0 | 0 | 0 | 0 | 0 | 0 | 0 | 0 | 0 | 0 | 0 | 0
1098 | 46 | 2 | 15 | 4047.619 | 3482.1429 | 238.0952 | 0 | 158.5277 | 7926.3848 | #DIV/0! |  | #DIV/0! | 18 | 0 | 0 | 0 | 0 | 0 | 0 | 0 | 7926.3848 | 47.4066 | 30.0467 | 47.4066 | 9.2574 | 21904.1981 | 21902.1407 | 7917.1274 | 35.0467 | 35.0434 | 35.0467 | 35 | 1 | 1 | 0 | 7.2 | 1 | 7.2 | 7917.1274 | 18 | 0 | 0 | 0 | 0 | 0 | 0 | 0 | 0 | 0 | 0 | 0 | 0 | 0
1099 | 46 | 2 | 15 | 4047.619 | 6964.2857 | 238.0952 | 0 | 229.5918 | 11479.5918 | #DIV/0! |  | #DIV/0! | 18 | 0 | 0 | 0 | 0 | 0 | 0 | 0 | 11479.5918 | 68.6578 | 30.0434 | 68.6578 | 12.4626 | 21902.1407 | 21896.8781 | 11467.1293 | 35.0434 | 35.035 | 35.0434 | 35 | 1 | 1 | 0 | 7.2 | 1 | 7.2 | 11467.1293 | 18 | 0 | 0 | 0 | 0 | 0 | 0 | 0 | 0 | 0 | 0 | 0 | 0 | 0
1100 | 46 | 2 | 15 | 4047.619 | 6964.2857 | 238.0952 | 0 | 229.5918 | 11479.5918 | #DIV/0! |  | #DIV/0! | 18 | 0 | 0 | 0 | 0 | 0 | 0 | 0 | 11479.5918 | 68.6578 | 30.035 | 68.6578 | 10.0461 | 21896.8781 | 21894.032 | 11469.5458 | 35.035 | 35.0305 | 35.035 | 35 | 1 | 1 | 0 | 7.2 | 1 | 7.2 | 11469.5458 | 18 | 0 | 0 | 0 | 0 | 0 | 0 | 0 | 0 | 0 | 0 | 0 | 0 | 0
1101 | 46 | 2 | 15 | 4047.619 | 6964.2857 | 238.0952 | 0 | 229.5918 | 11479.5918 | #DIV/0! |  | #DIV/0! | 18 | 0 | 0 | 0 | 0 | 0 | 0 | 0 | 11479.5918 | 68.6578 | 30.0305 | 68.6578 | 8.7392 | 21894.032 | 21892.4928 | 11470.8526 | 35.0305 | 35.028 | 35.0305 | 35 | 1 | 1 | 0 | 7.2 | 1 | 7.2 | 11470.8526 | 18 | 0 | 0 | 0 | 0 | 0 | 0 | 0 | 0 | 0 | 0 | 0 | 0 | 0
1102 | 46 | 2 | 15 | 4047.619 | 3482.1429 | 238.0952 | 0 | 158.5277 | 7926.3848 | #DIV/0! |  | #DIV/0! | 18 | 0 | 0 | 0 | 0 | 0 | 0 | 0 | 7926.3848 | 47.4066 | 30.028 | 47.4066 | 5.5462 | 21892.4928 | 21894.1466 | 7920.8386 | 35.028 | 35.0306 | 35.028 | 35 | 1 | 1 | 0 | 7.2 | 1 | 7.2 | 7920.8386 | 18 | 0 | 0 | 0 | 0 | 0 | 0 | 0 | 0 | 0 | 0 | 0 | 0 | 0
1103 | 46 | 2 | 16 | 4047.619 | 0 | 238.0952 | 0 | 87.4636 | 4373.1778 | #DIV/0! |  | #DIV/0! | 18 | 0 | 0 | 0 | 0 | 0 | 0 | 0 | 4373.1778 | 26.1554 | 30.0306 | 26.1554 | 3.3493 | 21894.1466 | 21897.9974 | 4369.8286 | 35.0306 | 35.0368 | 35.0306 | 35 | 1 | 1 | 0 | 7.2 | 1 | 7.2 | 4369.8286 | 18 | 0 | 0 | 0 | 0 | 0 | 0 | 0 | 0 | 0 | 0 | 0 | 0 | 0
1104 | 47 | 2 | 16 | 4047.619 | 0 | 238.0952 | 0 | 87.4636 | 4373.1778 | #DIV/0! |  | #DIV/0! | 18 | 0 | 0 | 0 | 0 | 0 | 0 | 0 | 4373.1778 | 26.1554 | 30.0368 | 26.1554 | 4.0229 | 21897.9974 | 21901.1745 | 4369.155 | 35.0368 | 35.0419 | 35.0368 | 35 | 1 | 1 | 0 | 7.2 | 1 | 7.2 | 4369.155 | 18 | 0 | 0 | 0 | 0 | 0 | 0 | 0 | 0 | 0 | 0 | 0 | 0 | 0
1105 | 47 | 2 | 16 | 4047.619 | 0 | 238.0952 | 0 | 87.4636 | 4373.1778 | #DIV/0! |  | #DIV/0! | 18 | 0 | 0 | 0 | 0 | 0 | 0 | 0 | 4373.1778 | 26.1554 | 30.0419 | 26.1554 | 4.5786 | 21901.1745 | 21903.7959 | 4368.5992 | 35.0419 | 35.0461 | 35.0419 | 35 | 1 | 1 | 0 | 7.2 | 1 | 7.2 | 4368.5992 | 18 | 0 | 0 | 0 | 0 | 0 | 0 | 0 | 0 | 0 | 0 | 0 | 0 | 0
1106 | 47 | 2 | 16 | 4047.619 | 0 | 238.0952 | 0 | 87.4636 | 4373.1778 | #DIV/0! |  | #DIV/0! | 18 | 0 | 0 | 0 | 0 | 0 | 0 | 0 | 4373.1778 | 26.1554 | 30.0461 | 26.1554 | 5.0372 | 21903.7959 | 21905.9587 | 4368.1407 | 35.0461 | 35.0495 | 35.0461 | 35 | 1 | 1 | 0 | 7.2 | 1 | 7.2 | 4368.1407 | 18 | 0 | 0 | 0 | 0 | 0 | 0 | 0 | 0 | 0 | 0 | 0 | 0 | 0
1107 | 47 | 2 | 16 | 4047.619 | 0 | 238.0952 | 0 | 87.4636 | 4373.1778 | #DIV/0! |  | #DIV/0! | 18 | 0 | 0 | 0 | 0 | 0 | 0 | 0 | 4373.1778 | 26.1554 | 30.0495 | 26.1554 | 5.4155 | 21905.9587 | 21907.7432 | 4367.7623 | 35.0495 | 35.0524 | 35.0495 | 35 | 1 | 1 | 0 | 7.2 | 1 | 7.2 | 4367.7623 | 18 | 0 | 0 | 0 | 0 | 0 | 0 | 0 | 0 | 0 | 0 | 0 | 0 | 0
1108 | 47 | 2 | 16 | 4047.619 | 0 | 238.0952 | 0 | 87.4636 | 4373.1778 | #DIV/0! |  | #DIV/0! | 18 | 0 | 0 | 0 | 0 | 0 | 0 | 0 | 4373.1778 | 26.1554 | 30.0524 | 26.1554 | 5.7277 | 21907.7432 | 21909.2155 | 4367.4502 | 35.0524 | 35.0547 | 35.0524 | 35 | 1 | 1 | 0 | 7.2 | 1 | 7.2 | 4367.4502 | 18 | 0 | 0 | 0 | 0 | 0 | 0 | 0 | 0 | 0 | 0 | 0 | 0 | 0
1109 | 47 | 2 | 16 | 4047.619 | 4178.5714 | 238.0952 | 0 | 172.7405 | 8637.0262 | #DIV/0! |  | #DIV/0! | 18 | 0 | 0 | 0 | 0 | 0 | 0 | 0 | 8637.0262 | 51.6569 | 30.0547 | 51.6569 | 11.8208 | 21909.2155 | 21904.5947 | 8625.2054 | 35.0547 | 35.0474 | 35.0547 | 35 | 1 | 1 | 0 | 7.2 | 1 | 7.2 | 8625.2054 | 18 | 0 | 0 | 0 | 0 | 0 | 0 | 0 | 0 | 0 | 0 | 0 | 0 | 0
1110 | 47 | 2 | 16 | 4047.619 | 6964.2857 | 238.0952 | 0 | 229.5918 | 11479.5918 | #DIV/0! |  | #DIV/0! | 18 | 0 | 0 | 0 | 0 | 0 | 0 | 0 | 11479.5918 | 68.6578 | 30.0474 | 68.6578 | 13.5894 | 21904.5947 | 21898.2053 | 11466.0024 | 35.0474 | 35.0371 | 35.0474 | 35 | 1 | 1 | 0 | 7.2 | 1 | 7.2 | 11466.0024 | 18 | 0 | 0 | 0 | 0 | 0 | 0 | 0 | 0 | 0 | 0 | 0 | 0 | 0
1111 | 47 | 2 | 16 | 4047.619 | 6964.2857 | 238.0952 | 2000 | 270.4082 | 13520.4082 | #DIV/0! |  | #DIV/0! | 18 | 0 | 0 | 0 | 0 | 0 | 0 | 0 | 13520.4082 | 80.8637 | 30.0371 | 71.7703 | 12.5498 | 21898.2053 | 21892.8555 | 13507.8584 | 35.0371 | 35.0286 | 35.0371 | 35 | 1 | 1 | 0 | 7.2 | 1 | 7.2 | 13507.8584 | 18 | 0 | 0 | 0 | 0 | 0 | 0 | 0 | 0 | 0 | 0 | 0 | 0 | 0
1112 | 47 | 2 | 16 | 4047.619 | 6964.2857 | 238.0952 | 2000 | 270.4082 | 13520.4082 | #DIV/0! |  | #DIV/0! | 18 | 0 | 0 | 0 | 0 | 0 | 0 | 0 | 13520.4082 | 80.8637 | 30.0286 | 71.7703 | 9.6565 | 21892.8555 | 21890.399 | 13510.7516 | 35.0286 | 35.0246 | 35.0286 | 35 | 1 | 1 | 0 | 7.2 | 1 | 7.2 | 13510.7516 | 18 | 0 | 0 | 0 | 0 | 0 | 0 | 0 | 0 | 0 | 0 | 0 | 0 | 0
1113 | 47 | 2 | 16 | 4047.619 | 2785.7143 | 238.0952 | 2000 | 185.1312 | 9256.5598 | #DIV/0! |  | #DIV/0! | 18 | 0 | 0 | 0 | 0 | 0 | 0 | 0 | 9256.5598 | 55.3622 | 30.0246 | 55.3622 | 5.7017 | 21890.399 | 21891.8973 | 9250.8581 | 35.0246 | 35.027 | 35.0246 | 35 | 1 | 1 | 0 | 7.2 | 1 | 7.2 | 9250.8581 | 18 | 0 | 0 | 0 | 0 | 0 | 0 | 0 | 0 | 0 | 0 | 0 | 0 | 0
1114 | 47 | 2 | 16 | 4047.619 | 0 | 238.0952 | 2000 | 128.2799 | 6413.9942 | #DIV/0! |  | #DIV/0! | 18 | 0 | 0 | 0 | 0 | 0 | 0 | 0 | 6413.9942 | 38.3612 | 30.027 | 38.3612 | 4.3352 | 21891.8973 | 21894.7621 | 6409.659 | 35.027 | 35.0316 | 35.027 | 35 | 1 | 1 | 0 | 7.2 | 1 | 7.2 | 6409.659 | 18 | 0 | 0 | 0 | 0 | 0 | 0 | 0 | 0 | 0 | 0 | 0 | 0 | 0
1115 | 47 | 2 | 16 | 4047.619 | 0 | 238.0952 | 2000 | 128.2799 | 6413.9942 | #DIV/0! |  | #DIV/0! | 18 | 0 | 0 | 0 | 0 | 0 | 0 | 0 | 6413.9942 | 38.3612 | 30.0316 | 38.3612 | 5.0702 | 21894.7621 | 21896.892 | 6408.924 | 35.0316 | 35.035 | 35.0316 | 35 | 1 | 1 | 0 | 7.2 | 1 | 7.2 | 6408.924 | 18 | 0 | 0 | 0 | 0 | 0 | 0 | 0 | 0 | 0 | 0 | 0 | 0 | 0
1116 | 47 | 2 | 16 | 4047.619 | 0 | 238.0952 | 2000 | 128.2799 | 6413.9942 | #DIV/0! |  | #DIV/0! | 18 | 0 | 0 | 0 | 0 | 0 | 0 | 0 | 6413.9942 | 38.3612 | 30.035 | 38.3612 | 5.6166 | 21896.892 | 21898.4754 | 6408.3776 | 35.035 | 35.0376 | 35.035 | 35 | 1 | 1 | 0 | 7.2 | 1 | 7.2 | 6408.3776 | 18 | 0 | 0 | 0 | 0 | 0 | 0 | 0 | 0 | 0 | 0 | 0 | 0 | 0
1117 | 47 | 2 | 16 | 4047.619 | 0 | 238.0952 | 2000 | 128.2799 | 6413.9942 | #DIV/0! |  | #DIV/0! | 18 | 0 | 0 | 0 | 0 | 0 | 0 | 0 | 6413.9942 | 38.3612 | 30.0376 | 38.3612 | 6.0228 | 21898.4754 | 21899.6525 | 6407.9713 | 35.0376 | 35.0394 | 35.0376 | 35 | 1 | 1 | 0 | 7.2 | 1 | 7.2 | 6407.9713 | 18 | 0 | 0 | 0 | 0 | 0 | 0 | 0 | 0 | 0 | 0 | 0 | 0 | 0
1118 | 47 | 2 | 16 | 4047.619 | 0 | 238.0952 | 2000 | 128.2799 | 6413.9942 | #DIV/0! |  | #DIV/0! | 18 | 0 | 0 | 0 | 0 | 0 | 0 | 0 | 6413.9942 | 38.3612 | 30.0394 | 38.3612 | 6.3248 | 21899.6525 | 21900.5277 | 6407.6693 | 35.0394 | 35.0408 | 35.0394 | 35 | 1 | 1 | 0 | 7.2 | 1 | 7.2 | 6407.6693 | 18 | 0 | 0 | 0 | 0 | 0 | 0 | 0 | 0 | 0 | 0 | 0 | 0 | 0
1119 | 47 | 2 | 16 | 4047.619 | 0 | 238.0952 | 2000 | 128.2799 | 6413.9942 | #DIV/0! |  | #DIV/0! | 18 | 0 | 0 | 0 | 0 | 0 | 0 | 0 | 6413.9942 | 38.3612 | 30.0408 | 38.3612 | 6.5494 | 21900.5277 | 21901.1783 | 6407.4448 | 35.0408 | 35.0419 | 35.0408 | 35 | 1 | 1 | 0 | 7.2 | 1 | 7.2 | 6407.4448 | 18 | 0 | 0 | 0 | 0 | 0 | 0 | 0 | 0 | 0 | 0 | 0 | 0 | 0
1120 | 47 | 2 | 16 | 4047.619 | 0 | 238.0952 | 2000 | 128.2799 | 6413.9942 | #DIV/0! |  | #DIV/0! | 18 | 0 | 0 | 0 | 0 | 0 | 0 | 0 | 6413.9942 | 38.3612 | 30.0419 | 38.3612 | 6.7163 | 21901.1783 | 21901.662 | 6407.2779 | 35.0419 | 35.0427 | 35.0419 | 35 | 1 | 1 | 0 | 7.2 | 1 | 7.2 | 6407.2779 | 18 | 0 | 0 | 0 | 0 | 0 | 0 | 0 | 0 | 0 | 0 | 0 | 0 | 0
1121 | 47 | 2 | 16 | 4047.619 | 0 | 238.0952 | 0 | 87.4636 | 4373.1778 | #DIV/0! |  | #DIV/0! | 18 | 0 | 0 | 0 | 0 | 0 | 0 | 0 | 4373.1778 | 26.1554 | 30.0427 | 26.1554 | 4.6639 | 21901.662 | 21904.1981 | 4368.5139 | 35.0427 | 35.0467 | 35.0427 | 35 | 1 | 1 | 0 | 7.2 | 1 | 7.2 | 4368.5139 | 18 | 0 | 0 | 0 | 0 | 0 | 0 | 0 | 0 | 0 | 0 | 0 | 0 | 0
1122 | 47 | 2 | 16 | 4047.619 | 3482.1429 | 238.0952 | 0 | 158.5277 | 7926.3848 | #DIV/0! |  | #DIV/0! | 18 | 0 | 0 | 0 | 0 | 0 | 0 | 0 | 7926.3848 | 47.4066 | 30.0467 | 47.4066 | 9.2574 | 21904.1981 | 21902.1407 | 7917.1274 | 35.0467 | 35.0434 | 35.0467 | 35 | 1 | 1 | 0 | 7.2 | 1 | 7.2 | 7917.1274 | 18 | 0 | 0 | 0 | 0 | 0 | 0 | 0 | 0 | 0 | 0 | 0 | 0 | 0
1123 | 47 | 2 | 16 | 4047.619 | 6964.2857 | 238.0952 | 0 | 229.5918 | 11479.5918 | #DIV/0! |  | #DIV/0! | 18 | 0 | 0 | 0 | 0 | 0 | 0 | 0 | 11479.5918 | 68.6578 | 30.0434 | 68.6578 | 12.4626 | 21902.1407 | 21896.8781 | 11467.1293 | 35.0434 | 35.035 | 35.0434 | 35 | 1 | 1 | 0 | 7.2 | 1 | 7.2 | 11467.1293 | 18 | 0 | 0 | 0 | 0 | 0 | 0 | 0 | 0 | 0 | 0 | 0 | 0 | 0
1124 | 47 | 2 | 16 | 4047.619 | 6964.2857 | 238.0952 | 0 | 229.5918 | 11479.5918 | #DIV/0! |  | #DIV/0! | 18 | 0 | 0 | 0 | 0 | 0 | 0 | 0 | 11479.5918 | 68.6578 | 30.035 | 68.6578 | 10.0461 | 21896.8781 | 21894.032 | 11469.5458 | 35.035 | 35.0305 | 35.035 | 35 | 1 | 1 | 0 | 7.2 | 1 | 7.2 | 11469.5458 | 18 | 0 | 0 | 0 | 0 | 0 | 0 | 0 | 0 | 0 | 0 | 0 | 0 | 0
1125 | 47 | 2 | 16 | 4047.619 | 6964.2857 | 238.0952 | 0 | 229.5918 | 11479.5918 | #DIV/0! |  | #DIV/0! | 18 | 0 | 0 | 0 | 0 | 0 | 0 | 0 | 11479.5918 | 68.6578 | 30.0305 | 68.6578 | 8.7392 | 21894.032 | 21892.4928 | 11470.8526 | 35.0305 | 35.028 | 35.0305 | 35 | 1 | 1 | 0 | 7.2 | 1 | 7.2 | 11470.8526 | 18 | 0 | 0 | 0 | 0 | 0 | 0 | 0 | 0 | 0 | 0 | 0 | 0 | 0
1126 | 47 | 2 | 16 | 4047.619 | 3482.1429 | 238.0952 | 0 | 158.5277 | 7926.3848 | #DIV/0! |  | #DIV/0! | 18 | 0 | 0 | 0 | 0 | 0 | 0 | 0 | 7926.3848 | 47.4066 | 30.028 | 47.4066 | 5.5462 | 21892.4928 | 21894.1466 | 7920.8386 | 35.028 | 35.0306 | 35.028 | 35 | 1 | 1 | 0 | 7.2 | 1 | 7.2 | 7920.8386 | 18 | 0 | 0 | 0 | 0 | 0 | 0 | 0 | 0 | 0 | 0 | 0 | 0 | 0
1127 | 47 | 2 | 17 | 4047.619 | 0 | 238.0952 | 0 | 87.4636 | 4373.1778 | #DIV/0! |  | #DIV/0! | 18 | 0 | 0 | 0 | 0 | 0 | 0 | 0 | 4373.1778 | 26.1554 | 30.0306 | 26.1554 | 3.3493 | 21894.1466 | 21897.9974 | 4369.8286 | 35.0306 | 35.0368 | 35.0306 | 35 | 1 | 1 | 0 | 7.2 | 1 | 7.2 | 4369.8286 | 18 | 0 | 0 | 0 | 0 | 0 | 0 | 0 | 0 | 0 | 0 | 0 | 0 | 0
1128 | 48 | 2 | 17 | 4047.619 | 0 | 238.0952 | 0 | 87.4636 | 4373.1778 | #DIV/0! |  | #DIV/0! | 18 | 0 | 0 | 0 | 0 | 0 | 0 | 0 | 4373.1778 | 26.1554 | 30.0368 | 26.1554 | 4.0229 | 21897.9974 | 21901.1745 | 4369.155 | 35.0368 | 35.0419 | 35.0368 | 35 | 1 | 1 | 0 | 7.2 | 1 | 7.2 | 4369.155 | 18 | 0 | 0 | 0 | 0 | 0 | 0 | 0 | 0 | 0 | 0 | 0 | 0 | 0
1129 | 48 | 2 | 17 | 4047.619 | 0 | 238.0952 | 0 | 87.4636 | 4373.1778 | #DIV/0! |  | #DIV/0! | 18 | 0 | 0 | 0 | 0 | 0 | 0 | 0 | 4373.1778 | 26.1554 | 30.0419 | 26.1554 | 4.5786 | 21901.1745 | 21903.7959 | 4368.5992 | 35.0419 | 35.0461 | 35.0419 | 35 | 1 | 1 | 0 | 7.2 | 1 | 7.2 | 4368.5992 | 18 | 0 | 0 | 0 | 0 | 0 | 0 | 0 | 0 | 0 | 0 | 0 | 0 | 0
1130 | 48 | 2 | 17 | 4047.619 | 0 | 238.0952 | 0 | 87.4636 | 4373.1778 | #DIV/0! |  | #DIV/0! | 18 | 0 | 0 | 0 | 0 | 0 | 0 | 0 | 4373.1778 | 26.1554 | 30.0461 | 26.1554 | 5.0372 | 21903.7959 | 21905.9587 | 4368.1407 | 35.0461 | 35.0495 | 35.0461 | 35 | 1 | 1 | 0 | 7.2 | 1 | 7.2 | 4368.1407 | 18 | 0 | 0 | 0 | 0 | 0 | 0 | 0 | 0 | 0 | 0 | 0 | 0 | 0
1131 | 48 | 2 | 17 | 4047.619 | 0 | 238.0952 | 0 | 87.4636 | 4373.1778 | #DIV/0! |  | #DIV/0! | 18 | 0 | 0 | 0 | 0 | 0 | 0 | 0 | 4373.1778 | 26.1554 | 30.0495 | 26.1554 | 5.4155 | 21905.9587 | 21907.7432 | 4367.7623 | 35.0495 | 35.0524 | 35.0495 | 35 | 1 | 1 | 0 | 7.2 | 1 | 7.2 | 4367.7623 | 18 | 0 | 0 | 0 | 0 | 0 | 0 | 0 | 0 | 0 | 0 | 0 | 0 | 0
1132 | 48 | 2 | 17 | 4047.619 | 0 | 238.0952 | 0 | 87.4636 | 4373.1778 | #DIV/0! |  | #DIV/0! | 18 | 0 | 0 | 0 | 0 | 0 | 0 | 0 | 4373.1778 | 26.1554 | 30.0524 | 26.1554 | 5.7277 | 21907.7432 | 21909.2155 | 4367.4502 | 35.0524 | 35.0547 | 35.0524 | 35 | 1 | 1 | 0 | 7.2 | 1 | 7.2 | 4367.4502 | 18 | 0 | 0 | 0 | 0 | 0 | 0 | 0 | 0 | 0 | 0 | 0 | 0 | 0
1133 | 48 | 2 | 17 | 4047.619 | 4178.5714 | 238.0952 | 0 | 172.7405 | 8637.0262 | #DIV/0! |  | #DIV/0! | 18 | 0 | 0 | 0 | 0 | 0 | 0 | 0 | 8637.0262 | 51.6569 | 30.0547 | 51.6569 | 11.8208 | 21909.2155 | 21904.5947 | 8625.2054 | 35.0547 | 35.0474 | 35.0547 | 35 | 1 | 1 | 0 | 7.2 | 1 | 7.2 | 8625.2054 | 18 | 0 | 0 | 0 | 0 | 0 | 0 | 0 | 0 | 0 | 0 | 0 | 0 | 0
1134 | 48 | 2 | 17 | 4047.619 | 6964.2857 | 238.0952 | 0 | 229.5918 | 11479.5918 | #DIV/0! |  | #DIV/0! | 18 | 0 | 0 | 0 | 0 | 0 | 0 | 0 | 11479.5918 | 68.6578 | 30.0474 | 68.6578 | 13.5894 | 21904.5947 | 21898.2053 | 11466.0024 | 35.0474 | 35.0371 | 35.0474 | 35 | 1 | 1 | 0 | 7.2 | 1 | 7.2 | 11466.0024 | 18 | 0 | 0 | 0 | 0 | 0 | 0 | 0 | 0 | 0 | 0 | 0 | 0 | 0
1135 | 48 | 2 | 17 | 4047.619 | 6964.2857 | 238.0952 | 2000 | 270.4082 | 13520.4082 | #DIV/0! |  | #DIV/0! | 18 | 0 | 0 | 0 | 0 | 0 | 0 | 0 | 13520.4082 | 80.8637 | 30.0371 | 71.7703 | 12.5498 | 21898.2053 | 21892.8555 | 13507.8584 | 35.0371 | 35.0286 | 35.0371 | 35 | 1 | 1 | 0 | 7.2 | 1 | 7.2 | 13507.8584 | 18 | 0 | 0 | 0 | 0 | 0 | 0 | 0 | 0 | 0 | 0 | 0 | 0 | 0
1136 | 48 | 2 | 17 | 4047.619 | 6964.2857 | 238.0952 | 2000 | 270.4082 | 13520.4082 | #DIV/0! |  | #DIV/0! | 18 | 0 | 0 | 0 | 0 | 0 | 0 | 0 | 13520.4082 | 80.8637 | 30.0286 | 71.7703 | 9.6565 | 21892.8555 | 21890.399 | 13510.7516 | 35.0286 | 35.0246 | 35.0286 | 35 | 1 | 1 | 0 | 7.2 | 1 | 7.2 | 13510.7516 | 18 | 0 | 0 | 0 | 0 | 0 | 0 | 0 | 0 | 0 | 0 | 0 | 0 | 0
1137 | 48 | 2 | 17 | 4047.619 | 2785.7143 | 238.0952 | 2000 | 185.1312 | 9256.5598 | #DIV/0! |  | #DIV/0! | 18 | 0 | 0 | 0 | 0 | 0 | 0 | 0 | 9256.5598 | 55.3622 | 30.0246 | 55.3622 | 5.7017 | 21890.399 | 21891.8973 | 9250.8581 | 35.0246 | 35.027 | 35.0246 | 35 | 1 | 1 | 0 | 7.2 | 1 | 7.2 | 9250.8581 | 18 | 0 | 0 | 0 | 0 | 0 | 0 | 0 | 0 | 0 | 0 | 0 | 0 | 0
1138 | 48 | 2 | 17 | 4047.619 | 0 | 238.0952 | 2000 | 128.2799 | 6413.9942 | #DIV/0! |  | #DIV/0! | 18 | 0 | 0 | 0 | 0 | 0 | 0 | 0 | 6413.9942 | 38.3612 | 30.027 | 38.3612 | 4.3352 | 21891.8973 | 21894.7621 | 6409.659 | 35.027 | 35.0316 | 35.027 | 35 | 1 | 1 | 0 | 7.2 | 1 | 7.2 | 6409.659 | 18 | 0 | 0 | 0 | 0 | 0 | 0 | 0 | 0 | 0 | 0 | 0 | 0 | 0
1139 | 48 | 2 | 17 | 4047.619 | 0 | 238.0952 | 2000 | 128.2799 | 6413.9942 | #DIV/0! |  | #DIV/0! | 18 | 0 | 0 | 0 | 0 | 0 | 0 | 0 | 6413.9942 | 38.3612 | 30.0316 | 38.3612 | 5.0702 | 21894.7621 | 21896.892 | 6408.924 | 35.0316 | 35.035 | 35.0316 | 35 | 1 | 1 | 0 | 7.2 | 1 | 7.2 | 6408.924 | 18 | 0 | 0 | 0 | 0 | 0 | 0 | 0 | 0 | 0 | 0 | 0 | 0 | 0
1140 | 48 | 2 | 17 | 4047.619 | 0 | 238.0952 | 2000 | 128.2799 | 6413.9942 | #DIV/0! |  | #DIV/0! | 18 | 0 | 0 | 0 | 0 | 0 | 0 | 0 | 6413.9942 | 38.3612 | 30.035 | 38.3612 | 5.6166 | 21896.892 | 21898.4754 | 6408.3776 | 35.035 | 35.0376 | 35.035 | 35 | 1 | 1 | 0 | 7.2 | 1 | 7.2 | 6408.3776 | 18 | 0 | 0 | 0 | 0 | 0 | 0 | 0 | 0 | 0 | 0 | 0 | 0 | 0
1141 | 48 | 2 | 17 | 4047.619 | 0 | 238.0952 | 2000 | 128.2799 | 6413.9942 | #DIV/0! |  | #DIV/0! | 18 | 0 | 0 | 0 | 0 | 0 | 0 | 0 | 6413.9942 | 38.3612 | 30.0376 | 38.3612 | 6.0228 | 21898.4754 | 21899.6525 | 6407.9713 | 35.0376 | 35.0394 | 35.0376 | 35 | 1 | 1 | 0 | 7.2 | 1 | 7.2 | 6407.9713 | 18 | 0 | 0 | 0 | 0 | 0 | 0 | 0 | 0 | 0 | 0 | 0 | 0 | 0
1142 | 48 | 2 | 17 | 4047.619 | 0 | 238.0952 | 2000 | 128.2799 | 6413.9942 | #DIV/0! |  | #DIV/0! | 18 | 0 | 0 | 0 | 0 | 0 | 0 | 0 | 6413.9942 | 38.3612 | 30.0394 | 38.3612 | 6.3248 | 21899.6525 | 21900.5277 | 6407.6693 | 35.0394 | 35.0408 | 35.0394 | 35 | 1 | 1 | 0 | 7.2 | 1 | 7.2 | 6407.6693 | 18 | 0 | 0 | 0 | 0 | 0 | 0 | 0 | 0 | 0 | 0 | 0 | 0 | 0
1143 | 48 | 2 | 17 | 4047.619 | 0 | 238.0952 | 2000 | 128.2799 | 6413.9942 | #DIV/0! |  | #DIV/0! | 18 | 0 | 0 | 0 | 0 | 0 | 0 | 0 | 6413.9942 | 38.3612 | 30.0408 | 38.3612 | 6.5494 | 21900.5277 | 21901.1783 | 6407.4448 | 35.0408 | 35.0419 | 35.0408 | 35 | 1 | 1 | 0 | 7.2 | 1 | 7.2 | 6407.4448 | 18 | 0 | 0 | 0 | 0 | 0 | 0 | 0 | 0 | 0 | 0 | 0 | 0 | 0
1144 | 48 | 2 | 17 | 4047.619 | 0 | 238.0952 | 2000 | 128.2799 | 6413.9942 | #DIV/0! |  | #DIV/0! | 18 | 0 | 0 | 0 | 0 | 0 | 0 | 0 | 6413.9942 | 38.3612 | 30.0419 | 38.3612 | 6.7163 | 21901.1783 | 21901.662 | 6407.2779 | 35.0419 | 35.0427 | 35.0419 | 35 | 1 | 1 | 0 | 7.2 | 1 | 7.2 | 6407.2779 | 18 | 0 | 0 | 0 | 0 | 0 | 0 | 0 | 0 | 0 | 0 | 0 | 0 | 0
1145 | 48 | 2 | 17 | 4047.619 | 0 | 238.0952 | 0 | 87.4636 | 4373.1778 | #DIV/0! |  | #DIV/0! | 18 | 0 | 0 | 0 | 0 | 0 | 0 | 0 | 4373.1778 | 26.1554 | 30.0427 | 26.1554 | 4.6639 | 21901.662 | 21904.1981 | 4368.5139 | 35.0427 | 35.0467 | 35.0427 | 35 | 1 | 1 | 0 | 7.2 | 1 | 7.2 | 4368.5139 | 18 | 0 | 0 | 0 | 0 | 0 | 0 | 0 | 0 | 0 | 0 | 0 | 0 | 0
1146 | 48 | 2 | 17 | 4047.619 | 3482.1429 | 238.0952 | 0 | 158.5277 | 7926.3848 | #DIV/0! |  | #DIV/0! | 18 | 0 | 0 | 0 | 0 | 0 | 0 | 0 | 7926.3848 | 47.4066 | 30.0467 | 47.4066 | 9.2574 | 21904.1981 | 21902.1407 | 7917.1274 | 35.0467 | 35.0434 | 35.0467 | 35 | 1 | 1 | 0 | 7.2 | 1 | 7.2 | 7917.1274 | 18 | 0 | 0 | 0 | 0 | 0 | 0 | 0 | 0 | 0 | 0 | 0 | 0 | 0
1147 | 48 | 2 | 17 | 4047.619 | 6964.2857 | 238.0952 | 0 | 229.5918 | 11479.5918 | #DIV/0! |  | #DIV/0! | 18 | 0 | 0 | 0 | 0 | 0 | 0 | 0 | 11479.5918 | 68.6578 | 30.0434 | 68.6578 | 12.4626 | 21902.1407 | 21896.8781 | 11467.1293 | 35.0434 | 35.035 | 35.0434 | 35 | 1 | 1 | 0 | 7.2 | 1 | 7.2 | 11467.1293 | 18 | 0 | 0 | 0 | 0 | 0 | 0 | 0 | 0 | 0 | 0 | 0 | 0 | 0
1148 | 48 | 2 | 17 | 4047.619 | 6964.2857 | 238.0952 | 0 | 229.5918 | 11479.5918 | #DIV/0! |  | #DIV/0! | 18 | 0 | 0 | 0 | 0 | 0 | 0 | 0 | 11479.5918 | 68.6578 | 30.035 | 68.6578 | 10.0461 | 21896.8781 | 21894.032 | 11469.5458 | 35.035 | 35.0305 | 35.035 | 35 | 1 | 1 | 0 | 7.2 | 1 | 7.2 | 11469.5458 | 18 | 0 | 0 | 0 | 0 | 0 | 0 | 0 | 0 | 0 | 0 | 0 | 0 | 0
1149 | 48 | 2 | 17 | 4047.619 | 6964.2857 | 238.0952 | 0 | 229.5918 | 11479.5918 | #DIV/0! |  | #DIV/0! | 18 | 0 | 0 | 0 | 0 | 0 | 0 | 0 | 11479.5918 | 68.6578 | 30.0305 | 68.6578 | 8.7392 | 21894.032 | 21892.4928 | 11470.8526 | 35.0305 | 35.028 | 35.0305 | 35 | 1 | 1 | 0 | 7.2 | 1 | 7.2 | 11470.8526 | 18 | 0 | 0 | 0 | 0 | 0 | 0 | 0 | 0 | 0 | 0 | 0 | 0 | 0
1150 | 48 | 2 | 17 | 4047.619 | 3482.1429 | 238.0952 | 0 | 158.5277 | 7926.3848 | #DIV/0! |  | #DIV/0! | 18 | 0 | 0 | 0 | 0 | 0 | 0 | 0 | 7926.3848 | 47.4066 | 30.028 | 47.4066 | 5.5462 | 21892.4928 | 21894.1466 | 7920.8386 | 35.028 | 35.0306 | 35.028 | 35 | 1 | 1 | 0 | 7.2 | 1 | 7.2 | 7920.8386 | 18 | 0 | 0 | 0 | 0 | 0 | 0 | 0 | 0 | 0 | 0 | 0 | 0 | 0
1151 | 48 | 2 | 18 | 4047.619 | 0 | 238.0952 | 0 | 87.4636 | 4373.1778 | #DIV/0! |  | #DIV/0! | 18 | 0 | 0 | 0 | 0 | 0 | 0 | 0 | 4373.1778 | 26.1554 | 30.0306 | 26.1554 | 3.3493 | 21894.1466 | 21897.9974 | 4369.8286 | 35.0306 | 35.0368 | 35.0306 | 35 | 1 | 1 | 0 | 7.2 | 1 | 7.2 | 4369.8286 | 18 | 0 | 0 | 0 | 0 | 0 | 0 | 0 | 0 | 0 | 0 | 0 | 0 | 0
1152 | 49 | 2 | 18 | 4047.619 | 0 | 238.0952 | 0 | 87.4636 | 4373.1778 | #DIV/0! |  | #DIV/0! | 18 | 0 | 0 | 0 | 0 | 0 | 0 | 0 | 4373.1778 | 26.1554 | 30.0368 | 26.1554 | 4.0229 | 21897.9974 | 21901.1745 | 4369.155 | 35.0368 | 35.0419 | 35.0368 | 35 | 1 | 1 | 0 | 7.2 | 1 | 7.2 | 4369.155 | 18 | 0 | 0 | 0 | 0 | 0 | 0 | 0 | 0 | 0 | 0 | 0 | 0 | 0
1153 | 49 | 2 | 18 | 4047.619 | 0 | 238.0952 | 0 | 87.4636 | 4373.1778 | #DIV/0! |  | #DIV/0! | 18 | 0 | 0 | 0 | 0 | 0 | 0 | 0 | 4373.1778 | 26.1554 | 30.0419 | 26.1554 | 4.5786 | 21901.1745 | 21903.7959 | 4368.5992 | 35.0419 | 35.0461 | 35.0419 | 35 | 1 | 1 | 0 | 7.2 | 1 | 7.2 | 4368.5992 | 18 | 0 | 0 | 0 | 0 | 0 | 0 | 0 | 0 | 0 | 0 | 0 | 0 | 0
1154 | 49 | 2 | 18 | 4047.619 | 0 | 238.0952 | 0 | 87.4636 | 4373.1778 | #DIV/0! |  | #DIV/0! | 18 | 0 | 0 | 0 | 0 | 0 | 0 | 0 | 4373.1778 | 26.1554 | 30.0461 | 26.1554 | 5.0372 | 21903.7959 | 21905.9587 | 4368.1407 | 35.0461 | 35.0495 | 35.0461 | 35 | 1 | 1 | 0 | 7.2 | 1 | 7.2 | 4368.1407 | 18 | 0 | 0 | 0 | 0 | 0 | 0 | 0 | 0 | 0 | 0 | 0 | 0 | 0
1155 | 49 | 2 | 18 | 4047.619 | 0 | 238.0952 | 0 | 87.4636 | 4373.1778 | #DIV/0! |  | #DIV/0! | 18 | 0 | 0 | 0 | 0 | 0 | 0 | 0 | 4373.1778 | 26.1554 | 30.0495 | 26.1554 | 5.4155 | 21905.9587 | 21907.7432 | 4367.7623 | 35.0495 | 35.0524 | 35.0495 | 35 | 1 | 1 | 0 | 7.2 | 1 | 7.2 | 4367.7623 | 18 | 0 | 0 | 0 | 0 | 0 | 0 | 0 | 0 | 0 | 0 | 0 | 0 | 0
1156 | 49 | 2 | 18 | 4047.619 | 0 | 238.0952 | 0 | 87.4636 | 4373.1778 | #DIV/0! |  | #DIV/0! | 18 | 0 | 0 | 0 | 0 | 0 | 0 | 0 | 4373.1778 | 26.1554 | 30.0524 | 26.1554 | 5.7277 | 21907.7432 | 21909.2155 | 4367.4502 | 35.0524 | 35.0547 | 35.0524 | 35 | 1 | 1 | 0 | 7.2 | 1 | 7.2 | 4367.4502 | 18 | 0 | 0 | 0 | 0 | 0 | 0 | 0 | 0 | 0 | 0 | 0 | 0 | 0
1157 | 49 | 2 | 18 | 4047.619 | 4178.5714 | 238.0952 | 0 | 172.7405 | 8637.0262 | #DIV/0! |  | #DIV/0! | 18 | 0 | 0 | 0 | 0 | 0 | 0 | 0 | 8637.0262 | 51.6569 | 30.0547 | 51.6569 | 11.8208 | 21909.2155 | 21904.5947 | 8625.2054 | 35.0547 | 35.0474 | 35.0547 | 35 | 1 | 1 | 0 | 7.2 | 1 | 7.2 | 8625.2054 | 18 | 0 | 0 | 0 | 0 | 0 | 0 | 0 | 0 | 0 | 0 | 0 | 0 | 0
1158 | 49 | 2 | 18 | 4047.619 | 6964.2857 | 238.0952 | 0 | 229.5918 | 11479.5918 | #DIV/0! |  | #DIV/0! | 18 | 0 | 0 | 0 | 0 | 0 | 0 | 0 | 11479.5918 | 68.6578 | 30.0474 | 68.6578 | 13.5894 | 21904.5947 | 21898.2053 | 11466.0024 | 35.0474 | 35.0371 | 35.0474 | 35 | 1 | 1 | 0 | 7.2 | 1 | 7.2 | 11466.0024 | 18 | 0 | 0 | 0 | 0 | 0 | 0 | 0 | 0 | 0 | 0 | 0 | 0 | 0
1159 | 49 | 2 | 18 | 4047.619 | 6964.2857 | 238.0952 | 2000 | 270.4082 | 13520.4082 | #DIV/0! |  | #DIV/0! | 18 | 0 | 0 | 0 | 0 | 0 | 0 | 0 | 13520.4082 | 80.8637 | 30.0371 | 71.7703 | 12.5498 | 21898.2053 | 21892.8555 | 13507.8584 | 35.0371 | 35.0286 | 35.0371 | 35 | 1 | 1 | 0 | 7.2 | 1 | 7.2 | 13507.8584 | 18 | 0 | 0 | 0 | 0 | 0 | 0 | 0 | 0 | 0 | 0 | 0 | 0 | 0
1160 | 49 | 2 | 18 | 4047.619 | 6964.2857 | 238.0952 | 2000 | 270.4082 | 13520.4082 | #DIV/0! |  | #DIV/0! | 18 | 0 | 0 | 0 | 0 | 0 | 0 | 0 | 13520.4082 | 80.8637 | 30.0286 | 71.7703 | 9.6565 | 21892.8555 | 21890.399 | 13510.7516 | 35.0286 | 35.0246 | 35.0286 | 35 | 1 | 1 | 0 | 7.2 | 1 | 7.2 | 13510.7516 | 18 | 0 | 0 | 0 | 0 | 0 | 0 | 0 | 0 | 0 | 0 | 0 | 0 | 0
1161 | 49 | 2 | 18 | 4047.619 | 2785.7143 | 238.0952 | 2000 | 185.1312 | 9256.5598 | #DIV/0! |  | #DIV/0! | 18 | 0 | 0 | 0 | 0 | 0 | 0 | 0 | 9256.5598 | 55.3622 | 30.0246 | 55.3622 | 5.7017 | 21890.399 | 21891.8973 | 9250.8581 | 35.0246 | 35.027 | 35.0246 | 35 | 1 | 1 | 0 | 7.2 | 1 | 7.2 | 9250.8581 | 18 | 0 | 0 | 0 | 0 | 0 | 0 | 0 | 0 | 0 | 0 | 0 | 0 | 0
1162 | 49 | 2 | 18 | 4047.619 | 0 | 238.0952 | 2000 | 128.2799 | 6413.9942 | #DIV/0! |  | #DIV/0! | 18 | 0 | 0 | 0 | 0 | 0 | 0 | 0 | 6413.9942 | 38.3612 | 30.027 | 38.3612 | 4.3352 | 21891.8973 | 21894.7621 | 6409.659 | 35.027 | 35.0316 | 35.027 | 35 | 1 | 1 | 0 | 7.2 | 1 | 7.2 | 6409.659 | 18 | 0 | 0 | 0 | 0 | 0 | 0 | 0 | 0 | 0 | 0 | 0 | 0 | 0
1163 | 49 | 2 | 18 | 4047.619 | 0 | 238.0952 | 2000 | 128.2799 | 6413.9942 | #DIV/0! |  | #DIV/0! | 18 | 0 | 0 | 0 | 0 | 0 | 0 | 0 | 6413.9942 | 38.3612 | 30.0316 | 38.3612 | 5.0702 | 21894.7621 | 21896.892 | 6408.924 | 35.0316 | 35.035 | 35.0316 | 35 | 1 | 1 | 0 | 7.2 | 1 | 7.2 | 6408.924 | 18 | 0 | 0 | 0 | 0 | 0 | 0 | 0 | 0 | 0 | 0 | 0 | 0 | 0
1164 | 49 | 2 | 18 | 4047.619 | 0 | 238.0952 | 2000 | 128.2799 | 6413.9942 | #DIV/0! |  | #DIV/0! | 18 | 0 | 0 | 0 | 0 | 0 | 0 | 0 | 6413.9942 | 38.3612 | 30.035 | 38.3612 | 5.6166 | 21896.892 | 21898.4754 | 6408.3776 | 35.035 | 35.0376 | 35.035 | 35 | 1 | 1 | 0 | 7.2 | 1 | 7.2 | 6408.3776 | 18 | 0 | 0 | 0 | 0 | 0 | 0 | 0 | 0 | 0 | 0 | 0 | 0 | 0
1165 | 49 | 2 | 18 | 4047.619 | 0 | 238.0952 | 2000 | 128.2799 | 6413.9942 | #DIV/0! |  | #DIV/0! | 18 | 0 | 0 | 0 | 0 | 0 | 0 | 0 | 6413.9942 | 38.3612 | 30.0376 | 38.3612 | 6.0228 | 21898.4754 | 21899.6525 | 6407.9713 | 35.0376 | 35.0394 | 35.0376 | 35 | 1 | 1 | 0 | 7.2 | 1 | 7.2 | 6407.9713 | 18 | 0 | 0 | 0 | 0 | 0 | 0 | 0 | 0 | 0 | 0 | 0 | 0 | 0
1166 | 49 | 2 | 18 | 4047.619 | 0 | 238.0952 | 2000 | 128.2799 | 6413.9942 | #DIV/0! |  | #DIV/0! | 18 | 0 | 0 | 0 | 0 | 0 | 0 | 0 | 6413.9942 | 38.3612 | 30.0394 | 38.3612 | 6.3248 | 21899.6525 | 21900.5277 | 6407.6693 | 35.0394 | 35.0408 | 35.0394 | 35 | 1 | 1 | 0 | 7.2 | 1 | 7.2 | 6407.6693 | 18 | 0 | 0 | 0 | 0 | 0 | 0 | 0 | 0 | 0 | 0 | 0 | 0 | 0
1167 | 49 | 2 | 18 | 4047.619 | 0 | 238.0952 | 2000 | 128.2799 | 6413.9942 | #DIV/0! |  | #DIV/0! | 18 | 0 | 0 | 0 | 0 | 0 | 0 | 0 | 6413.9942 | 38.3612 | 30.0408 | 38.3612 | 6.5494 | 21900.5277 | 21901.1783 | 6407.4448 | 35.0408 | 35.0419 | 35.0408 | 35 | 1 | 1 | 0 | 7.2 | 1 | 7.2 | 6407.4448 | 18 | 0 | 0 | 0 | 0 | 0 | 0 | 0 | 0 | 0 | 0 | 0 | 0 | 0
1168 | 49 | 2 | 18 | 4047.619 | 0 | 238.0952 | 2000 | 128.2799 | 6413.9942 | #DIV/0! |  | #DIV/0! | 18 | 0 | 0 | 0 | 0 | 0 | 0 | 0 | 6413.9942 | 38.3612 | 30.0419 | 38.3612 | 6.7163 | 21901.1783 | 21901.662 | 6407.2779 | 35.0419 | 35.0427 | 35.0419 | 35 | 1 | 1 | 0 | 7.2 | 1 | 7.2 | 6407.2779 | 18 | 0 | 0 | 0 | 0 | 0 | 0 | 0 | 0 | 0 | 0 | 0 | 0 | 0
1169 | 49 | 2 | 18 | 4047.619 | 0 | 238.0952 | 0 | 87.4636 | 4373.1778 | #DIV/0! |  | #DIV/0! | 18 | 0 | 0 | 0 | 0 | 0 | 0 | 0 | 4373.1778 | 26.1554 | 30.0427 | 26.1554 | 4.6639 | 21901.662 | 21904.1981 | 4368.5139 | 35.0427 | 35.0467 | 35.0427 | 35 | 1 | 1 | 0 | 7.2 | 1 | 7.2 | 4368.5139 | 18 | 0 | 0 | 0 | 0 | 0 | 0 | 0 | 0 | 0 | 0 | 0 | 0 | 0
1170 | 49 | 2 | 18 | 4047.619 | 3482.1429 | 238.0952 | 0 | 158.5277 | 7926.3848 | #DIV/0! |  | #DIV/0! | 18 | 0 | 0 | 0 | 0 | 0 | 0 | 0 | 7926.3848 | 47.4066 | 30.0467 | 47.4066 | 9.2574 | 21904.1981 | 21902.1407 | 7917.1274 | 35.0467 | 35.0434 | 35.0467 | 35 | 1 | 1 | 0 | 7.2 | 1 | 7.2 | 7917.1274 | 18 | 0 | 0 | 0 | 0 | 0 | 0 | 0 | 0 | 0 | 0 | 0 | 0 | 0
1171 | 49 | 2 | 18 | 4047.619 | 6964.2857 | 238.0952 | 0 | 229.5918 | 11479.5918 | #DIV/0! |  | #DIV/0! | 18 | 0 | 0 | 0 | 0 | 0 | 0 | 0 | 11479.5918 | 68.6578 | 30.0434 | 68.6578 | 12.4626 | 21902.1407 | 21896.8781 | 11467.1293 | 35.0434 | 35.035 | 35.0434 | 35 | 1 | 1 | 0 | 7.2 | 1 | 7.2 | 11467.1293 | 18 | 0 | 0 | 0 | 0 | 0 | 0 | 0 | 0 | 0 | 0 | 0 | 0 | 0
1172 | 49 | 2 | 18 | 4047.619 | 6964.2857 | 238.0952 | 0 | 229.5918 | 11479.5918 | #DIV/0! |  | #DIV/0! | 18 | 0 | 0 | 0 | 0 | 0 | 0 | 0 | 11479.5918 | 68.6578 | 30.035 | 68.6578 | 10.0461 | 21896.8781 | 21894.032 | 11469.5458 | 35.035 | 35.0305 | 35.035 | 35 | 1 | 1 | 0 | 7.2 | 1 | 7.2 | 11469.5458 | 18 | 0 | 0 | 0 | 0 | 0 | 0 | 0 | 0 | 0 | 0 | 0 | 0 | 0
1173 | 49 | 2 | 18 | 4047.619 | 6964.2857 | 238.0952 | 0 | 229.5918 | 11479.5918 | #DIV/0! |  | #DIV/0! | 18 | 0 | 0 | 0 | 0 | 0 | 0 | 0 | 11479.5918 | 68.6578 | 30.0305 | 68.6578 | 8.7392 | 21894.032 | 21892.4928 | 11470.8526 | 35.0305 | 35.028 | 35.0305 | 35 | 1 | 1 | 0 | 7.2 | 1 | 7.2 | 11470.8526 | 18 | 0 | 0 | 0 | 0 | 0 | 0 | 0 | 0 | 0 | 0 | 0 | 0 | 0
1174 | 49 | 2 | 18 | 4047.619 | 3482.1429 | 238.0952 | 0 | 158.5277 | 7926.3848 | #DIV/0! |  | #DIV/0! | 18 | 0 | 0 | 0 | 0 | 0 | 0 | 0 | 7926.3848 | 47.4066 | 30.028 | 47.4066 | 5.5462 | 21892.4928 | 21894.1466 | 7920.8386 | 35.028 | 35.0306 | 35.028 | 35 | 1 | 1 | 0 | 7.2 | 1 | 7.2 | 7920.8386 | 18 | 0 | 0 | 0 | 0 | 0 | 0 | 0 | 0 | 0 | 0 | 0 | 0 | 0
1175 | 49 | 2 | 19 | 4047.619 | 0 | 238.0952 | 0 | 87.4636 | 4373.1778 | #DIV/0! |  | #DIV/0! | 18 | 0 | 0 | 0 | 0 | 0 | 0 | 0 | 4373.1778 | 26.1554 | 30.0306 | 26.1554 | 3.3493 | 21894.1466 | 21897.9974 | 4369.8286 | 35.0306 | 35.0368 | 35.0306 | 35 | 1 | 1 | 0 | 7.2 | 1 | 7.2 | 4369.8286 | 18 | 0 | 0 | 0 | 0 | 0 | 0 | 0 | 0 | 0 | 0 | 0 | 0 | 0
1176 | 50 | 2 | 19 | 4047.619 | 0 | 238.0952 | 0 | 87.4636 | 4373.1778 | #DIV/0! |  | #DIV/0! | 18 | 0 | 0 | 0 | 0 | 0 | 0 | 0 | 4373.1778 | 26.1554 | 30.0368 | 26.1554 | 4.0229 | 21897.9974 | 21901.1745 | 4369.155 | 35.0368 | 35.0419 | 35.0368 | 35 | 1 | 1 | 0 | 7.2 | 1 | 7.2 | 4369.155 | 18 | 0 | 0 | 0 | 0 | 0 | 0 | 0 | 0 | 0 | 0 | 0 | 0 | 0
1177 | 50 | 2 | 19 | 4047.619 | 0 | 238.0952 | 0 | 87.4636 | 4373.1778 | #DIV/0! |  | #DIV/0! | 18 | 0 | 0 | 0 | 0 | 0 | 0 | 0 | 4373.1778 | 26.1554 | 30.0419 | 26.1554 | 4.5786 | 21901.1745 | 21903.7959 | 4368.5992 | 35.0419 | 35.0461 | 35.0419 | 35 | 1 | 1 | 0 | 7.2 | 1 | 7.2 | 4368.5992 | 18 | 0 | 0 | 0 | 0 | 0 | 0 | 0 | 0 | 0 | 0 | 0 | 0 | 0
1178 | 50 | 2 | 19 | 4047.619 | 0 | 238.0952 | 0 | 87.4636 | 4373.1778 | #DIV/0! |  | #DIV/0! | 18 | 0 | 0 | 0 | 0 | 0 | 0 | 0 | 4373.1778 | 26.1554 | 30.0461 | 26.1554 | 5.0372 | 21903.7959 | 21905.9587 | 4368.1407 | 35.0461 | 35.0495 | 35.0461 | 35 | 1 | 1 | 0 | 7.2 | 1 | 7.2 | 4368.1407 | 18 | 0 | 0 | 0 | 0 | 0 | 0 | 0 | 0 | 0 | 0 | 0 | 0 | 0
1179 | 50 | 2 | 19 | 4047.619 | 0 | 238.0952 | 0 | 87.4636 | 4373.1778 | #DIV/0! |  | #DIV/0! | 18 | 0 | 0 | 0 | 0 | 0 | 0 | 0 | 4373.1778 | 26.1554 | 30.0495 | 26.1554 | 5.4155 | 21905.9587 | 21907.7432 | 4367.7623 | 35.0495 | 35.0524 | 35.0495 | 35 | 1 | 1 | 0 | 7.2 | 1 | 7.2 | 4367.7623 | 18 | 0 | 0 | 0 | 0 | 0 | 0 | 0 | 0 | 0 | 0 | 0 | 0 | 0
1180 | 50 | 2 | 19 | 4047.619 | 0 | 238.0952 | 0 | 87.4636 | 4373.1778 | #DIV/0! |  | #DIV/0! | 18 | 0 | 0 | 0 | 0 | 0 | 0 | 0 | 4373.1778 | 26.1554 | 30.0524 | 26.1554 | 5.7277 | 21907.7432 | 21909.2155 | 4367.4502 | 35.0524 | 35.0547 | 35.0524 | 35 | 1 | 1 | 0 | 7.2 | 1 | 7.2 | 4367.4502 | 18 | 0 | 0 | 0 | 0 | 0 | 0 | 0 | 0 | 0 | 0 | 0 | 0 | 0
1181 | 50 | 2 | 19 | 4047.619 | 4178.5714 | 238.0952 | 0 | 172.7405 | 8637.0262 | #DIV/0! |  | #DIV/0! | 18 | 0 | 0 | 0 | 0 | 0 | 0 | 0 | 8637.0262 | 51.6569 | 30.0547 | 51.6569 | 11.8208 | 21909.2155 | 21904.5947 | 8625.2054 | 35.0547 | 35.0474 | 35.0547 | 35 | 1 | 1 | 0 | 7.2 | 1 | 7.2 | 8625.2054 | 18 | 0 | 0 | 0 | 0 | 0 | 0 | 0 | 0 | 0 | 0 | 0 | 0 | 0
1182 | 50 | 2 | 19 | 4047.619 | 6964.2857 | 238.0952 | 0 | 229.5918 | 11479.5918 | #DIV/0! |  | #DIV/0! | 18 | 0 | 0 | 0 | 0 | 0 | 0 | 0 | 11479.5918 | 68.6578 | 30.0474 | 68.6578 | 13.5894 | 21904.5947 | 21898.2053 | 11466.0024 | 35.0474 | 35.0371 | 35.0474 | 35 | 1 | 1 | 0 | 7.2 | 1 | 7.2 | 11466.0024 | 18 | 0 | 0 | 0 | 0 | 0 | 0 | 0 | 0 | 0 | 0 | 0 | 0 | 0
1183 | 50 | 2 | 19 | 4047.619 | 6964.2857 | 238.0952 | 2000 | 270.4082 | 13520.4082 | #DIV/0! |  | #DIV/0! | 18 | 0 | 0 | 0 | 0 | 0 | 0 | 0 | 13520.4082 | 80.8637 | 30.0371 | 71.7703 | 12.5498 | 21898.2053 | 21892.8555 | 13507.8584 | 35.0371 | 35.0286 | 35.0371 | 35 | 1 | 1 | 0 | 7.2 | 1 | 7.2 | 13507.8584 | 18 | 0 | 0 | 0 | 0 | 0 | 0 | 0 | 0 | 0 | 0 | 0 | 0 | 0
1184 | 50 | 2 | 19 | 4047.619 | 6964.2857 | 238.0952 | 2000 | 270.4082 | 13520.4082 | #DIV/0! |  | #DIV/0! | 18 | 0 | 0 | 0 | 0 | 0 | 0 | 0 | 13520.4082 | 80.8637 | 30.0286 | 71.7703 | 9.6565 | 21892.8555 | 21890.399 | 13510.7516 | 35.0286 | 35.0246 | 35.0286 | 35 | 1 | 1 | 0 | 7.2 | 1 | 7.2 | 13510.7516 | 18 | 0 | 0 | 0 | 0 | 0 | 0 | 0 | 0 | 0 | 0 | 0 | 0 | 0
1185 | 50 | 2 | 19 | 4047.619 | 2785.7143 | 238.0952 | 2000 | 185.1312 | 9256.5598 | #DIV/0! |  | #DIV/0! | 18 | 0 | 0 | 0 | 0 | 0 | 0 | 0 | 9256.5598 | 55.3622 | 30.0246 | 55.3622 | 5.7017 | 21890.399 | 21891.8973 | 9250.8581 | 35.0246 | 35.027 | 35.0246 | 35 | 1 | 1 | 0 | 7.2 | 1 | 7.2 | 9250.8581 | 18 | 0 | 0 | 0 | 0 | 0 | 0 | 0 | 0 | 0 | 0 | 0 | 0 | 0
1186 | 50 | 2 | 19 | 4047.619 | 0 | 238.0952 | 2000 | 128.2799 | 6413.9942 | #DIV/0! |  | #DIV/0! | 18 | 0 | 0 | 0 | 0 | 0 | 0 | 0 | 6413.9942 | 38.3612 | 30.027 | 38.3612 | 4.3352 | 21891.8973 | 21894.7621 | 6409.659 | 35.027 | 35.0316 | 35.027 | 35 | 1 | 1 | 0 | 7.2 | 1 | 7.2 | 6409.659 | 18 | 0 | 0 | 0 | 0 | 0 | 0 | 0 | 0 | 0 | 0 | 0 | 0 | 0
1187 | 50 | 2 | 19 | 4047.619 | 0 | 238.0952 | 2000 | 128.2799 | 6413.9942 | #DIV/0! |  | #DIV/0! | 18 | 0 | 0 | 0 | 0 | 0 | 0 | 0 | 6413.9942 | 38.3612 | 30.0316 | 38.3612 | 5.0702 | 21894.7621 | 21896.892 | 6408.924 | 35.0316 | 35.035 | 35.0316 | 35 | 1 | 1 | 0 | 7.2 | 1 | 7.2 | 6408.924 | 18 | 0 | 0 | 0 | 0 | 0 | 0 | 0 | 0 | 0 | 0 | 0 | 0 | 0
1188 | 50 | 2 | 19 | 4047.619 | 0 | 238.0952 | 2000 | 128.2799 | 6413.9942 | #DIV/0! |  | #DIV/0! | 18 | 0 | 0 | 0 | 0 | 0 | 0 | 0 | 6413.9942 | 38.3612 | 30.035 | 38.3612 | 5.6166 | 21896.892 | 21898.4754 | 6408.3776 | 35.035 | 35.0376 | 35.035 | 35 | 1 | 1 | 0 | 7.2 | 1 | 7.2 | 6408.3776 | 18 | 0 | 0 | 0 | 0 | 0 | 0 | 0 | 0 | 0 | 0 | 0 | 0 | 0
1189 | 50 | 2 | 19 | 4047.619 | 0 | 238.0952 | 2000 | 128.2799 | 6413.9942 | #DIV/0! |  | #DIV/0! | 18 | 0 | 0 | 0 | 0 | 0 | 0 | 0 | 6413.9942 | 38.3612 | 30.0376 | 38.3612 | 6.0228 | 21898.4754 | 21899.6525 | 6407.9713 | 35.0376 | 35.0394 | 35.0376 | 35 | 1 | 1 | 0 | 7.2 | 1 | 7.2 | 6407.9713 | 18 | 0 | 0 | 0 | 0 | 0 | 0 | 0 | 0 | 0 | 0 | 0 | 0 | 0
1190 | 50 | 2 | 19 | 4047.619 | 0 | 238.0952 | 2000 | 128.2799 | 6413.9942 | #DIV/0! |  | #DIV/0! | 18 | 0 | 0 | 0 | 0 | 0 | 0 | 0 | 6413.9942 | 38.3612 | 30.0394 | 38.3612 | 6.3248 | 21899.6525 | 21900.5277 | 6407.6693 | 35.0394 | 35.0408 | 35.0394 | 35 | 1 | 1 | 0 | 7.2 | 1 | 7.2 | 6407.6693 | 18 | 0 | 0 | 0 | 0 | 0 | 0 | 0 | 0 | 0 | 0 | 0 | 0 | 0
1191 | 50 | 2 | 19 | 4047.619 | 0 | 238.0952 | 2000 | 128.2799 | 6413.9942 | #DIV/0! |  | #DIV/0! | 18 | 0 | 0 | 0 | 0 | 0 | 0 | 0 | 6413.9942 | 38.3612 | 30.0408 | 38.3612 | 6.5494 | 21900.5277 | 21901.1783 | 6407.4448 | 35.0408 | 35.0419 | 35.0408 | 35 | 1 | 1 | 0 | 7.2 | 1 | 7.2 | 6407.4448 | 18 | 0 | 0 | 0 | 0 | 0 | 0 | 0 | 0 | 0 | 0 | 0 | 0 | 0
1192 | 50 | 2 | 19 | 4047.619 | 0 | 238.0952 | 2000 | 128.2799 | 6413.9942 | #DIV/0! |  | #DIV/0! | 18 | 0 | 0 | 0 | 0 | 0 | 0 | 0 | 6413.9942 | 38.3612 | 30.0419 | 38.3612 | 6.7163 | 21901.1783 | 21901.662 | 6407.2779 | 35.0419 | 35.0427 | 35.0419 | 35 | 1 | 1 | 0 | 7.2 | 1 | 7.2 | 6407.2779 | 18 | 0 | 0 | 0 | 0 | 0 | 0 | 0 | 0 | 0 | 0 | 0 | 0 | 0
1193 | 50 | 2 | 19 | 4047.619 | 0 | 238.0952 | 0 | 87.4636 | 4373.1778 | #DIV/0! |  | #DIV/0! | 18 | 0 | 0 | 0 | 0 | 0 | 0 | 0 | 4373.1778 | 26.1554 | 30.0427 | 26.1554 | 4.6639 | 21901.662 | 21904.1981 | 4368.5139 | 35.0427 | 35.0467 | 35.0427 | 35 | 1 | 1 | 0 | 7.2 | 1 | 7.2 | 4368.5139 | 18 | 0 | 0 | 0 | 0 | 0 | 0 | 0 | 0 | 0 | 0 | 0 | 0 | 0
1194 | 50 | 2 | 19 | 4047.619 | 3482.1429 | 238.0952 | 0 | 158.5277 | 7926.3848 | #DIV/0! |  | #DIV/0! | 18 | 0 | 0 | 0 | 0 | 0 | 0 | 0 | 7926.3848 | 47.4066 | 30.0467 | 47.4066 | 9.2574 | 21904.1981 | 21902.1407 | 7917.1274 | 35.0467 | 35.0434 | 35.0467 | 35 | 1 | 1 | 0 | 7.2 | 1 | 7.2 | 7917.1274 | 18 | 0 | 0 | 0 | 0 | 0 | 0 | 0 | 0 | 0 | 0 | 0 | 0 | 0
1195 | 50 | 2 | 19 | 4047.619 | 6964.2857 | 238.0952 | 0 | 229.5918 | 11479.5918 | #DIV/0! |  | #DIV/0! | 18 | 0 | 0 | 0 | 0 | 0 | 0 | 0 | 11479.5918 | 68.6578 | 30.0434 | 68.6578 | 12.4626 | 21902.1407 | 21896.8781 | 11467.1293 | 35.0434 | 35.035 | 35.0434 | 35 | 1 | 1 | 0 | 7.2 | 1 | 7.2 | 11467.1293 | 18 | 0 | 0 | 0 | 0 | 0 | 0 | 0 | 0 | 0 | 0 | 0 | 0 | 0
1196 | 50 | 2 | 19 | 4047.619 | 6964.2857 | 238.0952 | 0 | 229.5918 | 11479.5918 | #DIV/0! |  | #DIV/0! | 18 | 0 | 0 | 0 | 0 | 0 | 0 | 0 | 11479.5918 | 68.6578 | 30.035 | 68.6578 | 10.0461 | 21896.8781 | 21894.032 | 11469.5458 | 35.035 | 35.0305 | 35.035 | 35 | 1 | 1 | 0 | 7.2 | 1 | 7.2 | 11469.5458 | 18 | 0 | 0 | 0 | 0 | 0 | 0 | 0 | 0 | 0 | 0 | 0 | 0 | 0
1197 | 50 | 2 | 19 | 4047.619 | 6964.2857 | 238.0952 | 0 | 229.5918 | 11479.5918 | #DIV/0! |  | #DIV/0! | 18 | 0 | 0 | 0 | 0 | 0 | 0 | 0 | 11479.5918 | 68.6578 | 30.0305 | 68.6578 | 8.7392 | 21894.032 | 21892.4928 | 11470.8526 | 35.0305 | 35.028 | 35.0305 | 35 | 1 | 1 | 0 | 7.2 | 1 | 7.2 | 11470.8526 | 18 | 0 | 0 | 0 | 0 | 0 | 0 | 0 | 0 | 0 | 0 | 0 | 0 | 0
1198 | 50 | 2 | 19 | 4047.619 | 3482.1429 | 238.0952 | 0 | 158.5277 | 7926.3848 | #DIV/0! |  | #DIV/0! | 18 | 0 | 0 | 0 | 0 | 0 | 0 | 0 | 7926.3848 | 47.4066 | 30.028 | 47.4066 | 5.5462 | 21892.4928 | 21894.1466 | 7920.8386 | 35.028 | 35.0306 | 35.028 | 35 | 1 | 1 | 0 | 7.2 | 1 | 7.2 | 7920.8386 | 18 | 0 | 0 | 0 | 0 | 0 | 0 | 0 | 0 | 0 | 0 | 0 | 0 | 0
1199 | 50 | 2 | 20 | 4047.619 | 0 | 238.0952 | 0 | 87.4636 | 4373.1778 | #DIV/0! |  | #DIV/0! | 18 | 0 | 0 | 0 | 0 | 0 | 0 | 0 | 4373.1778 | 26.1554 | 30.0306 | 26.1554 | 3.3493 | 21894.1466 | 21897.9974 | 4369.8286 | 35.0306 | 35.0368 | 35.0306 | 35 | 1 | 1 | 0 | 7.2 | 1 | 7.2 | 4369.8286 | 18 | 0 | 0 | 0 | 0 | 0 | 0 | 0 | 0 | 0 | 0 | 0 | 0 | 0
1200 | 51 | 2 | 20 | 4047.619 | 0 | 238.0952 | 0 | 87.4636 | 4373.1778 | #DIV/0! |  | #DIV/0! | 18 | 0 | 0 | 0 | 0 | 0 | 0 | 0 | 4373.1778 | 26.1554 | 30.0368 | 26.1554 | 4.0229 | 21897.9974 | 21901.1745 | 4369.155 | 35.0368 | 35.0419 | 35.0368 | 35 | 1 | 1 | 0 | 7.2 | 1 | 7.2 | 4369.155 | 18 | 0 | 0 | 0 | 0 | 0 | 0 | 0 | 0 | 0 | 0 | 0 | 0 | 0
1201 | 51 | 2 | 20 | 4047.619 | 0 | 238.0952 | 0 | 87.4636 | 4373.1778 | #DIV/0! |  | #DIV/0! | 18 | 0 | 0 | 0 | 0 | 0 | 0 | 0 | 4373.1778 | 26.1554 | 30.0419 | 26.1554 | 4.5786 | 21901.1745 | 21903.7959 | 4368.5992 | 35.0419 | 35.0461 | 35.0419 | 35 | 1 | 1 | 0 | 7.2 | 1 | 7.2 | 4368.5992 | 18 | 0 | 0 | 0 | 0 | 0 | 0 | 0 | 0 | 0 | 0 | 0 | 0 | 0
1202 | 51 | 2 | 20 | 4047.619 | 0 | 238.0952 | 0 | 87.4636 | 4373.1778 | #DIV/0! |  | #DIV/0! | 18 | 0 | 0 | 0 | 0 | 0 | 0 | 0 | 4373.1778 | 26.1554 | 30.0461 | 26.1554 | 5.0372 | 21903.7959 | 21905.9587 | 4368.1407 | 35.0461 | 35.0495 | 35.0461 | 35 | 1 | 1 | 0 | 7.2 | 1 | 7.2 | 4368.1407 | 18 | 0 | 0 | 0 | 0 | 0 | 0 | 0 | 0 | 0 | 0 | 0 | 0 | 0
1203 | 51 | 2 | 20 | 4047.619 | 0 | 238.0952 | 0 | 87.4636 | 4373.1778 | #DIV/0! |  | #DIV/0! | 18 | 0 | 0 | 0 | 0 | 0 | 0 | 0 | 4373.1778 | 26.1554 | 30.0495 | 26.1554 | 5.4155 | 21905.9587 | 21907.7432 | 4367.7623 | 35.0495 | 35.0524 | 35.0495 | 35 | 1 | 1 | 0 | 7.2 | 1 | 7.2 | 4367.7623 | 18 | 0 | 0 | 0 | 0 | 0 | 0 | 0 | 0 | 0 | 0 | 0 | 0 | 0
1204 | 51 | 2 | 20 | 4047.619 | 0 | 238.0952 | 0 | 87.4636 | 4373.1778 | #DIV/0! |  | #DIV/0! | 18 | 0 | 0 | 0 | 0 | 0 | 0 | 0 | 4373.1778 | 26.1554 | 30.0524 | 26.1554 | 5.7277 | 21907.7432 | 21909.2155 | 4367.4502 | 35.0524 | 35.0547 | 35.0524 | 35 | 1 | 1 | 0 | 7.2 | 1 | 7.2 | 4367.4502 | 18 | 0 | 0 | 0 | 0 | 0 | 0 | 0 | 0 | 0 | 0 | 0 | 0 | 0
1205 | 51 | 2 | 20 | 4047.619 | 4178.5714 | 238.0952 | 0 | 172.7405 | 8637.0262 | #DIV/0! |  | #DIV/0! | 18 | 0 | 0 | 0 | 0 | 0 | 0 | 0 | 8637.0262 | 51.6569 | 30.0547 | 51.6569 | 11.8208 | 21909.2155 | 21904.5947 | 8625.2054 | 35.0547 | 35.0474 | 35.0547 | 35 | 1 | 1 | 0 | 7.2 | 1 | 7.2 | 8625.2054 | 18 | 0 | 0 | 0 | 0 | 0 | 0 | 0 | 0 | 0 | 0 | 0 | 0 | 0
1206 | 51 | 2 | 20 | 4047.619 | 6964.2857 | 238.0952 | 0 | 229.5918 | 11479.5918 | #DIV/0! |  | #DIV/0! | 18 | 0 | 0 | 0 | 0 | 0 | 0 | 0 | 11479.5918 | 68.6578 | 30.0474 | 68.6578 | 13.5894 | 21904.5947 | 21898.2053 | 11466.0024 | 35.0474 | 35.0371 | 35.0474 | 35 | 1 | 1 | 0 | 7.2 | 1 | 7.2 | 11466.0024 | 18 | 0 | 0 | 0 | 0 | 0 | 0 | 0 | 0 | 0 | 0 | 0 | 0 | 0
1207 | 51 | 2 | 20 | 4047.619 | 6964.2857 | 238.0952 | 2000 | 270.4082 | 13520.4082 | #DIV/0! |  | #DIV/0! | 18 | 0 | 0 | 0 | 0 | 0 | 0 | 0 | 13520.4082 | 80.8637 | 30.0371 | 71.7703 | 12.5498 | 21898.2053 | 21892.8555 | 13507.8584 | 35.0371 | 35.0286 | 35.0371 | 35 | 1 | 1 | 0 | 7.2 | 1 | 7.2 | 13507.8584 | 18 | 0 | 0 | 0 | 0 | 0 | 0 | 0 | 0 | 0 | 0 | 0 | 0 | 0
1208 | 51 | 2 | 20 | 4047.619 | 6964.2857 | 238.0952 | 2000 | 270.4082 | 13520.4082 | #DIV/0! |  | #DIV/0! | 18 | 0 | 0 | 0 | 0 | 0 | 0 | 0 | 13520.4082 | 80.8637 | 30.0286 | 71.7703 | 9.6565 | 21892.8555 | 21890.399 | 13510.7516 | 35.0286 | 35.0246 | 35.0286 | 35 | 1 | 1 | 0 | 7.2 | 1 | 7.2 | 13510.7516 | 18 | 0 | 0 | 0 | 0 | 0 | 0 | 0 | 0 | 0 | 0 | 0 | 0 | 0
1209 | 51 | 2 | 20 | 4047.619 | 2785.7143 | 238.0952 | 2000 | 185.1312 | 9256.5598 | #DIV/0! |  | #DIV/0! | 18 | 0 | 0 | 0 | 0 | 0 | 0 | 0 | 9256.5598 | 55.3622 | 30.0246 | 55.3622 | 5.7017 | 21890.399 | 21891.8973 | 9250.8581 | 35.0246 | 35.027 | 35.0246 | 35 | 1 | 1 | 0 | 7.2 | 1 | 7.2 | 9250.8581 | 18 | 0 | 0 | 0 | 0 | 0 | 0 | 0 | 0 | 0 | 0 | 0 | 0 | 0
1210 | 51 | 2 | 20 | 4047.619 | 0 | 238.0952 | 2000 | 128.2799 | 6413.9942 | #DIV/0! |  | #DIV/0! | 18 | 0 | 0 | 0 | 0 | 0 | 0 | 0 | 6413.9942 | 38.3612 | 30.027 | 38.3612 | 4.3352 | 21891.8973 | 21894.7621 | 6409.659 | 35.027 | 35.0316 | 35.027 | 35 | 1 | 1 | 0 | 7.2 | 1 | 7.2 | 6409.659 | 18 | 0 | 0 | 0 | 0 | 0 | 0 | 0 | 0 | 0 | 0 | 0 | 0 | 0
1211 | 51 | 2 | 20 | 4047.619 | 0 | 238.0952 | 2000 | 128.2799 | 6413.9942 | #DIV/0! |  | #DIV/0! | 18 | 0 | 0 | 0 | 0 | 0 | 0 | 0 | 6413.9942 | 38.3612 | 30.0316 | 38.3612 | 5.0702 | 21894.7621 | 21896.892 | 6408.924 | 35.0316 | 35.035 | 35.0316 | 35 | 1 | 1 | 0 | 7.2 | 1 | 7.2 | 6408.924 | 18 | 0 | 0 | 0 | 0 | 0 | 0 | 0 | 0 | 0 | 0 | 0 | 0 | 0
1212 | 51 | 2 | 20 | 4047.619 | 0 | 238.0952 | 2000 | 128.2799 | 6413.9942 | #DIV/0! |  | #DIV/0! | 18 | 0 | 0 | 0 | 0 | 0 | 0 | 0 | 6413.9942 | 38.3612 | 30.035 | 38.3612 | 5.6166 | 21896.892 | 21898.4754 | 6408.3776 | 35.035 | 35.0376 | 35.035 | 35 | 1 | 1 | 0 | 7.2 | 1 | 7.2 | 6408.3776 | 18 | 0 | 0 | 0 | 0 | 0 | 0 | 0 | 0 | 0 | 0 | 0 | 0 | 0
1213 | 51 | 2 | 20 | 4047.619 | 0 | 238.0952 | 2000 | 128.2799 | 6413.9942 | #DIV/0! |  | #DIV/0! | 18 | 0 | 0 | 0 | 0 | 0 | 0 | 0 | 6413.9942 | 38.3612 | 30.0376 | 38.3612 | 6.0228 | 21898.4754 | 21899.6525 | 6407.9713 | 35.0376 | 35.0394 | 35.0376 | 35 | 1 | 1 | 0 | 7.2 | 1 | 7.2 | 6407.9713 | 18 | 0 | 0 | 0 | 0 | 0 | 0 | 0 | 0 | 0 | 0 | 0 | 0 | 0
1214 | 51 | 2 | 20 | 4047.619 | 0 | 238.0952 | 2000 | 128.2799 | 6413.9942 | #DIV/0! |  | #DIV/0! | 18 | 0 | 0 | 0 | 0 | 0 | 0 | 0 | 6413.9942 | 38.3612 | 30.0394 | 38.3612 | 6.3248 | 21899.6525 | 21900.5277 | 6407.6693 | 35.0394 | 35.0408 | 35.0394 | 35 | 1 | 1 | 0 | 7.2 | 1 | 7.2 | 6407.6693 | 18 | 0 | 0 | 0 | 0 | 0 | 0 | 0 | 0 | 0 | 0 | 0 | 0 | 0
1215 | 51 | 2 | 20 | 4047.619 | 0 | 238.0952 | 2000 | 128.2799 | 6413.9942 | #DIV/0! |  | #DIV/0! | 18 | 0 | 0 | 0 | 0 | 0 | 0 | 0 | 6413.9942 | 38.3612 | 30.0408 | 38.3612 | 6.5494 | 21900.5277 | 21901.1783 | 6407.4448 | 35.0408 | 35.0419 | 35.0408 | 35 | 1 | 1 | 0 | 7.2 | 1 | 7.2 | 6407.4448 | 18 | 0 | 0 | 0 | 0 | 0 | 0 | 0 | 0 | 0 | 0 | 0 | 0 | 0
1216 | 51 | 2 | 20 | 4047.619 | 0 | 238.0952 | 2000 | 128.2799 | 6413.9942 | #DIV/0! |  | #DIV/0! | 18 | 0 | 0 | 0 | 0 | 0 | 0 | 0 | 6413.9942 | 38.3612 | 30.0419 | 38.3612 | 6.7163 | 21901.1783 | 21901.662 | 6407.2779 | 35.0419 | 35.0427 | 35.0419 | 35 | 1 | 1 | 0 | 7.2 | 1 | 7.2 | 6407.2779 | 18 | 0 | 0 | 0 | 0 | 0 | 0 | 0 | 0 | 0 | 0 | 0 | 0 | 0
1217 | 51 | 2 | 20 | 4047.619 | 0 | 238.0952 | 0 | 87.4636 | 4373.1778 | #DIV/0! |  | #DIV/0! | 18 | 0 | 0 | 0 | 0 | 0 | 0 | 0 | 4373.1778 | 26.1554 | 30.0427 | 26.1554 | 4.6639 | 21901.662 | 21904.1981 | 4368.5139 | 35.0427 | 35.0467 | 35.0427 | 35 | 1 | 1 | 0 | 7.2 | 1 | 7.2 | 4368.5139 | 18 | 0 | 0 | 0 | 0 | 0 | 0 | 0 | 0 | 0 | 0 | 0 | 0 | 0
1218 | 51 | 2 | 20 | 4047.619 | 3482.1429 | 238.0952 | 0 | 158.5277 | 7926.3848 | #DIV/0! |  | #DIV/0! | 18 | 0 | 0 | 0 | 0 | 0 | 0 | 0 | 7926.3848 | 47.4066 | 30.0467 | 47.4066 | 9.2574 | 21904.1981 | 21902.1407 | 7917.1274 | 35.0467 | 35.0434 | 35.0467 | 35 | 1 | 1 | 0 | 7.2 | 1 | 7.2 | 7917.1274 | 18 | 0 | 0 | 0 | 0 | 0 | 0 | 0 | 0 | 0 | 0 | 0 | 0 | 0
1219 | 51 | 2 | 20 | 4047.619 | 6964.2857 | 238.0952 | 0 | 229.5918 | 11479.5918 | #DIV/0! |  | #DIV/0! | 18 | 0 | 0 | 0 | 0 | 0 | 0 | 0 | 11479.5918 | 68.6578 | 30.0434 | 68.6578 | 12.4626 | 21902.1407 | 21896.8781 | 11467.1293 | 35.0434 | 35.035 | 35.0434 | 35 | 1 | 1 | 0 | 7.2 | 1 | 7.2 | 11467.1293 | 18 | 0 | 0 | 0 | 0 | 0 | 0 | 0 | 0 | 0 | 0 | 0 | 0 | 0
1220 | 51 | 2 | 20 | 4047.619 | 6964.2857 | 238.0952 | 0 | 229.5918 | 11479.5918 | #DIV/0! |  | #DIV/0! | 18 | 0 | 0 | 0 | 0 | 0 | 0 | 0 | 11479.5918 | 68.6578 | 30.035 | 68.6578 | 10.0461 | 21896.8781 | 21894.032 | 11469.5458 | 35.035 | 35.0305 | 35.035 | 35 | 1 | 1 | 0 | 7.2 | 1 | 7.2 | 11469.5458 | 18 | 0 | 0 | 0 | 0 | 0 | 0 | 0 | 0 | 0 | 0 | 0 | 0 | 0
1221 | 51 | 2 | 20 | 4047.619 | 6964.2857 | 238.0952 | 0 | 229.5918 | 11479.5918 | #DIV/0! |  | #DIV/0! | 18 | 0 | 0 | 0 | 0 | 0 | 0 | 0 | 11479.5918 | 68.6578 | 30.0305 | 68.6578 | 8.7392 | 21894.032 | 21892.4928 | 11470.8526 | 35.0305 | 35.028 | 35.0305 | 35 | 1 | 1 | 0 | 7.2 | 1 | 7.2 | 11470.8526 | 18 | 0 | 0 | 0 | 0 | 0 | 0 | 0 | 0 | 0 | 0 | 0 | 0 | 0
1222 | 51 | 2 | 20 | 4047.619 | 3482.1429 | 238.0952 | 0 | 158.5277 | 7926.3848 | #DIV/0! |  | #DIV/0! | 18 | 0 | 0 | 0 | 0 | 0 | 0 | 0 | 7926.3848 | 47.4066 | 30.028 | 47.4066 | 5.5462 | 21892.4928 | 21894.1466 | 7920.8386 | 35.028 | 35.0306 | 35.028 | 35 | 1 | 1 | 0 | 7.2 | 1 | 7.2 | 7920.8386 | 18 | 0 | 0 | 0 | 0 | 0 | 0 | 0 | 0 | 0 | 0 | 0 | 0 | 0
1223 | 51 | 2 | 21 | 4047.619 | 0 | 238.0952 | 0 | 87.4636 | 4373.1778 | #DIV/0! |  | #DIV/0! | 18 | 0 | 0 | 0 | 0 | 0 | 0 | 0 | 4373.1778 | 26.1554 | 30.0306 | 26.1554 | 3.3493 | 21894.1466 | 21897.9974 | 4369.8286 | 35.0306 | 35.0368 | 35.0306 | 35 | 1 | 1 | 0 | 7.2 | 1 | 7.2 | 4369.8286 | 18 | 0 | 0 | 0 | 0 | 0 | 0 | 0 | 0 | 0 | 0 | 0 | 0 | 0
1224 | 52 | 2 | 21 | 4047.619 | 0 | 238.0952 | 0 | 87.4636 | 4373.1778 | #DIV/0! |  | #DIV/0! | 18 | 0 | 0 | 0 | 0 | 0 | 0 | 0 | 4373.1778 | 26.1554 | 30.0368 | 26.1554 | 4.0229 | 21897.9974 | 21901.1745 | 4369.155 | 35.0368 | 35.0419 | 35.0368 | 35 | 1 | 1 | 0 | 7.2 | 1 | 7.2 | 4369.155 | 18 | 0 | 0 | 0 | 0 | 0 | 0 | 0 | 0 | 0 | 0 | 0 | 0 | 0
1225 | 52 | 2 | 21 | 4047.619 | 0 | 238.0952 | 0 | 87.4636 | 4373.1778 | #DIV/0! |  | #DIV/0! | 18 | 0 | 0 | 0 | 0 | 0 | 0 | 0 | 4373.1778 | 26.1554 | 30.0419 | 26.1554 | 4.5786 | 21901.1745 | 21903.7959 | 4368.5992 | 35.0419 | 35.0461 | 35.0419 | 35 | 1 | 1 | 0 | 7.2 | 1 | 7.2 | 4368.5992 | 18 | 0 | 0 | 0 | 0 | 0 | 0 | 0 | 0 | 0 | 0 | 0 | 0 | 0
1226 | 52 | 2 | 21 | 4047.619 | 0 | 238.0952 | 0 | 87.4636 | 4373.1778 | #DIV/0! |  | #DIV/0! | 18 | 0 | 0 | 0 | 0 | 0 | 0 | 0 | 4373.1778 | 26.1554 | 30.0461 | 26.1554 | 5.0372 | 21903.7959 | 21905.9587 | 4368.1407 | 35.0461 | 35.0495 | 35.0461 | 35 | 1 | 1 | 0 | 7.2 | 1 | 7.2 | 4368.1407 | 18 | 0 | 0 | 0 | 0 | 0 | 0 | 0 | 0 | 0 | 0 | 0 | 0 | 0
1227 | 52 | 2 | 21 | 4047.619 | 0 | 238.0952 | 0 | 87.4636 | 4373.1778 | #DIV/0! |  | #DIV/0! | 18 | 0 | 0 | 0 | 0 | 0 | 0 | 0 | 4373.1778 | 26.1554 | 30.0495 | 26.1554 | 5.4155 | 21905.9587 | 21907.7432 | 4367.7623 | 35.0495 | 35.0524 | 35.0495 | 35 | 1 | 1 | 0 | 7.2 | 1 | 7.2 | 4367.7623 | 18 | 0 | 0 | 0 | 0 | 0 | 0 | 0 | 0 | 0 | 0 | 0 | 0 | 0
1228 | 52 | 2 | 21 | 4047.619 | 0 | 238.0952 | 0 | 87.4636 | 4373.1778 | #DIV/0! |  | #DIV/0! | 18 | 0 | 0 | 0 | 0 | 0 | 0 | 0 | 4373.1778 | 26.1554 | 30.0524 | 26.1554 | 5.7277 | 21907.7432 | 21909.2155 | 4367.4502 | 35.0524 | 35.0547 | 35.0524 | 35 | 1 | 1 | 0 | 7.2 | 1 | 7.2 | 4367.4502 | 18 | 0 | 0 | 0 | 0 | 0 | 0 | 0 | 0 | 0 | 0 | 0 | 0 | 0
1229 | 52 | 2 | 21 | 4047.619 | 4178.5714 | 238.0952 | 0 | 172.7405 | 8637.0262 | #DIV/0! |  | #DIV/0! | 18 | 0 | 0 | 0 | 0 | 0 | 0 | 0 | 8637.0262 | 51.6569 | 30.0547 | 51.6569 | 11.8208 | 21909.2155 | 21904.5947 | 8625.2054 | 35.0547 | 35.0474 | 35.0547 | 35 | 1 | 1 | 0 | 7.2 | 1 | 7.2 | 8625.2054 | 18 | 0 | 0 | 0 | 0 | 0 | 0 | 0 | 0 | 0 | 0 | 0 | 0 | 0
1230 | 52 | 2 | 21 | 4047.619 | 6964.2857 | 238.0952 | 0 | 229.5918 | 11479.5918 | #DIV/0! |  | #DIV/0! | 18 | 0 | 0 | 0 | 0 | 0 | 0 | 0 | 11479.5918 | 68.6578 | 30.0474 | 68.6578 | 13.5894 | 21904.5947 | 21898.2053 | 11466.0024 | 35.0474 | 35.0371 | 35.0474 | 35 | 1 | 1 | 0 | 7.2 | 1 | 7.2 | 11466.0024 | 18 | 0 | 0 | 0 | 0 | 0 | 0 | 0 | 0 | 0 | 0 | 0 | 0 | 0
1231 | 52 | 2 | 21 | 4047.619 | 6964.2857 | 238.0952 | 2000 | 270.4082 | 13520.4082 | #DIV/0! |  | #DIV/0! | 18 | 0 | 0 | 0 | 0 | 0 | 0 | 0 | 13520.4082 | 80.8637 | 30.0371 | 71.7703 | 12.5498 | 21898.2053 | 21892.8555 | 13507.8584 | 35.0371 | 35.0286 | 35.0371 | 35 | 1 | 1 | 0 | 7.2 | 1 | 7.2 | 13507.8584 | 18 | 0 | 0 | 0 | 0 | 0 | 0 | 0 | 0 | 0 | 0 | 0 | 0 | 0
1232 | 52 | 2 | 21 | 4047.619 | 6964.2857 | 238.0952 | 2000 | 270.4082 | 13520.4082 | #DIV/0! |  | #DIV/0! | 18 | 0 | 0 | 0 | 0 | 0 | 0 | 0 | 13520.4082 | 80.8637 | 30.0286 | 71.7703 | 9.6565 | 21892.8555 | 21890.399 | 13510.7516 | 35.0286 | 35.0246 | 35.0286 | 35 | 1 | 1 | 0 | 7.2 | 1 | 7.2 | 13510.7516 | 18 | 0 | 0 | 0 | 0 | 0 | 0 | 0 | 0 | 0 | 0 | 0 | 0 | 0
1233 | 52 | 2 | 21 | 4047.619 | 2785.7143 | 238.0952 | 2000 | 185.1312 | 9256.5598 | #DIV/0! |  | #DIV/0! | 18 | 0 | 0 | 0 | 0 | 0 | 0 | 0 | 9256.5598 | 55.3622 | 30.0246 | 55.3622 | 5.7017 | 21890.399 | 21891.8973 | 9250.8581 | 35.0246 | 35.027 | 35.0246 | 35 | 1 | 1 | 0 | 7.2 | 1 | 7.2 | 9250.8581 | 18 | 0 | 0 | 0 | 0 | 0 | 0 | 0 | 0 | 0 | 0 | 0 | 0 | 0
1234 | 52 | 2 | 21 | 4047.619 | 0 | 238.0952 | 2000 | 128.2799 | 6413.9942 | #DIV/0! |  | #DIV/0! | 18 | 0 | 0 | 0 | 0 | 0 | 0 | 0 | 6413.9942 | 38.3612 | 30.027 | 38.3612 | 4.3352 | 21891.8973 | 21894.7621 | 6409.659 | 35.027 | 35.0316 | 35.027 | 35 | 1 | 1 | 0 | 7.2 | 1 | 7.2 | 6409.659 | 18 | 0 | 0 | 0 | 0 | 0 | 0 | 0 | 0 | 0 | 0 | 0 | 0 | 0
1235 | 52 | 2 | 21 | 4047.619 | 0 | 238.0952 | 2000 | 128.2799 | 6413.9942 | #DIV/0! |  | #DIV/0! | 18 | 0 | 0 | 0 | 0 | 0 | 0 | 0 | 6413.9942 | 38.3612 | 30.0316 | 38.3612 | 5.0702 | 21894.7621 | 21896.892 | 6408.924 | 35.0316 | 35.035 | 35.0316 | 35 | 1 | 1 | 0 | 7.2 | 1 | 7.2 | 6408.924 | 18 | 0 | 0 | 0 | 0 | 0 | 0 | 0 | 0 | 0 | 0 | 0 | 0 | 0
1236 | 52 | 2 | 21 | 4047.619 | 0 | 238.0952 | 2000 | 128.2799 | 6413.9942 | #DIV/0! |  | #DIV/0! | 18 | 0 | 0 | 0 | 0 | 0 | 0 | 0 | 6413.9942 | 38.3612 | 30.035 | 38.3612 | 5.6166 | 21896.892 | 21898.4754 | 6408.3776 | 35.035 | 35.0376 | 35.035 | 35 | 1 | 1 | 0 | 7.2 | 1 | 7.2 | 6408.3776 | 18 | 0 | 0 | 0 | 0 | 0 | 0 | 0 | 0 | 0 | 0 | 0 | 0 | 0
1237 | 52 | 2 | 21 | 4047.619 | 0 | 238.0952 | 2000 | 128.2799 | 6413.9942 | #DIV/0! |  | #DIV/0! | 18 | 0 | 0 | 0 | 0 | 0 | 0 | 0 | 6413.9942 | 38.3612 | 30.0376 | 38.3612 | 6.0228 | 21898.4754 | 21899.6525 | 6407.9713 | 35.0376 | 35.0394 | 35.0376 | 35 | 1 | 1 | 0 | 7.2 | 1 | 7.2 | 6407.9713 | 18 | 0 | 0 | 0 | 0 | 0 | 0 | 0 | 0 | 0 | 0 | 0 | 0 | 0
1238 | 52 | 2 | 21 | 4047.619 | 0 | 238.0952 | 2000 | 128.2799 | 6413.9942 | #DIV/0! |  | #DIV/0! | 18 | 0 | 0 | 0 | 0 | 0 | 0 | 0 | 6413.9942 | 38.3612 | 30.0394 | 38.3612 | 6.3248 | 21899.6525 | 21900.5277 | 6407.6693 | 35.0394 | 35.0408 | 35.0394 | 35 | 1 | 1 | 0 | 7.2 | 1 | 7.2 | 6407.6693 | 18 | 0 | 0 | 0 | 0 | 0 | 0 | 0 | 0 | 0 | 0 | 0 | 0 | 0
1239 | 52 | 2 | 21 | 4047.619 | 0 | 238.0952 | 2000 | 128.2799 | 6413.9942 | #DIV/0! |  | #DIV/0! | 18 | 0 | 0 | 0 | 0 | 0 | 0 | 0 | 6413.9942 | 38.3612 | 30.0408 | 38.3612 | 6.5494 | 21900.5277 | 21901.1783 | 6407.4448 | 35.0408 | 35.0419 | 35.0408 | 35 | 1 | 1 | 0 | 7.2 | 1 | 7.2 | 6407.4448 | 18 | 0 | 0 | 0 | 0 | 0 | 0 | 0 | 0 | 0 | 0 | 0 | 0 | 0
1240 | 52 | 2 | 21 | 4047.619 | 0 | 238.0952 | 2000 | 128.2799 | 6413.9942 | #DIV/0! |  | #DIV/0! | 18 | 0 | 0 | 0 | 0 | 0 | 0 | 0 | 6413.9942 | 38.3612 | 30.0419 | 38.3612 | 6.7163 | 21901.1783 | 21901.662 | 6407.2779 | 35.0419 | 35.0427 | 35.0419 | 35 | 1 | 1 | 0 | 7.2 | 1 | 7.2 | 6407.2779 | 18 | 0 | 0 | 0 | 0 | 0 | 0 | 0 | 0 | 0 | 0 | 0 | 0 | 0
1241 | 52 | 2 | 21 | 4047.619 | 0 | 238.0952 | 0 | 87.4636 | 4373.1778 | #DIV/0! |  | #DIV/0! | 18 | 0 | 0 | 0 | 0 | 0 | 0 | 0 | 4373.1778 | 26.1554 | 30.0427 | 26.1554 | 4.6639 | 21901.662 | 21904.1981 | 4368.5139 | 35.0427 | 35.0467 | 35.0427 | 35 | 1 | 1 | 0 | 7.2 | 1 | 7.2 | 4368.5139 | 18 | 0 | 0 | 0 | 0 | 0 | 0 | 0 | 0 | 0 | 0 | 0 | 0 | 0
1242 | 52 | 2 | 21 | 4047.619 | 3482.1429 | 238.0952 | 0 | 158.5277 | 7926.3848 | #DIV/0! |  | #DIV/0! | 18 | 0 | 0 | 0 | 0 | 0 | 0 | 0 | 7926.3848 | 47.4066 | 30.0467 | 47.4066 | 9.2574 | 21904.1981 | 21902.1407 | 7917.1274 | 35.0467 | 35.0434 | 35.0467 | 35 | 1 | 1 | 0 | 7.2 | 1 | 7.2 | 7917.1274 | 18 | 0 | 0 | 0 | 0 | 0 | 0 | 0 | 0 | 0 | 0 | 0 | 0 | 0
1243 | 52 | 2 | 21 | 4047.619 | 6964.2857 | 238.0952 | 0 | 229.5918 | 11479.5918 | #DIV/0! |  | #DIV/0! | 18 | 0 | 0 | 0 | 0 | 0 | 0 | 0 | 11479.5918 | 68.6578 | 30.0434 | 68.6578 | 12.4626 | 21902.1407 | 21896.8781 | 11467.1293 | 35.0434 | 35.035 | 35.0434 | 35 | 1 | 1 | 0 | 7.2 | 1 | 7.2 | 11467.1293 | 18 | 0 | 0 | 0 | 0 | 0 | 0 | 0 | 0 | 0 | 0 | 0 | 0 | 0
1244 | 52 | 2 | 21 | 4047.619 | 6964.2857 | 238.0952 | 0 | 229.5918 | 11479.5918 | #DIV/0! |  | #DIV/0! | 18 | 0 | 0 | 0 | 0 | 0 | 0 | 0 | 11479.5918 | 68.6578 | 30.035 | 68.6578 | 10.0461 | 21896.8781 | 21894.032 | 11469.5458 | 35.035 | 35.0305 | 35.035 | 35 | 1 | 1 | 0 | 7.2 | 1 | 7.2 | 11469.5458 | 18 | 0 | 0 | 0 | 0 | 0 | 0 | 0 | 0 | 0 | 0 | 0 | 0 | 0
1245 | 52 | 2 | 21 | 4047.619 | 6964.2857 | 238.0952 | 0 | 229.5918 | 11479.5918 | #DIV/0! |  | #DIV/0! | 18 | 0 | 0 | 0 | 0 | 0 | 0 | 0 | 11479.5918 | 68.6578 | 30.0305 | 68.6578 | 8.7392 | 21894.032 | 21892.4928 | 11470.8526 | 35.0305 | 35.028 | 35.0305 | 35 | 1 | 1 | 0 | 7.2 | 1 | 7.2 | 11470.8526 | 18 | 0 | 0 | 0 | 0 | 0 | 0 | 0 | 0 | 0 | 0 | 0 | 0 | 0
1246 | 52 | 2 | 21 | 4047.619 | 3482.1429 | 238.0952 | 0 | 158.5277 | 7926.3848 | #DIV/0! |  | #DIV/0! | 18 | 0 | 0 | 0 | 0 | 0 | 0 | 0 | 7926.3848 | 47.4066 | 30.028 | 47.4066 | 5.5462 | 21892.4928 | 21894.1466 | 7920.8386 | 35.028 | 35.0306 | 35.028 | 35 | 1 | 1 | 0 | 7.2 | 1 | 7.2 | 7920.8386 | 18 | 0 | 0 | 0 | 0 | 0 | 0 | 0 | 0 | 0 | 0 | 0 | 0 | 0
1247 | 52 | 2 | 22 | 4047.619 | 0 | 238.0952 | 0 | 87.4636 | 4373.1778 | #DIV/0! |  | #DIV/0! | 18 | 0 | 0 | 0 | 0 | 0 | 0 | 0 | 4373.1778 | 26.1554 | 30.0306 | 26.1554 | 3.3493 | 21894.1466 | 21897.9974 | 4369.8286 | 35.0306 | 35.0368 | 35.0306 | 35 | 1 | 1 | 0 | 7.2 | 1 | 7.2 | 4369.8286 | 18 | 0 | 0 | 0 | 0 | 0 | 0 | 0 | 0 | 0 | 0 | 0 | 0 | 0
1248 | 53 | 2 | 22 | 4047.619 | 0 | 238.0952 | 0 | 87.4636 | 4373.1778 | #DIV/0! |  | #DIV/0! | 18 | 0 | 0 | 0 | 0 | 0 | 0 | 0 | 4373.1778 | 26.1554 | 30.0368 | 26.1554 | 4.0229 | 21897.9974 | 21901.1745 | 4369.155 | 35.0368 | 35.0419 | 35.0368 | 35 | 1 | 1 | 0 | 7.2 | 1 | 7.2 | 4369.155 | 18 | 0 | 0 | 0 | 0 | 0 | 0 | 0 | 0 | 0 | 0 | 0 | 0 | 0
1249 | 53 | 2 | 22 | 4047.619 | 0 | 238.0952 | 0 | 87.4636 | 4373.1778 | #DIV/0! |  | #DIV/0! | 18 | 0 | 0 | 0 | 0 | 0 | 0 | 0 | 4373.1778 | 26.1554 | 30.0419 | 26.1554 | 4.5786 | 21901.1745 | 21903.7959 | 4368.5992 | 35.0419 | 35.0461 | 35.0419 | 35 | 1 | 1 | 0 | 7.2 | 1 | 7.2 | 4368.5992 | 18 | 0 | 0 | 0 | 0 | 0 | 0 | 0 | 0 | 0 | 0 | 0 | 0 | 0
1250 | 53 | 2 | 22 | 4047.619 | 0 | 238.0952 | 0 | 87.4636 | 4373.1778 | #DIV/0! |  | #DIV/0! | 18 | 0 | 0 | 0 | 0 | 0 | 0 | 0 | 4373.1778 | 26.1554 | 30.0461 | 26.1554 | 5.0372 | 21903.7959 | 21905.9587 | 4368.1407 | 35.0461 | 35.0495 | 35.0461 | 35 | 1 | 1 | 0 | 7.2 | 1 | 7.2 | 4368.1407 | 18 | 0 | 0 | 0 | 0 | 0 | 0 | 0 | 0 | 0 | 0 | 0 | 0 | 0
1251 | 53 | 2 | 22 | 4047.619 | 0 | 238.0952 | 0 | 87.4636 | 4373.1778 | #DIV/0! |  | #DIV/0! | 18 | 0 | 0 | 0 | 0 | 0 | 0 | 0 | 4373.1778 | 26.1554 | 30.0495 | 26.1554 | 5.4155 | 21905.9587 | 21907.7432 | 4367.7623 | 35.0495 | 35.0524 | 35.0495 | 35 | 1 | 1 | 0 | 7.2 | 1 | 7.2 | 4367.7623 | 18 | 0 | 0 | 0 | 0 | 0 | 0 | 0 | 0 | 0 | 0 | 0 | 0 | 0
1252 | 53 | 2 | 22 | 4047.619 | 0 | 238.0952 | 0 | 87.4636 | 4373.1778 | #DIV/0! |  | #DIV/0! | 18 | 0 | 0 | 0 | 0 | 0 | 0 | 0 | 4373.1778 | 26.1554 | 30.0524 | 26.1554 | 5.7277 | 21907.7432 | 21909.2155 | 4367.4502 | 35.0524 | 35.0547 | 35.0524 | 35 | 1 | 1 | 0 | 7.2 | 1 | 7.2 | 4367.4502 | 18 | 0 | 0 | 0 | 0 | 0 | 0 | 0 | 0 | 0 | 0 | 0 | 0 | 0
1253 | 53 | 2 | 22 | 4047.619 | 4178.5714 | 238.0952 | 0 | 172.7405 | 8637.0262 | #DIV/0! |  | #DIV/0! | 18 | 0 | 0 | 0 | 0 | 0 | 0 | 0 | 8637.0262 | 51.6569 | 30.0547 | 51.6569 | 11.8208 | 21909.2155 | 21904.5947 | 8625.2054 | 35.0547 | 35.0474 | 35.0547 | 35 | 1 | 1 | 0 | 7.2 | 1 | 7.2 | 8625.2054 | 18 | 0 | 0 | 0 | 0 | 0 | 0 | 0 | 0 | 0 | 0 | 0 | 0 | 0
1254 | 53 | 2 | 22 | 4047.619 | 6964.2857 | 238.0952 | 0 | 229.5918 | 11479.5918 | #DIV/0! |  | #DIV/0! | 18 | 0 | 0 | 0 | 0 | 0 | 0 | 0 | 11479.5918 | 68.6578 | 30.0474 | 68.6578 | 13.5894 | 21904.5947 | 21898.2053 | 11466.0024 | 35.0474 | 35.0371 | 35.0474 | 35 | 1 | 1 | 0 | 7.2 | 1 | 7.2 | 11466.0024 | 18 | 0 | 0 | 0 | 0 | 0 | 0 | 0 | 0 | 0 | 0 | 0 | 0 | 0
1255 | 53 | 2 | 22 | 4047.619 | 6964.2857 | 238.0952 | 2000 | 270.4082 | 13520.4082 | #DIV/0! |  | #DIV/0! | 18 | 0 | 0 | 0 | 0 | 0 | 0 | 0 | 13520.4082 | 80.8637 | 30.0371 | 71.7703 | 12.5498 | 21898.2053 | 21892.8555 | 13507.8584 | 35.0371 | 35.0286 | 35.0371 | 35 | 1 | 1 | 0 | 7.2 | 1 | 7.2 | 13507.8584 | 18 | 0 | 0 | 0 | 0 | 0 | 0 | 0 | 0 | 0 | 0 | 0 | 0 | 0
1256 | 53 | 2 | 22 | 4047.619 | 6964.2857 | 238.0952 | 2000 | 270.4082 | 13520.4082 | #DIV/0! |  | #DIV/0! | 18 | 0 | 0 | 0 | 0 | 0 | 0 | 0 | 13520.4082 | 80.8637 | 30.0286 | 71.7703 | 9.6565 | 21892.8555 | 21890.399 | 13510.7516 | 35.0286 | 35.0246 | 35.0286 | 35 | 1 | 1 | 0 | 7.2 | 1 | 7.2 | 13510.7516 | 18 | 0 | 0 | 0 | 0 | 0 | 0 | 0 | 0 | 0 | 0 | 0 | 0 | 0
1257 | 53 | 2 | 22 | 4047.619 | 2785.7143 | 238.0952 | 2000 | 185.1312 | 9256.5598 | #DIV/0! |  | #DIV/0! | 18 | 0 | 0 | 0 | 0 | 0 | 0 | 0 | 9256.5598 | 55.3622 | 30.0246 | 55.3622 | 5.7017 | 21890.399 | 21891.8973 | 9250.8581 | 35.0246 | 35.027 | 35.0246 | 35 | 1 | 1 | 0 | 7.2 | 1 | 7.2 | 9250.8581 | 18 | 0 | 0 | 0 | 0 | 0 | 0 | 0 | 0 | 0 | 0 | 0 | 0 | 0
1258 | 53 | 2 | 22 | 4047.619 | 0 | 238.0952 | 2000 | 128.2799 | 6413.9942 | #DIV/0! |  | #DIV/0! | 18 | 0 | 0 | 0 | 0 | 0 | 0 | 0 | 6413.9942 | 38.3612 | 30.027 | 38.3612 | 4.3352 | 21891.8973 | 21894.7621 | 6409.659 | 35.027 | 35.0316 | 35.027 | 35 | 1 | 1 | 0 | 7.2 | 1 | 7.2 | 6409.659 | 18 | 0 | 0 | 0 | 0 | 0 | 0 | 0 | 0 | 0 | 0 | 0 | 0 | 0
1259 | 53 | 2 | 22 | 4047.619 | 0 | 238.0952 | 2000 | 128.2799 | 6413.9942 | #DIV/0! |  | #DIV/0! | 18 | 0 | 0 | 0 | 0 | 0 | 0 | 0 | 6413.9942 | 38.3612 | 30.0316 | 38.3612 | 5.0702 | 21894.7621 | 21896.892 | 6408.924 | 35.0316 | 35.035 | 35.0316 | 35 | 1 | 1 | 0 | 7.2 | 1 | 7.2 | 6408.924 | 18 | 0 | 0 | 0 | 0 | 0 | 0 | 0 | 0 | 0 | 0 | 0 | 0 | 0
1260 | 53 | 2 | 22 | 4047.619 | 0 | 238.0952 | 2000 | 128.2799 | 6413.9942 | #DIV/0! |  | #DIV/0! | 18 | 0 | 0 | 0 | 0 | 0 | 0 | 0 | 6413.9942 | 38.3612 | 30.035 | 38.3612 | 5.6166 | 21896.892 | 21898.4754 | 6408.3776 | 35.035 | 35.0376 | 35.035 | 35 | 1 | 1 | 0 | 7.2 | 1 | 7.2 | 6408.3776 | 18 | 0 | 0 | 0 | 0 | 0 | 0 | 0 | 0 | 0 | 0 | 0 | 0 | 0
1261 | 53 | 2 | 22 | 4047.619 | 0 | 238.0952 | 2000 | 128.2799 | 6413.9942 | #DIV/0! |  | #DIV/0! | 18 | 0 | 0 | 0 | 0 | 0 | 0 | 0 | 6413.9942 | 38.3612 | 30.0376 | 38.3612 | 6.0228 | 21898.4754 | 21899.6525 | 6407.9713 | 35.0376 | 35.0394 | 35.0376 | 35 | 1 | 1 | 0 | 7.2 | 1 | 7.2 | 6407.9713 | 18 | 0 | 0 | 0 | 0 | 0 | 0 | 0 | 0 | 0 | 0 | 0 | 0 | 0
1262 | 53 | 2 | 22 | 4047.619 | 0 | 238.0952 | 2000 | 128.2799 | 6413.9942 | #DIV/0! |  | #DIV/0! | 18 | 0 | 0 | 0 | 0 | 0 | 0 | 0 | 6413.9942 | 38.3612 | 30.0394 | 38.3612 | 6.3248 | 21899.6525 | 21900.5277 | 6407.6693 | 35.0394 | 35.0408 | 35.0394 | 35 | 1 | 1 | 0 | 7.2 | 1 | 7.2 | 6407.6693 | 18 | 0 | 0 | 0 | 0 | 0 | 0 | 0 | 0 | 0 | 0 | 0 | 0 | 0
1263 | 53 | 2 | 22 | 4047.619 | 0 | 238.0952 | 2000 | 128.2799 | 6413.9942 | #DIV/0! |  | #DIV/0! | 18 | 0 | 0 | 0 | 0 | 0 | 0 | 0 | 6413.9942 | 38.3612 | 30.0408 | 38.3612 | 6.5494 | 21900.5277 | 21901.1783 | 6407.4448 | 35.0408 | 35.0419 | 35.0408 | 35 | 1 | 1 | 0 | 7.2 | 1 | 7.2 | 6407.4448 | 18 | 0 | 0 | 0 | 0 | 0 | 0 | 0 | 0 | 0 | 0 | 0 | 0 | 0
1264 | 53 | 2 | 22 | 4047.619 | 0 | 238.0952 | 2000 | 128.2799 | 6413.9942 | #DIV/0! |  | #DIV/0! | 18 | 0 | 0 | 0 | 0 | 0 | 0 | 0 | 6413.9942 | 38.3612 | 30.0419 | 38.3612 | 6.7163 | 21901.1783 | 21901.662 | 6407.2779 | 35.0419 | 35.0427 | 35.0419 | 35 | 1 | 1 | 0 | 7.2 | 1 | 7.2 | 6407.2779 | 18 | 0 | 0 | 0 | 0 | 0 | 0 | 0 | 0 | 0 | 0 | 0 | 0 | 0
1265 | 53 | 2 | 22 | 4047.619 | 0 | 238.0952 | 0 | 87.4636 | 4373.1778 | #DIV/0! |  | #DIV/0! | 18 | 0 | 0 | 0 | 0 | 0 | 0 | 0 | 4373.1778 | 26.1554 | 30.0427 | 26.1554 | 4.6639 | 21901.662 | 21904.1981 | 4368.5139 | 35.0427 | 35.0467 | 35.0427 | 35 | 1 | 1 | 0 | 7.2 | 1 | 7.2 | 4368.5139 | 18 | 0 | 0 | 0 | 0 | 0 | 0 | 0 | 0 | 0 | 0 | 0 | 0 | 0
1266 | 53 | 2 | 22 | 4047.619 | 3482.1429 | 238.0952 | 0 | 158.5277 | 7926.3848 | #DIV/0! |  | #DIV/0! | 18 | 0 | 0 | 0 | 0 | 0 | 0 | 0 | 7926.3848 | 47.4066 | 30.0467 | 47.4066 | 9.2574 | 21904.1981 | 21902.1407 | 7917.1274 | 35.0467 | 35.0434 | 35.0467 | 35 | 1 | 1 | 0 | 7.2 | 1 | 7.2 | 7917.1274 | 18 | 0 | 0 | 0 | 0 | 0 | 0 | 0 | 0 | 0 | 0 | 0 | 0 | 0
1267 | 53 | 2 | 22 | 4047.619 | 6964.2857 | 238.0952 | 0 | 229.5918 | 11479.5918 | #DIV/0! |  | #DIV/0! | 18 | 0 | 0 | 0 | 0 | 0 | 0 | 0 | 11479.5918 | 68.6578 | 30.0434 | 68.6578 | 12.4626 | 21902.1407 | 21896.8781 | 11467.1293 | 35.0434 | 35.035 | 35.0434 | 35 | 1 | 1 | 0 | 7.2 | 1 | 7.2 | 11467.1293 | 18 | 0 | 0 | 0 | 0 | 0 | 0 | 0 | 0 | 0 | 0 | 0 | 0 | 0
1268 | 53 | 2 | 22 | 4047.619 | 6964.2857 | 238.0952 | 0 | 229.5918 | 11479.5918 | #DIV/0! |  | #DIV/0! | 18 | 0 | 0 | 0 | 0 | 0 | 0 | 0 | 11479.5918 | 68.6578 | 30.035 | 68.6578 | 10.0461 | 21896.8781 | 21894.032 | 11469.5458 | 35.035 | 35.0305 | 35.035 | 35 | 1 | 1 | 0 | 7.2 | 1 | 7.2 | 11469.5458 | 18 | 0 | 0 | 0 | 0 | 0 | 0 | 0 | 0 | 0 | 0 | 0 | 0 | 0
1269 | 53 | 2 | 22 | 4047.619 | 6964.2857 | 238.0952 | 0 | 229.5918 | 11479.5918 | #DIV/0! |  | #DIV/0! | 18 | 0 | 0 | 0 | 0 | 0 | 0 | 0 | 11479.5918 | 68.6578 | 30.0305 | 68.6578 | 8.7392 | 21894.032 | 21892.4928 | 11470.8526 | 35.0305 | 35.028 | 35.0305 | 35 | 1 | 1 | 0 | 7.2 | 1 | 7.2 | 11470.8526 | 18 | 0 | 0 | 0 | 0 | 0 | 0 | 0 | 0 | 0 | 0 | 0 | 0 | 0
1270 | 53 | 2 | 22 | 4047.619 | 3482.1429 | 238.0952 | 0 | 158.5277 | 7926.3848 | #DIV/0! |  | #DIV/0! | 18 | 0 | 0 | 0 | 0 | 0 | 0 | 0 | 7926.3848 | 47.4066 | 30.028 | 47.4066 | 5.5462 | 21892.4928 | 21894.1466 | 7920.8386 | 35.028 | 35.0306 | 35.028 | 35 | 1 | 1 | 0 | 7.2 | 1 | 7.2 | 7920.8386 | 18 | 0 | 0 | 0 | 0 | 0 | 0 | 0 | 0 | 0 | 0 | 0 | 0 | 0
1271 | 53 | 2 | 23 | 4047.619 | 0 | 238.0952 | 0 | 87.4636 | 4373.1778 | #DIV/0! |  | #DIV/0! | 18 | 0 | 0 | 0 | 0 | 0 | 0 | 0 | 4373.1778 | 26.1554 | 30.0306 | 26.1554 | 3.3493 | 21894.1466 | 21897.9974 | 4369.8286 | 35.0306 | 35.0368 | 35.0306 | 35 | 1 | 1 | 0 | 7.2 | 1 | 7.2 | 4369.8286 | 18 | 0 | 0 | 0 | 0 | 0 | 0 | 0 | 0 | 0 | 0 | 0 | 0 | 0
1272 | 54 | 2 | 23 | 4047.619 | 0 | 238.0952 | 0 | 87.4636 | 4373.1778 | #DIV/0! |  | #DIV/0! | 18 | 0 | 0 | 0 | 0 | 0 | 0 | 0 | 4373.1778 | 26.1554 | 30.0368 | 26.1554 | 4.0229 | 21897.9974 | 21901.1745 | 4369.155 | 35.0368 | 35.0419 | 35.0368 | 35 | 1 | 1 | 0 | 7.2 | 1 | 7.2 | 4369.155 | 18 | 0 | 0 | 0 | 0 | 0 | 0 | 0 | 0 | 0 | 0 | 0 | 0 | 0
1273 | 54 | 2 | 23 | 4047.619 | 0 | 238.0952 | 0 | 87.4636 | 4373.1778 | #DIV/0! |  | #DIV/0! | 18 | 0 | 0 | 0 | 0 | 0 | 0 | 0 | 4373.1778 | 26.1554 | 30.0419 | 26.1554 | 4.5786 | 21901.1745 | 21903.7959 | 4368.5992 | 35.0419 | 35.0461 | 35.0419 | 35 | 1 | 1 | 0 | 7.2 | 1 | 7.2 | 4368.5992 | 18 | 0 | 0 | 0 | 0 | 0 | 0 | 0 | 0 | 0 | 0 | 0 | 0 | 0
1274 | 54 | 2 | 23 | 4047.619 | 0 | 238.0952 | 0 | 87.4636 | 4373.1778 | #DIV/0! |  | #DIV/0! | 18 | 0 | 0 | 0 | 0 | 0 | 0 | 0 | 4373.1778 | 26.1554 | 30.0461 | 26.1554 | 5.0372 | 21903.7959 | 21905.9587 | 4368.1407 | 35.0461 | 35.0495 | 35.0461 | 35 | 1 | 1 | 0 | 7.2 | 1 | 7.2 | 4368.1407 | 18 | 0 | 0 | 0 | 0 | 0 | 0 | 0 | 0 | 0 | 0 | 0 | 0 | 0
1275 | 54 | 2 | 23 | 4047.619 | 0 | 238.0952 | 0 | 87.4636 | 4373.1778 | #DIV/0! |  | #DIV/0! | 18 | 0 | 0 | 0 | 0 | 0 | 0 | 0 | 4373.1778 | 26.1554 | 30.0495 | 26.1554 | 5.4155 | 21905.9587 | 21907.7432 | 4367.7623 | 35.0495 | 35.0524 | 35.0495 | 35 | 1 | 1 | 0 | 7.2 | 1 | 7.2 | 4367.7623 | 18 | 0 | 0 | 0 | 0 | 0 | 0 | 0 | 0 | 0 | 0 | 0 | 0 | 0
1276 | 54 | 2 | 23 | 4047.619 | 0 | 238.0952 | 0 | 87.4636 | 4373.1778 | #DIV/0! |  | #DIV/0! | 18 | 0 | 0 | 0 | 0 | 0 | 0 | 0 | 4373.1778 | 26.1554 | 30.0524 | 26.1554 | 5.7277 | 21907.7432 | 21909.2155 | 4367.4502 | 35.0524 | 35.0547 | 35.0524 | 35 | 1 | 1 | 0 | 7.2 | 1 | 7.2 | 4367.4502 | 18 | 0 | 0 | 0 | 0 | 0 | 0 | 0 | 0 | 0 | 0 | 0 | 0 | 0
1277 | 54 | 2 | 23 | 4047.619 | 4178.5714 | 238.0952 | 0 | 172.7405 | 8637.0262 | #DIV/0! |  | #DIV/0! | 18 | 0 | 0 | 0 | 0 | 0 | 0 | 0 | 8637.0262 | 51.6569 | 30.0547 | 51.6569 | 11.8208 | 21909.2155 | 21904.5947 | 8625.2054 | 35.0547 | 35.0474 | 35.0547 | 35 | 1 | 1 | 0 | 7.2 | 1 | 7.2 | 8625.2054 | 18 | 0 | 0 | 0 | 0 | 0 | 0 | 0 | 0 | 0 | 0 | 0 | 0 | 0
1278 | 54 | 2 | 23 | 4047.619 | 6964.2857 | 238.0952 | 0 | 229.5918 | 11479.5918 | #DIV/0! |  | #DIV/0! | 18 | 0 | 0 | 0 | 0 | 0 | 0 | 0 | 11479.5918 | 68.6578 | 30.0474 | 68.6578 | 13.5894 | 21904.5947 | 21898.2053 | 11466.0024 | 35.0474 | 35.0371 | 35.0474 | 35 | 1 | 1 | 0 | 7.2 | 1 | 7.2 | 11466.0024 | 18 | 0 | 0 | 0 | 0 | 0 | 0 | 0 | 0 | 0 | 0 | 0 | 0 | 0
1279 | 54 | 2 | 23 | 4047.619 | 6964.2857 | 238.0952 | 2000 | 270.4082 | 13520.4082 | #DIV/0! |  | #DIV/0! | 18 | 0 | 0 | 0 | 0 | 0 | 0 | 0 | 13520.4082 | 80.8637 | 30.0371 | 71.7703 | 12.5498 | 21898.2053 | 21892.8555 | 13507.8584 | 35.0371 | 35.0286 | 35.0371 | 35 | 1 | 1 | 0 | 7.2 | 1 | 7.2 | 13507.8584 | 18 | 0 | 0 | 0 | 0 | 0 | 0 | 0 | 0 | 0 | 0 | 0 | 0 | 0
1280 | 54 | 2 | 23 | 4047.619 | 6964.2857 | 238.0952 | 2000 | 270.4082 | 13520.4082 | #DIV/0! |  | #DIV/0! | 18 | 0 | 0 | 0 | 0 | 0 | 0 | 0 | 13520.4082 | 80.8637 | 30.0286 | 71.7703 | 9.6565 | 21892.8555 | 21890.399 | 13510.7516 | 35.0286 | 35.0246 | 35.0286 | 35 | 1 | 1 | 0 | 7.2 | 1 | 7.2 | 13510.7516 | 18 | 0 | 0 | 0 | 0 | 0 | 0 | 0 | 0 | 0 | 0 | 0 | 0 | 0
1281 | 54 | 2 | 23 | 4047.619 | 2785.7143 | 238.0952 | 2000 | 185.1312 | 9256.5598 | #DIV/0! |  | #DIV/0! | 18 | 0 | 0 | 0 | 0 | 0 | 0 | 0 | 9256.5598 | 55.3622 | 30.0246 | 55.3622 | 5.7017 | 21890.399 | 21891.8973 | 9250.8581 | 35.0246 | 35.027 | 35.0246 | 35 | 1 | 1 | 0 | 7.2 | 1 | 7.2 | 9250.8581 | 18 | 0 | 0 | 0 | 0 | 0 | 0 | 0 | 0 | 0 | 0 | 0 | 0 | 0
1282 | 54 | 2 | 23 | 4047.619 | 0 | 238.0952 | 2000 | 128.2799 | 6413.9942 | #DIV/0! |  | #DIV/0! | 18 | 0 | 0 | 0 | 0 | 0 | 0 | 0 | 6413.9942 | 38.3612 | 30.027 | 38.3612 | 4.3352 | 21891.8973 | 21894.7621 | 6409.659 | 35.027 | 35.0316 | 35.027 | 35 | 1 | 1 | 0 | 7.2 | 1 | 7.2 | 6409.659 | 18 | 0 | 0 | 0 | 0 | 0 | 0 | 0 | 0 | 0 | 0 | 0 | 0 | 0
1283 | 54 | 2 | 23 | 4047.619 | 0 | 238.0952 | 2000 | 128.2799 | 6413.9942 | #DIV/0! |  | #DIV/0! | 18 | 0 | 0 | 0 | 0 | 0 | 0 | 0 | 6413.9942 | 38.3612 | 30.0316 | 38.3612 | 5.0702 | 21894.7621 | 21896.892 | 6408.924 | 35.0316 | 35.035 | 35.0316 | 35 | 1 | 1 | 0 | 7.2 | 1 | 7.2 | 6408.924 | 18 | 0 | 0 | 0 | 0 | 0 | 0 | 0 | 0 | 0 | 0 | 0 | 0 | 0
1284 | 54 | 2 | 23 | 4047.619 | 0 | 238.0952 | 2000 | 128.2799 | 6413.9942 | #DIV/0! |  | #DIV/0! | 18 | 0 | 0 | 0 | 0 | 0 | 0 | 0 | 6413.9942 | 38.3612 | 30.035 | 38.3612 | 5.6166 | 21896.892 | 21898.4754 | 6408.3776 | 35.035 | 35.0376 | 35.035 | 35 | 1 | 1 | 0 | 7.2 | 1 | 7.2 | 6408.3776 | 18 | 0 | 0 | 0 | 0 | 0 | 0 | 0 | 0 | 0 | 0 | 0 | 0 | 0
1285 | 54 | 2 | 23 | 4047.619 | 0 | 238.0952 | 2000 | 128.2799 | 6413.9942 | #DIV/0! |  | #DIV/0! | 18 | 0 | 0 | 0 | 0 | 0 | 0 | 0 | 6413.9942 | 38.3612 | 30.0376 | 38.3612 | 6.0228 | 21898.4754 | 21899.6525 | 6407.9713 | 35.0376 | 35.0394 | 35.0376 | 35 | 1 | 1 | 0 | 7.2 | 1 | 7.2 | 6407.9713 | 18 | 0 | 0 | 0 | 0 | 0 | 0 | 0 | 0 | 0 | 0 | 0 | 0 | 0
1286 | 54 | 2 | 23 | 4047.619 | 0 | 238.0952 | 2000 | 128.2799 | 6413.9942 | #DIV/0! |  | #DIV/0! | 18 | 0 | 0 | 0 | 0 | 0 | 0 | 0 | 6413.9942 | 38.3612 | 30.0394 | 38.3612 | 6.3248 | 21899.6525 | 21900.5277 | 6407.6693 | 35.0394 | 35.0408 | 35.0394 | 35 | 1 | 1 | 0 | 7.2 | 1 | 7.2 | 6407.6693 | 18 | 0 | 0 | 0 | 0 | 0 | 0 | 0 | 0 | 0 | 0 | 0 | 0 | 0
1287 | 54 | 2 | 23 | 4047.619 | 0 | 238.0952 | 2000 | 128.2799 | 6413.9942 | #DIV/0! |  | #DIV/0! | 18 | 0 | 0 | 0 | 0 | 0 | 0 | 0 | 6413.9942 | 38.3612 | 30.0408 | 38.3612 | 6.5494 | 21900.5277 | 21901.1783 | 6407.4448 | 35.0408 | 35.0419 | 35.0408 | 35 | 1 | 1 | 0 | 7.2 | 1 | 7.2 | 6407.4448 | 18 | 0 | 0 | 0 | 0 | 0 | 0 | 0 | 0 | 0 | 0 | 0 | 0 | 0
1288 | 54 | 2 | 23 | 4047.619 | 0 | 238.0952 | 2000 | 128.2799 | 6413.9942 | #DIV/0! |  | #DIV/0! | 18 | 0 | 0 | 0 | 0 | 0 | 0 | 0 | 6413.9942 | 38.3612 | 30.0419 | 38.3612 | 6.7163 | 21901.1783 | 21901.662 | 6407.2779 | 35.0419 | 35.0427 | 35.0419 | 35 | 1 | 1 | 0 | 7.2 | 1 | 7.2 | 6407.2779 | 18 | 0 | 0 | 0 | 0 | 0 | 0 | 0 | 0 | 0 | 0 | 0 | 0 | 0
1289 | 54 | 2 | 23 | 4047.619 | 0 | 238.0952 | 0 | 87.4636 | 4373.1778 | #DIV/0! |  | #DIV/0! | 18 | 0 | 0 | 0 | 0 | 0 | 0 | 0 | 4373.1778 | 26.1554 | 30.0427 | 26.1554 | 4.6639 | 21901.662 | 21904.1981 | 4368.5139 | 35.0427 | 35.0467 | 35.0427 | 35 | 1 | 1 | 0 | 7.2 | 1 | 7.2 | 4368.5139 | 18 | 0 | 0 | 0 | 0 | 0 | 0 | 0 | 0 | 0 | 0 | 0 | 0 | 0
1290 | 54 | 2 | 23 | 4047.619 | 3482.1429 | 238.0952 | 0 | 158.5277 | 7926.3848 | #DIV/0! |  | #DIV/0! | 18 | 0 | 0 | 0 | 0 | 0 | 0 | 0 | 7926.3848 | 47.4066 | 30.0467 | 47.4066 | 9.2574 | 21904.1981 | 21902.1407 | 7917.1274 | 35.0467 | 35.0434 | 35.0467 | 35 | 1 | 1 | 0 | 7.2 | 1 | 7.2 | 7917.1274 | 18 | 0 | 0 | 0 | 0 | 0 | 0 | 0 | 0 | 0 | 0 | 0 | 0 | 0
1291 | 54 | 2 | 23 | 4047.619 | 6964.2857 | 238.0952 | 0 | 229.5918 | 11479.5918 | #DIV/0! |  | #DIV/0! | 18 | 0 | 0 | 0 | 0 | 0 | 0 | 0 | 11479.5918 | 68.6578 | 30.0434 | 68.6578 | 12.4626 | 21902.1407 | 21896.8781 | 11467.1293 | 35.0434 | 35.035 | 35.0434 | 35 | 1 | 1 | 0 | 7.2 | 1 | 7.2 | 11467.1293 | 18 | 0 | 0 | 0 | 0 | 0 | 0 | 0 | 0 | 0 | 0 | 0 | 0 | 0
1292 | 54 | 2 | 23 | 4047.619 | 6964.2857 | 238.0952 | 0 | 229.5918 | 11479.5918 | #DIV/0! |  | #DIV/0! | 18 | 0 | 0 | 0 | 0 | 0 | 0 | 0 | 11479.5918 | 68.6578 | 30.035 | 68.6578 | 10.0461 | 21896.8781 | 21894.032 | 11469.5458 | 35.035 | 35.0305 | 35.035 | 35 | 1 | 1 | 0 | 7.2 | 1 | 7.2 | 11469.5458 | 18 | 0 | 0 | 0 | 0 | 0 | 0 | 0 | 0 | 0 | 0 | 0 | 0 | 0
1293 | 54 | 2 | 23 | 4047.619 | 6964.2857 | 238.0952 | 0 | 229.5918 | 11479.5918 | #DIV/0! |  | #DIV/0! | 18 | 0 | 0 | 0 | 0 | 0 | 0 | 0 | 11479.5918 | 68.6578 | 30.0305 | 68.6578 | 8.7392 | 21894.032 | 21892.4928 | 11470.8526 | 35.0305 | 35.028 | 35.0305 | 35 | 1 | 1 | 0 | 7.2 | 1 | 7.2 | 11470.8526 | 18 | 0 | 0 | 0 | 0 | 0 | 0 | 0 | 0 | 0 | 0 | 0 | 0 | 0
1294 | 54 | 2 | 23 | 4047.619 | 3482.1429 | 238.0952 | 0 | 158.5277 | 7926.3848 | #DIV/0! |  | #DIV/0! | 18 | 0 | 0 | 0 | 0 | 0 | 0 | 0 | 7926.3848 | 47.4066 | 30.028 | 47.4066 | 5.5462 | 21892.4928 | 21894.1466 | 7920.8386 | 35.028 | 35.0306 | 35.028 | 35 | 1 | 1 | 0 | 7.2 | 1 | 7.2 | 7920.8386 | 18 | 0 | 0 | 0 | 0 | 0 | 0 | 0 | 0 | 0 | 0 | 0 | 0 | 0
1295 | 54 | 2 | 24 | 4047.619 | 0 | 238.0952 | 0 | 87.4636 | 4373.1778 | #DIV/0! |  | #DIV/0! | 18 | 0 | 0 | 0 | 0 | 0 | 0 | 0 | 4373.1778 | 26.1554 | 30.0306 | 26.1554 | 3.3493 | 21894.1466 | 21897.9974 | 4369.8286 | 35.0306 | 35.0368 | 35.0306 | 35 | 1 | 1 | 0 | 7.2 | 1 | 7.2 | 4369.8286 | 18 | 0 | 0 | 0 | 0 | 0 | 0 | 0 | 0 | 0 | 0 | 0 | 0 | 0
1296 | 55 | 2 | 24 | 4047.619 | 0 | 238.0952 | 0 | 87.4636 | 4373.1778 | #DIV/0! |  | #DIV/0! | 18 | 0 | 0 | 0 | 0 | 0 | 0 | 0 | 4373.1778 | 26.1554 | 30.0368 | 26.1554 | 4.0229 | 21897.9974 | 21901.1745 | 4369.155 | 35.0368 | 35.0419 | 35.0368 | 35 | 1 | 1 | 0 | 7.2 | 1 | 7.2 | 4369.155 | 18 | 0 | 0 | 0 | 0 | 0 | 0 | 0 | 0 | 0 | 0 | 0 | 0 | 0
1297 | 55 | 2 | 24 | 4047.619 | 0 | 238.0952 | 0 | 87.4636 | 4373.1778 | #DIV/0! |  | #DIV/0! | 18 | 0 | 0 | 0 | 0 | 0 | 0 | 0 | 4373.1778 | 26.1554 | 30.0419 | 26.1554 | 4.5786 | 21901.1745 | 21903.7959 | 4368.5992 | 35.0419 | 35.0461 | 35.0419 | 35 | 1 | 1 | 0 | 7.2 | 1 | 7.2 | 4368.5992 | 18 | 0 | 0 | 0 | 0 | 0 | 0 | 0 | 0 | 0 | 0 | 0 | 0 | 0
1298 | 55 | 2 | 24 | 4047.619 | 0 | 238.0952 | 0 | 87.4636 | 4373.1778 | #DIV/0! |  | #DIV/0! | 18 | 0 | 0 | 0 | 0 | 0 | 0 | 0 | 4373.1778 | 26.1554 | 30.0461 | 26.1554 | 5.0372 | 21903.7959 | 21905.9587 | 4368.1407 | 35.0461 | 35.0495 | 35.0461 | 35 | 1 | 1 | 0 | 7.2 | 1 | 7.2 | 4368.1407 | 18 | 0 | 0 | 0 | 0 | 0 | 0 | 0 | 0 | 0 | 0 | 0 | 0 | 0
1299 | 55 | 2 | 24 | 4047.619 | 0 | 238.0952 | 0 | 87.4636 | 4373.1778 | #DIV/0! |  | #DIV/0! | 18 | 0 | 0 | 0 | 0 | 0 | 0 | 0 | 4373.1778 | 26.1554 | 30.0495 | 26.1554 | 5.4155 | 21905.9587 | 21907.7432 | 4367.7623 | 35.0495 | 35.0524 | 35.0495 | 35 | 1 | 1 | 0 | 7.2 | 1 | 7.2 | 4367.7623 | 18 | 0 | 0 | 0 | 0 | 0 | 0 | 0 | 0 | 0 | 0 | 0 | 0 | 0
1300 | 55 | 2 | 24 | 4047.619 | 0 | 238.0952 | 0 | 87.4636 | 4373.1778 | #DIV/0! |  | #DIV/0! | 18 | 0 | 0 | 0 | 0 | 0 | 0 | 0 | 4373.1778 | 26.1554 | 30.0524 | 26.1554 | 5.7277 | 21907.7432 | 21909.2155 | 4367.4502 | 35.0524 | 35.0547 | 35.0524 | 35 | 1 | 1 | 0 | 7.2 | 1 | 7.2 | 4367.4502 | 18 | 0 | 0 | 0 | 0 | 0 | 0 | 0 | 0 | 0 | 0 | 0 | 0 | 0
1301 | 55 | 2 | 24 | 4047.619 | 4178.5714 | 238.0952 | 0 | 172.7405 | 8637.0262 | #DIV/0! |  | #DIV/0! | 18 | 0 | 0 | 0 | 0 | 0 | 0 | 0 | 8637.0262 | 51.6569 | 30.0547 | 51.6569 | 11.8208 | 21909.2155 | 21904.5947 | 8625.2054 | 35.0547 | 35.0474 | 35.0547 | 35 | 1 | 1 | 0 | 7.2 | 1 | 7.2 | 8625.2054 | 18 | 0 | 0 | 0 | 0 | 0 | 0 | 0 | 0 | 0 | 0 | 0 | 0 | 0
1302 | 55 | 2 | 24 | 4047.619 | 6964.2857 | 238.0952 | 0 | 229.5918 | 11479.5918 | #DIV/0! |  | #DIV/0! | 18 | 0 | 0 | 0 | 0 | 0 | 0 | 0 | 11479.5918 | 68.6578 | 30.0474 | 68.6578 | 13.5894 | 21904.5947 | 21898.2053 | 11466.0024 | 35.0474 | 35.0371 | 35.0474 | 35 | 1 | 1 | 0 | 7.2 | 1 | 7.2 | 11466.0024 | 18 | 0 | 0 | 0 | 0 | 0 | 0 | 0 | 0 | 0 | 0 | 0 | 0 | 0
1303 | 55 | 2 | 24 | 4047.619 | 6964.2857 | 238.0952 | 2000 | 270.4082 | 13520.4082 | #DIV/0! |  | #DIV/0! | 18 | 0 | 0 | 0 | 0 | 0 | 0 | 0 | 13520.4082 | 80.8637 | 30.0371 | 71.7703 | 12.5498 | 21898.2053 | 21892.8555 | 13507.8584 | 35.0371 | 35.0286 | 35.0371 | 35 | 1 | 1 | 0 | 7.2 | 1 | 7.2 | 13507.8584 | 18 | 0 | 0 | 0 | 0 | 0 | 0 | 0 | 0 | 0 | 0 | 0 | 0 | 0
1304 | 55 | 2 | 24 | 4047.619 | 6964.2857 | 238.0952 | 2000 | 270.4082 | 13520.4082 | #DIV/0! |  | #DIV/0! | 18 | 0 | 0 | 0 | 0 | 0 | 0 | 0 | 13520.4082 | 80.8637 | 30.0286 | 71.7703 | 9.6565 | 21892.8555 | 21890.399 | 13510.7516 | 35.0286 | 35.0246 | 35.0286 | 35 | 1 | 1 | 0 | 7.2 | 1 | 7.2 | 13510.7516 | 18 | 0 | 0 | 0 | 0 | 0 | 0 | 0 | 0 | 0 | 0 | 0 | 0 | 0
1305 | 55 | 2 | 24 | 4047.619 | 2785.7143 | 238.0952 | 2000 | 185.1312 | 9256.5598 | #DIV/0! |  | #DIV/0! | 18 | 0 | 0 | 0 | 0 | 0 | 0 | 0 | 9256.5598 | 55.3622 | 30.0246 | 55.3622 | 5.7017 | 21890.399 | 21891.8973 | 9250.8581 | 35.0246 | 35.027 | 35.0246 | 35 | 1 | 1 | 0 | 7.2 | 1 | 7.2 | 9250.8581 | 18 | 0 | 0 | 0 | 0 | 0 | 0 | 0 | 0 | 0 | 0 | 0 | 0 | 0
1306 | 55 | 2 | 24 | 4047.619 | 0 | 238.0952 | 2000 | 128.2799 | 6413.9942 | #DIV/0! |  | #DIV/0! | 18 | 0 | 0 | 0 | 0 | 0 | 0 | 0 | 6413.9942 | 38.3612 | 30.027 | 38.3612 | 4.3352 | 21891.8973 | 21894.7621 | 6409.659 | 35.027 | 35.0316 | 35.027 | 35 | 1 | 1 | 0 | 7.2 | 1 | 7.2 | 6409.659 | 18 | 0 | 0 | 0 | 0 | 0 | 0 | 0 | 0 | 0 | 0 | 0 | 0 | 0
1307 | 55 | 2 | 24 | 4047.619 | 0 | 238.0952 | 2000 | 128.2799 | 6413.9942 | #DIV/0! |  | #DIV/0! | 18 | 0 | 0 | 0 | 0 | 0 | 0 | 0 | 6413.9942 | 38.3612 | 30.0316 | 38.3612 | 5.0702 | 21894.7621 | 21896.892 | 6408.924 | 35.0316 | 35.035 | 35.0316 | 35 | 1 | 1 | 0 | 7.2 | 1 | 7.2 | 6408.924 | 18 | 0 | 0 | 0 | 0 | 0 | 0 | 0 | 0 | 0 | 0 | 0 | 0 | 0
1308 | 55 | 2 | 24 | 4047.619 | 0 | 238.0952 | 2000 | 128.2799 | 6413.9942 | #DIV/0! |  | #DIV/0! | 18 | 0 | 0 | 0 | 0 | 0 | 0 | 0 | 6413.9942 | 38.3612 | 30.035 | 38.3612 | 5.6166 | 21896.892 | 21898.4754 | 6408.3776 | 35.035 | 35.0376 | 35.035 | 35 | 1 | 1 | 0 | 7.2 | 1 | 7.2 | 6408.3776 | 18 | 0 | 0 | 0 | 0 | 0 | 0 | 0 | 0 | 0 | 0 | 0 | 0 | 0
1309 | 55 | 2 | 24 | 4047.619 | 0 | 238.0952 | 2000 | 128.2799 | 6413.9942 | #DIV/0! |  | #DIV/0! | 18 | 0 | 0 | 0 | 0 | 0 | 0 | 0 | 6413.9942 | 38.3612 | 30.0376 | 38.3612 | 6.0228 | 21898.4754 | 21899.6525 | 6407.9713 | 35.0376 | 35.0394 | 35.0376 | 35 | 1 | 1 | 0 | 7.2 | 1 | 7.2 | 6407.9713 | 18 | 0 | 0 | 0 | 0 | 0 | 0 | 0 | 0 | 0 | 0 | 0 | 0 | 0
1310 | 55 | 2 | 24 | 4047.619 | 0 | 238.0952 | 2000 | 128.2799 | 6413.9942 | #DIV/0! |  | #DIV/0! | 18 | 0 | 0 | 0 | 0 | 0 | 0 | 0 | 6413.9942 | 38.3612 | 30.0394 | 38.3612 | 6.3248 | 21899.6525 | 21900.5277 | 6407.6693 | 35.0394 | 35.0408 | 35.0394 | 35 | 1 | 1 | 0 | 7.2 | 1 | 7.2 | 6407.6693 | 18 | 0 | 0 | 0 | 0 | 0 | 0 | 0 | 0 | 0 | 0 | 0 | 0 | 0
1311 | 55 | 2 | 24 | 4047.619 | 0 | 238.0952 | 2000 | 128.2799 | 6413.9942 | #DIV/0! |  | #DIV/0! | 18 | 0 | 0 | 0 | 0 | 0 | 0 | 0 | 6413.9942 | 38.3612 | 30.0408 | 38.3612 | 6.5494 | 21900.5277 | 21901.1783 | 6407.4448 | 35.0408 | 35.0419 | 35.0408 | 35 | 1 | 1 | 0 | 7.2 | 1 | 7.2 | 6407.4448 | 18 | 0 | 0 | 0 | 0 | 0 | 0 | 0 | 0 | 0 | 0 | 0 | 0 | 0
1312 | 55 | 2 | 24 | 4047.619 | 0 | 238.0952 | 2000 | 128.2799 | 6413.9942 | #DIV/0! |  | #DIV/0! | 18 | 0 | 0 | 0 | 0 | 0 | 0 | 0 | 6413.9942 | 38.3612 | 30.0419 | 38.3612 | 6.7163 | 21901.1783 | 21901.662 | 6407.2779 | 35.0419 | 35.0427 | 35.0419 | 35 | 1 | 1 | 0 | 7.2 | 1 | 7.2 | 6407.2779 | 18 | 0 | 0 | 0 | 0 | 0 | 0 | 0 | 0 | 0 | 0 | 0 | 0 | 0
1313 | 55 | 2 | 24 | 4047.619 | 0 | 238.0952 | 0 | 87.4636 | 4373.1778 | #DIV/0! |  | #DIV/0! | 18 | 0 | 0 | 0 | 0 | 0 | 0 | 0 | 4373.1778 | 26.1554 | 30.0427 | 26.1554 | 4.6639 | 21901.662 | 21904.1981 | 4368.5139 | 35.0427 | 35.0467 | 35.0427 | 35 | 1 | 1 | 0 | 7.2 | 1 | 7.2 | 4368.5139 | 18 | 0 | 0 | 0 | 0 | 0 | 0 | 0 | 0 | 0 | 0 | 0 | 0 | 0
1314 | 55 | 2 | 24 | 4047.619 | 3482.1429 | 238.0952 | 0 | 158.5277 | 7926.3848 | #DIV/0! |  | #DIV/0! | 18 | 0 | 0 | 0 | 0 | 0 | 0 | 0 | 7926.3848 | 47.4066 | 30.0467 | 47.4066 | 9.2574 | 21904.1981 | 21902.1407 | 7917.1274 | 35.0467 | 35.0434 | 35.0467 | 35 | 1 | 1 | 0 | 7.2 | 1 | 7.2 | 7917.1274 | 18 | 0 | 0 | 0 | 0 | 0 | 0 | 0 | 0 | 0 | 0 | 0 | 0 | 0
1315 | 55 | 2 | 24 | 4047.619 | 6964.2857 | 238.0952 | 0 | 229.5918 | 11479.5918 | #DIV/0! |  | #DIV/0! | 18 | 0 | 0 | 0 | 0 | 0 | 0 | 0 | 11479.5918 | 68.6578 | 30.0434 | 68.6578 | 12.4626 | 21902.1407 | 21896.8781 | 11467.1293 | 35.0434 | 35.035 | 35.0434 | 35 | 1 | 1 | 0 | 7.2 | 1 | 7.2 | 11467.1293 | 18 | 0 | 0 | 0 | 0 | 0 | 0 | 0 | 0 | 0 | 0 | 0 | 0 | 0
1316 | 55 | 2 | 24 | 4047.619 | 6964.2857 | 238.0952 | 0 | 229.5918 | 11479.5918 | #DIV/0! |  | #DIV/0! | 18 | 0 | 0 | 0 | 0 | 0 | 0 | 0 | 11479.5918 | 68.6578 | 30.035 | 68.6578 | 10.0461 | 21896.8781 | 21894.032 | 11469.5458 | 35.035 | 35.0305 | 35.035 | 35 | 1 | 1 | 0 | 7.2 | 1 | 7.2 | 11469.5458 | 18 | 0 | 0 | 0 | 0 | 0 | 0 | 0 | 0 | 0 | 0 | 0 | 0 | 0
1317 | 55 | 2 | 24 | 4047.619 | 6964.2857 | 238.0952 | 0 | 229.5918 | 11479.5918 | #DIV/0! |  | #DIV/0! | 18 | 0 | 0 | 0 | 0 | 0 | 0 | 0 | 11479.5918 | 68.6578 | 30.0305 | 68.6578 | 8.7392 | 21894.032 | 21892.4928 | 11470.8526 | 35.0305 | 35.028 | 35.0305 | 35 | 1 | 1 | 0 | 7.2 | 1 | 7.2 | 11470.8526 | 18 | 0 | 0 | 0 | 0 | 0 | 0 | 0 | 0 | 0 | 0 | 0 | 0 | 0
1318 | 55 | 2 | 24 | 4047.619 | 3482.1429 | 238.0952 | 0 | 158.5277 | 7926.3848 | #DIV/0! |  | #DIV/0! | 18 | 0 | 0 | 0 | 0 | 0 | 0 | 0 | 7926.3848 | 47.4066 | 30.028 | 47.4066 | 5.5462 | 21892.4928 | 21894.1466 | 7920.8386 | 35.028 | 35.0306 | 35.028 | 35 | 1 | 1 | 0 | 7.2 | 1 | 7.2 | 7920.8386 | 18 | 0 | 0 | 0 | 0 | 0 | 0 | 0 | 0 | 0 | 0 | 0 | 0 | 0
1319 | 55 | 2 | 25 | 4047.619 | 0 | 238.0952 | 0 | 87.4636 | 4373.1778 | #DIV/0! |  | #DIV/0! | 18 | 0 | 0 | 0 | 0 | 0 | 0 | 0 | 4373.1778 | 26.1554 | 30.0306 | 26.1554 | 3.3493 | 21894.1466 | 21897.9974 | 4369.8286 | 35.0306 | 35.0368 | 35.0306 | 35 | 1 | 1 | 0 | 7.2 | 1 | 7.2 | 4369.8286 | 18 | 0 | 0 | 0 | 0 | 0 | 0 | 0 | 0 | 0 | 0 | 0 | 0 | 0
1320 | 56 | 2 | 25 | 4047.619 | 0 | 238.0952 | 0 | 87.4636 | 4373.1778 | #DIV/0! |  | #DIV/0! | 18 | 0 | 0 | 0 | 0 | 0 | 0 | 0 | 4373.1778 | 26.1554 | 30.0368 | 26.1554 | 4.0229 | 21897.9974 | 21901.1745 | 4369.155 | 35.0368 | 35.0419 | 35.0368 | 35 | 1 | 1 | 0 | 7.2 | 1 | 7.2 | 4369.155 | 18 | 0 | 0 | 0 | 0 | 0 | 0 | 0 | 0 | 0 | 0 | 0 | 0 | 0
1321 | 56 | 2 | 25 | 4047.619 | 0 | 238.0952 | 0 | 87.4636 | 4373.1778 | #DIV/0! |  | #DIV/0! | 18 | 0 | 0 | 0 | 0 | 0 | 0 | 0 | 4373.1778 | 26.1554 | 30.0419 | 26.1554 | 4.5786 | 21901.1745 | 21903.7959 | 4368.5992 | 35.0419 | 35.0461 | 35.0419 | 35 | 1 | 1 | 0 | 7.2 | 1 | 7.2 | 4368.5992 | 18 | 0 | 0 | 0 | 0 | 0 | 0 | 0 | 0 | 0 | 0 | 0 | 0 | 0
1322 | 56 | 2 | 25 | 4047.619 | 0 | 238.0952 | 0 | 87.4636 | 4373.1778 | #DIV/0! |  | #DIV/0! | 18 | 0 | 0 | 0 | 0 | 0 | 0 | 0 | 4373.1778 | 26.1554 | 30.0461 | 26.1554 | 5.0372 | 21903.7959 | 21905.9587 | 4368.1407 | 35.0461 | 35.0495 | 35.0461 | 35 | 1 | 1 | 0 | 7.2 | 1 | 7.2 | 4368.1407 | 18 | 0 | 0 | 0 | 0 | 0 | 0 | 0 | 0 | 0 | 0 | 0 | 0 | 0
1323 | 56 | 2 | 25 | 4047.619 | 0 | 238.0952 | 0 | 87.4636 | 4373.1778 | #DIV/0! |  | #DIV/0! | 18 | 0 | 0 | 0 | 0 | 0 | 0 | 0 | 4373.1778 | 26.1554 | 30.0495 | 26.1554 | 5.4155 | 21905.9587 | 21907.7432 | 4367.7623 | 35.0495 | 35.0524 | 35.0495 | 35 | 1 | 1 | 0 | 7.2 | 1 | 7.2 | 4367.7623 | 18 | 0 | 0 | 0 | 0 | 0 | 0 | 0 | 0 | 0 | 0 | 0 | 0 | 0
1324 | 56 | 2 | 25 | 4047.619 | 0 | 238.0952 | 0 | 87.4636 | 4373.1778 | #DIV/0! |  | #DIV/0! | 18 | 0 | 0 | 0 | 0 | 0 | 0 | 0 | 4373.1778 | 26.1554 | 30.0524 | 26.1554 | 5.7277 | 21907.7432 | 21909.2155 | 4367.4502 | 35.0524 | 35.0547 | 35.0524 | 35 | 1 | 1 | 0 | 7.2 | 1 | 7.2 | 4367.4502 | 18 | 0 | 0 | 0 | 0 | 0 | 0 | 0 | 0 | 0 | 0 | 0 | 0 | 0
1325 | 56 | 2 | 25 | 4047.619 | 4178.5714 | 238.0952 | 0 | 172.7405 | 8637.0262 | #DIV/0! |  | #DIV/0! | 18 | 0 | 0 | 0 | 0 | 0 | 0 | 0 | 8637.0262 | 51.6569 | 30.0547 | 51.6569 | 11.8208 | 21909.2155 | 21904.5947 | 8625.2054 | 35.0547 | 35.0474 | 35.0547 | 35 | 1 | 1 | 0 | 7.2 | 1 | 7.2 | 8625.2054 | 18 | 0 | 0 | 0 | 0 | 0 | 0 | 0 | 0 | 0 | 0 | 0 | 0 | 0
1326 | 56 | 2 | 25 | 4047.619 | 6964.2857 | 238.0952 | 0 | 229.5918 | 11479.5918 | #DIV/0! |  | #DIV/0! | 18 | 0 | 0 | 0 | 0 | 0 | 0 | 0 | 11479.5918 | 68.6578 | 30.0474 | 68.6578 | 13.5894 | 21904.5947 | 21898.2053 | 11466.0024 | 35.0474 | 35.0371 | 35.0474 | 35 | 1 | 1 | 0 | 7.2 | 1 | 7.2 | 11466.0024 | 18 | 0 | 0 | 0 | 0 | 0 | 0 | 0 | 0 | 0 | 0 | 0 | 0 | 0
1327 | 56 | 2 | 25 | 4047.619 | 6964.2857 | 238.0952 | 2000 | 270.4082 | 13520.4082 | #DIV/0! |  | #DIV/0! | 18 | 0 | 0 | 0 | 0 | 0 | 0 | 0 | 13520.4082 | 80.8637 | 30.0371 | 71.7703 | 12.5498 | 21898.2053 | 21892.8555 | 13507.8584 | 35.0371 | 35.0286 | 35.0371 | 35 | 1 | 1 | 0 | 7.2 | 1 | 7.2 | 13507.8584 | 18 | 0 | 0 | 0 | 0 | 0 | 0 | 0 | 0 | 0 | 0 | 0 | 0 | 0
1328 | 56 | 2 | 25 | 4047.619 | 6964.2857 | 238.0952 | 2000 | 270.4082 | 13520.4082 | #DIV/0! |  | #DIV/0! | 18 | 0 | 0 | 0 | 0 | 0 | 0 | 0 | 13520.4082 | 80.8637 | 30.0286 | 71.7703 | 9.6565 | 21892.8555 | 21890.399 | 13510.7516 | 35.0286 | 35.0246 | 35.0286 | 35 | 1 | 1 | 0 | 7.2 | 1 | 7.2 | 13510.7516 | 18 | 0 | 0 | 0 | 0 | 0 | 0 | 0 | 0 | 0 | 0 | 0 | 0 | 0
1329 | 56 | 2 | 25 | 4047.619 | 2785.7143 | 238.0952 | 2000 | 185.1312 | 9256.5598 | #DIV/0! |  | #DIV/0! | 18 | 0 | 0 | 0 | 0 | 0 | 0 | 0 | 9256.5598 | 55.3622 | 30.0246 | 55.3622 | 5.7017 | 21890.399 | 21891.8973 | 9250.8581 | 35.0246 | 35.027 | 35.0246 | 35 | 1 | 1 | 0 | 7.2 | 1 | 7.2 | 9250.8581 | 18 | 0 | 0 | 0 | 0 | 0 | 0 | 0 | 0 | 0 | 0 | 0 | 0 | 0
1330 | 56 | 2 | 25 | 4047.619 | 0 | 238.0952 | 2000 | 128.2799 | 6413.9942 | #DIV/0! |  | #DIV/0! | 18 | 0 | 0 | 0 | 0 | 0 | 0 | 0 | 6413.9942 | 38.3612 | 30.027 | 38.3612 | 4.3352 | 21891.8973 | 21894.7621 | 6409.659 | 35.027 | 35.0316 | 35.027 | 35 | 1 | 1 | 0 | 7.2 | 1 | 7.2 | 6409.659 | 18 | 0 | 0 | 0 | 0 | 0 | 0 | 0 | 0 | 0 | 0 | 0 | 0 | 0
1331 | 56 | 2 | 25 | 4047.619 | 0 | 238.0952 | 2000 | 128.2799 | 6413.9942 | #DIV/0! |  | #DIV/0! | 18 | 0 | 0 | 0 | 0 | 0 | 0 | 0 | 6413.9942 | 38.3612 | 30.0316 | 38.3612 | 5.0702 | 21894.7621 | 21896.892 | 6408.924 | 35.0316 | 35.035 | 35.0316 | 35 | 1 | 1 | 0 | 7.2 | 1 | 7.2 | 6408.924 | 18 | 0 | 0 | 0 | 0 | 0 | 0 | 0 | 0 | 0 | 0 | 0 | 0 | 0
1332 | 56 | 2 | 25 | 4047.619 | 0 | 238.0952 | 2000 | 128.2799 | 6413.9942 | #DIV/0! |  | #DIV/0! | 18 | 0 | 0 | 0 | 0 | 0 | 0 | 0 | 6413.9942 | 38.3612 | 30.035 | 38.3612 | 5.6166 | 21896.892 | 21898.4754 | 6408.3776 | 35.035 | 35.0376 | 35.035 | 35 | 1 | 1 | 0 | 7.2 | 1 | 7.2 | 6408.3776 | 18 | 0 | 0 | 0 | 0 | 0 | 0 | 0 | 0 | 0 | 0 | 0 | 0 | 0
1333 | 56 | 2 | 25 | 4047.619 | 0 | 238.0952 | 2000 | 128.2799 | 6413.9942 | #DIV/0! |  | #DIV/0! | 18 | 0 | 0 | 0 | 0 | 0 | 0 | 0 | 6413.9942 | 38.3612 | 30.0376 | 38.3612 | 6.0228 | 21898.4754 | 21899.6525 | 6407.9713 | 35.0376 | 35.0394 | 35.0376 | 35 | 1 | 1 | 0 | 7.2 | 1 | 7.2 | 6407.9713 | 18 | 0 | 0 | 0 | 0 | 0 | 0 | 0 | 0 | 0 | 0 | 0 | 0 | 0
1334 | 56 | 2 | 25 | 4047.619 | 0 | 238.0952 | 2000 | 128.2799 | 6413.9942 | #DIV/0! |  | #DIV/0! | 18 | 0 | 0 | 0 | 0 | 0 | 0 | 0 | 6413.9942 | 38.3612 | 30.0394 | 38.3612 | 6.3248 | 21899.6525 | 21900.5277 | 6407.6693 | 35.0394 | 35.0408 | 35.0394 | 35 | 1 | 1 | 0 | 7.2 | 1 | 7.2 | 6407.6693 | 18 | 0 | 0 | 0 | 0 | 0 | 0 | 0 | 0 | 0 | 0 | 0 | 0 | 0
1335 | 56 | 2 | 25 | 4047.619 | 0 | 238.0952 | 2000 | 128.2799 | 6413.9942 | #DIV/0! |  | #DIV/0! | 18 | 0 | 0 | 0 | 0 | 0 | 0 | 0 | 6413.9942 | 38.3612 | 30.0408 | 38.3612 | 6.5494 | 21900.5277 | 21901.1783 | 6407.4448 | 35.0408 | 35.0419 | 35.0408 | 35 | 1 | 1 | 0 | 7.2 | 1 | 7.2 | 6407.4448 | 18 | 0 | 0 | 0 | 0 | 0 | 0 | 0 | 0 | 0 | 0 | 0 | 0 | 0
1336 | 56 | 2 | 25 | 4047.619 | 0 | 238.0952 | 2000 | 128.2799 | 6413.9942 | #DIV/0! |  | #DIV/0! | 18 | 0 | 0 | 0 | 0 | 0 | 0 | 0 | 6413.9942 | 38.3612 | 30.0419 | 38.3612 | 6.7163 | 21901.1783 | 21901.662 | 6407.2779 | 35.0419 | 35.0427 | 35.0419 | 35 | 1 | 1 | 0 | 7.2 | 1 | 7.2 | 6407.2779 | 18 | 0 | 0 | 0 | 0 | 0 | 0 | 0 | 0 | 0 | 0 | 0 | 0 | 0
1337 | 56 | 2 | 25 | 4047.619 | 0 | 238.0952 | 0 | 87.4636 | 4373.1778 | #DIV/0! |  | #DIV/0! | 18 | 0 | 0 | 0 | 0 | 0 | 0 | 0 | 4373.1778 | 26.1554 | 30.0427 | 26.1554 | 4.6639 | 21901.662 | 21904.1981 | 4368.5139 | 35.0427 | 35.0467 | 35.0427 | 35 | 1 | 1 | 0 | 7.2 | 1 | 7.2 | 4368.5139 | 18 | 0 | 0 | 0 | 0 | 0 | 0 | 0 | 0 | 0 | 0 | 0 | 0 | 0
1338 | 56 | 2 | 25 | 4047.619 | 3482.1429 | 238.0952 | 0 | 158.5277 | 7926.3848 | #DIV/0! |  | #DIV/0! | 18 | 0 | 0 | 0 | 0 | 0 | 0 | 0 | 7926.3848 | 47.4066 | 30.0467 | 47.4066 | 9.2574 | 21904.1981 | 21902.1407 | 7917.1274 | 35.0467 | 35.0434 | 35.0467 | 35 | 1 | 1 | 0 | 7.2 | 1 | 7.2 | 7917.1274 | 18 | 0 | 0 | 0 | 0 | 0 | 0 | 0 | 0 | 0 | 0 | 0 | 0 | 0
1339 | 56 | 2 | 25 | 4047.619 | 6964.2857 | 238.0952 | 0 | 229.5918 | 11479.5918 | #DIV/0! |  | #DIV/0! | 18 | 0 | 0 | 0 | 0 | 0 | 0 | 0 | 11479.5918 | 68.6578 | 30.0434 | 68.6578 | 12.4626 | 21902.1407 | 21896.8781 | 11467.1293 | 35.0434 | 35.035 | 35.0434 | 35 | 1 | 1 | 0 | 7.2 | 1 | 7.2 | 11467.1293 | 18 | 0 | 0 | 0 | 0 | 0 | 0 | 0 | 0 | 0 | 0 | 0 | 0 | 0
1340 | 56 | 2 | 25 | 4047.619 | 6964.2857 | 238.0952 | 0 | 229.5918 | 11479.5918 | #DIV/0! |  | #DIV/0! | 18 | 0 | 0 | 0 | 0 | 0 | 0 | 0 | 11479.5918 | 68.6578 | 30.035 | 68.6578 | 10.0461 | 21896.8781 | 21894.032 | 11469.5458 | 35.035 | 35.0305 | 35.035 | 35 | 1 | 1 | 0 | 7.2 | 1 | 7.2 | 11469.5458 | 18 | 0 | 0 | 0 | 0 | 0 | 0 | 0 | 0 | 0 | 0 | 0 | 0 | 0
1341 | 56 | 2 | 25 | 4047.619 | 6964.2857 | 238.0952 | 0 | 229.5918 | 11479.5918 | #DIV/0! |  | #DIV/0! | 18 | 0 | 0 | 0 | 0 | 0 | 0 | 0 | 11479.5918 | 68.6578 | 30.0305 | 68.6578 | 8.7392 | 21894.032 | 21892.4928 | 11470.8526 | 35.0305 | 35.028 | 35.0305 | 35 | 1 | 1 | 0 | 7.2 | 1 | 7.2 | 11470.8526 | 18 | 0 | 0 | 0 | 0 | 0 | 0 | 0 | 0 | 0 | 0 | 0 | 0 | 0
1342 | 56 | 2 | 25 | 4047.619 | 3482.1429 | 238.0952 | 0 | 158.5277 | 7926.3848 | #DIV/0! |  | #DIV/0! | 18 | 0 | 0 | 0 | 0 | 0 | 0 | 0 | 7926.3848 | 47.4066 | 30.028 | 47.4066 | 5.5462 | 21892.4928 | 21894.1466 | 7920.8386 | 35.028 | 35.0306 | 35.028 | 35 | 1 | 1 | 0 | 7.2 | 1 | 7.2 | 7920.8386 | 18 | 0 | 0 | 0 | 0 | 0 | 0 | 0 | 0 | 0 | 0 | 0 | 0 | 0
1343 | 56 | 2 | 26 | 4047.619 | 0 | 238.0952 | 0 | 87.4636 | 4373.1778 | #DIV/0! |  | #DIV/0! | 18 | 0 | 0 | 0 | 0 | 0 | 0 | 0 | 4373.1778 | 26.1554 | 30.0306 | 26.1554 | 3.3493 | 21894.1466 | 21897.9974 | 4369.8286 | 35.0306 | 35.0368 | 35.0306 | 35 | 1 | 1 | 0 | 7.2 | 1 | 7.2 | 4369.8286 | 18 | 0 | 0 | 0 | 0 | 0 | 0 | 0 | 0 | 0 | 0 | 0 | 0 | 0
1344 | 57 | 2 | 26 | 4047.619 | 0 | 238.0952 | 0 | 87.4636 | 4373.1778 | #DIV/0! |  | #DIV/0! | 18 | 0 | 0 | 0 | 0 | 0 | 0 | 0 | 4373.1778 | 26.1554 | 30.0368 | 26.1554 | 4.0229 | 21897.9974 | 21901.1745 | 4369.155 | 35.0368 | 35.0419 | 35.0368 | 35 | 1 | 1 | 0 | 7.2 | 1 | 7.2 | 4369.155 | 18 | 0 | 0 | 0 | 0 | 0 | 0 | 0 | 0 | 0 | 0 | 0 | 0 | 0
1345 | 57 | 2 | 26 | 4047.619 | 0 | 238.0952 | 0 | 87.4636 | 4373.1778 | #DIV/0! |  | #DIV/0! | 18 | 0 | 0 | 0 | 0 | 0 | 0 | 0 | 4373.1778 | 26.1554 | 30.0419 | 26.1554 | 4.5786 | 21901.1745 | 21903.7959 | 4368.5992 | 35.0419 | 35.0461 | 35.0419 | 35 | 1 | 1 | 0 | 7.2 | 1 | 7.2 | 4368.5992 | 18 | 0 | 0 | 0 | 0 | 0 | 0 | 0 | 0 | 0 | 0 | 0 | 0 | 0
1346 | 57 | 2 | 26 | 4047.619 | 0 | 238.0952 | 0 | 87.4636 | 4373.1778 | #DIV/0! |  | #DIV/0! | 18 | 0 | 0 | 0 | 0 | 0 | 0 | 0 | 4373.1778 | 26.1554 | 30.0461 | 26.1554 | 5.0372 | 21903.7959 | 21905.9587 | 4368.1407 | 35.0461 | 35.0495 | 35.0461 | 35 | 1 | 1 | 0 | 7.2 | 1 | 7.2 | 4368.1407 | 18 | 0 | 0 | 0 | 0 | 0 | 0 | 0 | 0 | 0 | 0 | 0 | 0 | 0
1347 | 57 | 2 | 26 | 4047.619 | 0 | 238.0952 | 0 | 87.4636 | 4373.1778 | #DIV/0! |  | #DIV/0! | 18 | 0 | 0 | 0 | 0 | 0 | 0 | 0 | 4373.1778 | 26.1554 | 30.0495 | 26.1554 | 5.4155 | 21905.9587 | 21907.7432 | 4367.7623 | 35.0495 | 35.0524 | 35.0495 | 35 | 1 | 1 | 0 | 7.2 | 1 | 7.2 | 4367.7623 | 18 | 0 | 0 | 0 | 0 | 0 | 0 | 0 | 0 | 0 | 0 | 0 | 0 | 0
1348 | 57 | 2 | 26 | 4047.619 | 0 | 238.0952 | 0 | 87.4636 | 4373.1778 | #DIV/0! |  | #DIV/0! | 18 | 0 | 0 | 0 | 0 | 0 | 0 | 0 | 4373.1778 | 26.1554 | 30.0524 | 26.1554 | 5.7277 | 21907.7432 | 21909.2155 | 4367.4502 | 35.0524 | 35.0547 | 35.0524 | 35 | 1 | 1 | 0 | 7.2 | 1 | 7.2 | 4367.4502 | 18 | 0 | 0 | 0 | 0 | 0 | 0 | 0 | 0 | 0 | 0 | 0 | 0 | 0
1349 | 57 | 2 | 26 | 4047.619 | 4178.5714 | 238.0952 | 0 | 172.7405 | 8637.0262 | #DIV/0! |  | #DIV/0! | 18 | 0 | 0 | 0 | 0 | 0 | 0 | 0 | 8637.0262 | 51.6569 | 30.0547 | 51.6569 | 11.8208 | 21909.2155 | 21904.5947 | 8625.2054 | 35.0547 | 35.0474 | 35.0547 | 35 | 1 | 1 | 0 | 7.2 | 1 | 7.2 | 8625.2054 | 18 | 0 | 0 | 0 | 0 | 0 | 0 | 0 | 0 | 0 | 0 | 0 | 0 | 0
1350 | 57 | 2 | 26 | 4047.619 | 6964.2857 | 238.0952 | 0 | 229.5918 | 11479.5918 | #DIV/0! |  | #DIV/0! | 18 | 0 | 0 | 0 | 0 | 0 | 0 | 0 | 11479.5918 | 68.6578 | 30.0474 | 68.6578 | 13.5894 | 21904.5947 | 21898.2053 | 11466.0024 | 35.0474 | 35.0371 | 35.0474 | 35 | 1 | 1 | 0 | 7.2 | 1 | 7.2 | 11466.0024 | 18 | 0 | 0 | 0 | 0 | 0 | 0 | 0 | 0 | 0 | 0 | 0 | 0 | 0
1351 | 57 | 2 | 26 | 4047.619 | 6964.2857 | 238.0952 | 2000 | 270.4082 | 13520.4082 | #DIV/0! |  | #DIV/0! | 18 | 0 | 0 | 0 | 0 | 0 | 0 | 0 | 13520.4082 | 80.8637 | 30.0371 | 71.7703 | 12.5498 | 21898.2053 | 21892.8555 | 13507.8584 | 35.0371 | 35.0286 | 35.0371 | 35 | 1 | 1 | 0 | 7.2 | 1 | 7.2 | 13507.8584 | 18 | 0 | 0 | 0 | 0 | 0 | 0 | 0 | 0 | 0 | 0 | 0 | 0 | 0
1352 | 57 | 2 | 26 | 4047.619 | 6964.2857 | 238.0952 | 2000 | 270.4082 | 13520.4082 | #DIV/0! |  | #DIV/0! | 18 | 0 | 0 | 0 | 0 | 0 | 0 | 0 | 13520.4082 | 80.8637 | 30.0286 | 71.7703 | 9.6565 | 21892.8555 | 21890.399 | 13510.7516 | 35.0286 | 35.0246 | 35.0286 | 35 | 1 | 1 | 0 | 7.2 | 1 | 7.2 | 13510.7516 | 18 | 0 | 0 | 0 | 0 | 0 | 0 | 0 | 0 | 0 | 0 | 0 | 0 | 0
1353 | 57 | 2 | 26 | 4047.619 | 2785.7143 | 238.0952 | 2000 | 185.1312 | 9256.5598 | #DIV/0! |  | #DIV/0! | 18 | 0 | 0 | 0 | 0 | 0 | 0 | 0 | 9256.5598 | 55.3622 | 30.0246 | 55.3622 | 5.7017 | 21890.399 | 21891.8973 | 9250.8581 | 35.0246 | 35.027 | 35.0246 | 35 | 1 | 1 | 0 | 7.2 | 1 | 7.2 | 9250.8581 | 18 | 0 | 0 | 0 | 0 | 0 | 0 | 0 | 0 | 0 | 0 | 0 | 0 | 0
1354 | 57 | 2 | 26 | 4047.619 | 0 | 238.0952 | 2000 | 128.2799 | 6413.9942 | #DIV/0! |  | #DIV/0! | 18 | 0 | 0 | 0 | 0 | 0 | 0 | 0 | 6413.9942 | 38.3612 | 30.027 | 38.3612 | 4.3352 | 21891.8973 | 21894.7621 | 6409.659 | 35.027 | 35.0316 | 35.027 | 35 | 1 | 1 | 0 | 7.2 | 1 | 7.2 | 6409.659 | 18 | 0 | 0 | 0 | 0 | 0 | 0 | 0 | 0 | 0 | 0 | 0 | 0 | 0
1355 | 57 | 2 | 26 | 4047.619 | 0 | 238.0952 | 2000 | 128.2799 | 6413.9942 | #DIV/0! |  | #DIV/0! | 18 | 0 | 0 | 0 | 0 | 0 | 0 | 0 | 6413.9942 | 38.3612 | 30.0316 | 38.3612 | 5.0702 | 21894.7621 | 21896.892 | 6408.924 | 35.0316 | 35.035 | 35.0316 | 35 | 1 | 1 | 0 | 7.2 | 1 | 7.2 | 6408.924 | 18 | 0 | 0 | 0 | 0 | 0 | 0 | 0 | 0 | 0 | 0 | 0 | 0 | 0
1356 | 57 | 2 | 26 | 4047.619 | 0 | 238.0952 | 2000 | 128.2799 | 6413.9942 | #DIV/0! |  | #DIV/0! | 18 | 0 | 0 | 0 | 0 | 0 | 0 | 0 | 6413.9942 | 38.3612 | 30.035 | 38.3612 | 5.6166 | 21896.892 | 21898.4754 | 6408.3776 | 35.035 | 35.0376 | 35.035 | 35 | 1 | 1 | 0 | 7.2 | 1 | 7.2 | 6408.3776 | 18 | 0 | 0 | 0 | 0 | 0 | 0 | 0 | 0 | 0 | 0 | 0 | 0 | 0
1357 | 57 | 2 | 26 | 4047.619 | 0 | 238.0952 | 2000 | 128.2799 | 6413.9942 | #DIV/0! |  | #DIV/0! | 18 | 0 | 0 | 0 | 0 | 0 | 0 | 0 | 6413.9942 | 38.3612 | 30.0376 | 38.3612 | 6.0228 | 21898.4754 | 21899.6525 | 6407.9713 | 35.0376 | 35.0394 | 35.0376 | 35 | 1 | 1 | 0 | 7.2 | 1 | 7.2 | 6407.9713 | 18 | 0 | 0 | 0 | 0 | 0 | 0 | 0 | 0 | 0 | 0 | 0 | 0 | 0
1358 | 57 | 2 | 26 | 4047.619 | 0 | 238.0952 | 2000 | 128.2799 | 6413.9942 | #DIV/0! |  | #DIV/0! | 18 | 0 | 0 | 0 | 0 | 0 | 0 | 0 | 6413.9942 | 38.3612 | 30.0394 | 38.3612 | 6.3248 | 21899.6525 | 21900.5277 | 6407.6693 | 35.0394 | 35.0408 | 35.0394 | 35 | 1 | 1 | 0 | 7.2 | 1 | 7.2 | 6407.6693 | 18 | 0 | 0 | 0 | 0 | 0 | 0 | 0 | 0 | 0 | 0 | 0 | 0 | 0
1359 | 57 | 2 | 26 | 4047.619 | 0 | 238.0952 | 2000 | 128.2799 | 6413.9942 | #DIV/0! |  | #DIV/0! | 18 | 0 | 0 | 0 | 0 | 0 | 0 | 0 | 6413.9942 | 38.3612 | 30.0408 | 38.3612 | 6.5494 | 21900.5277 | 21901.1783 | 6407.4448 | 35.0408 | 35.0419 | 35.0408 | 35 | 1 | 1 | 0 | 7.2 | 1 | 7.2 | 6407.4448 | 18 | 0 | 0 | 0 | 0 | 0 | 0 | 0 | 0 | 0 | 0 | 0 | 0 | 0
1360 | 57 | 2 | 26 | 4047.619 | 0 | 238.0952 | 2000 | 128.2799 | 6413.9942 | #DIV/0! |  | #DIV/0! | 18 | 0 | 0 | 0 | 0 | 0 | 0 | 0 | 6413.9942 | 38.3612 | 30.0419 | 38.3612 | 6.7163 | 21901.1783 | 21901.662 | 6407.2779 | 35.0419 | 35.0427 | 35.0419 | 35 | 1 | 1 | 0 | 7.2 | 1 | 7.2 | 6407.2779 | 18 | 0 | 0 | 0 | 0 | 0 | 0 | 0 | 0 | 0 | 0 | 0 | 0 | 0
1361 | 57 | 2 | 26 | 4047.619 | 0 | 238.0952 | 0 | 87.4636 | 4373.1778 | #DIV/0! |  | #DIV/0! | 18 | 0 | 0 | 0 | 0 | 0 | 0 | 0 | 4373.1778 | 26.1554 | 30.0427 | 26.1554 | 4.6639 | 21901.662 | 21904.1981 | 4368.5139 | 35.0427 | 35.0467 | 35.0427 | 35 | 1 | 1 | 0 | 7.2 | 1 | 7.2 | 4368.5139 | 18 | 0 | 0 | 0 | 0 | 0 | 0 | 0 | 0 | 0 | 0 | 0 | 0 | 0
1362 | 57 | 2 | 26 | 4047.619 | 3482.1429 | 238.0952 | 0 | 158.5277 | 7926.3848 | #DIV/0! |  | #DIV/0! | 18 | 0 | 0 | 0 | 0 | 0 | 0 | 0 | 7926.3848 | 47.4066 | 30.0467 | 47.4066 | 9.2574 | 21904.1981 | 21902.1407 | 7917.1274 | 35.0467 | 35.0434 | 35.0467 | 35 | 1 | 1 | 0 | 7.2 | 1 | 7.2 | 7917.1274 | 18 | 0 | 0 | 0 | 0 | 0 | 0 | 0 | 0 | 0 | 0 | 0 | 0 | 0
1363 | 57 | 2 | 26 | 4047.619 | 6964.2857 | 238.0952 | 0 | 229.5918 | 11479.5918 | #DIV/0! |  | #DIV/0! | 18 | 0 | 0 | 0 | 0 | 0 | 0 | 0 | 11479.5918 | 68.6578 | 30.0434 | 68.6578 | 12.4626 | 21902.1407 | 21896.8781 | 11467.1293 | 35.0434 | 35.035 | 35.0434 | 35 | 1 | 1 | 0 | 7.2 | 1 | 7.2 | 11467.1293 | 18 | 0 | 0 | 0 | 0 | 0 | 0 | 0 | 0 | 0 | 0 | 0 | 0 | 0
1364 | 57 | 2 | 26 | 4047.619 | 6964.2857 | 238.0952 | 0 | 229.5918 | 11479.5918 | #DIV/0! |  | #DIV/0! | 18 | 0 | 0 | 0 | 0 | 0 | 0 | 0 | 11479.5918 | 68.6578 | 30.035 | 68.6578 | 10.0461 | 21896.8781 | 21894.032 | 11469.5458 | 35.035 | 35.0305 | 35.035 | 35 | 1 | 1 | 0 | 7.2 | 1 | 7.2 | 11469.5458 | 18 | 0 | 0 | 0 | 0 | 0 | 0 | 0 | 0 | 0 | 0 | 0 | 0 | 0
1365 | 57 | 2 | 26 | 4047.619 | 6964.2857 | 238.0952 | 0 | 229.5918 | 11479.5918 | #DIV/0! |  | #DIV/0! | 18 | 0 | 0 | 0 | 0 | 0 | 0 | 0 | 11479.5918 | 68.6578 | 30.0305 | 68.6578 | 8.7392 | 21894.032 | 21892.4928 | 11470.8526 | 35.0305 | 35.028 | 35.0305 | 35 | 1 | 1 | 0 | 7.2 | 1 | 7.2 | 11470.8526 | 18 | 0 | 0 | 0 | 0 | 0 | 0 | 0 | 0 | 0 | 0 | 0 | 0 | 0
1366 | 57 | 2 | 26 | 4047.619 | 3482.1429 | 238.0952 | 0 | 158.5277 | 7926.3848 | #DIV/0! |  | #DIV/0! | 18 | 0 | 0 | 0 | 0 | 0 | 0 | 0 | 7926.3848 | 47.4066 | 30.028 | 47.4066 | 5.5462 | 21892.4928 | 21894.1466 | 7920.8386 | 35.028 | 35.0306 | 35.028 | 35 | 1 | 1 | 0 | 7.2 | 1 | 7.2 | 7920.8386 | 18 | 0 | 0 | 0 | 0 | 0 | 0 | 0 | 0 | 0 | 0 | 0 | 0 | 0
1367 | 57 | 2 | 27 | 4047.619 | 0 | 238.0952 | 0 | 87.4636 | 4373.1778 | #DIV/0! |  | #DIV/0! | 18 | 0 | 0 | 0 | 0 | 0 | 0 | 0 | 4373.1778 | 26.1554 | 30.0306 | 26.1554 | 3.3493 | 21894.1466 | 21897.9974 | 4369.8286 | 35.0306 | 35.0368 | 35.0306 | 35 | 1 | 1 | 0 | 7.2 | 1 | 7.2 | 4369.8286 | 18 | 0 | 0 | 0 | 0 | 0 | 0 | 0 | 0 | 0 | 0 | 0 | 0 | 0
1368 | 58 | 2 | 27 | 4047.619 | 0 | 238.0952 | 0 | 87.4636 | 4373.1778 | #DIV/0! |  | #DIV/0! | 18 | 0 | 0 | 0 | 0 | 0 | 0 | 0 | 4373.1778 | 26.1554 | 30.0368 | 26.1554 | 4.0229 | 21897.9974 | 21901.1745 | 4369.155 | 35.0368 | 35.0419 | 35.0368 | 35 | 1 | 1 | 0 | 7.2 | 1 | 7.2 | 4369.155 | 18 | 0 | 0 | 0 | 0 | 0 | 0 | 0 | 0 | 0 | 0 | 0 | 0 | 0
1369 | 58 | 2 | 27 | 4047.619 | 0 | 238.0952 | 0 | 87.4636 | 4373.1778 | #DIV/0! |  | #DIV/0! | 18 | 0 | 0 | 0 | 0 | 0 | 0 | 0 | 4373.1778 | 26.1554 | 30.0419 | 26.1554 | 4.5786 | 21901.1745 | 21903.7959 | 4368.5992 | 35.0419 | 35.0461 | 35.0419 | 35 | 1 | 1 | 0 | 7.2 | 1 | 7.2 | 4368.5992 | 18 | 0 | 0 | 0 | 0 | 0 | 0 | 0 | 0 | 0 | 0 | 0 | 0 | 0
1370 | 58 | 2 | 27 | 4047.619 | 0 | 238.0952 | 0 | 87.4636 | 4373.1778 | #DIV/0! |  | #DIV/0! | 18 | 0 | 0 | 0 | 0 | 0 | 0 | 0 | 4373.1778 | 26.1554 | 30.0461 | 26.1554 | 5.0372 | 21903.7959 | 21905.9587 | 4368.1407 | 35.0461 | 35.0495 | 35.0461 | 35 | 1 | 1 | 0 | 7.2 | 1 | 7.2 | 4368.1407 | 18 | 0 | 0 | 0 | 0 | 0 | 0 | 0 | 0 | 0 | 0 | 0 | 0 | 0
1371 | 58 | 2 | 27 | 4047.619 | 0 | 238.0952 | 0 | 87.4636 | 4373.1778 | #DIV/0! |  | #DIV/0! | 18 | 0 | 0 | 0 | 0 | 0 | 0 | 0 | 4373.1778 | 26.1554 | 30.0495 | 26.1554 | 5.4155 | 21905.9587 | 21907.7432 | 4367.7623 | 35.0495 | 35.0524 | 35.0495 | 35 | 1 | 1 | 0 | 7.2 | 1 | 7.2 | 4367.7623 | 18 | 0 | 0 | 0 | 0 | 0 | 0 | 0 | 0 | 0 | 0 | 0 | 0 | 0
1372 | 58 | 2 | 27 | 4047.619 | 0 | 238.0952 | 0 | 87.4636 | 4373.1778 | #DIV/0! |  | #DIV/0! | 18 | 0 | 0 | 0 | 0 | 0 | 0 | 0 | 4373.1778 | 26.1554 | 30.0524 | 26.1554 | 5.7277 | 21907.7432 | 21909.2155 | 4367.4502 | 35.0524 | 35.0547 | 35.0524 | 35 | 1 | 1 | 0 | 7.2 | 1 | 7.2 | 4367.4502 | 18 | 0 | 0 | 0 | 0 | 0 | 0 | 0 | 0 | 0 | 0 | 0 | 0 | 0
1373 | 58 | 2 | 27 | 4047.619 | 4178.5714 | 238.0952 | 0 | 172.7405 | 8637.0262 | #DIV/0! |  | #DIV/0! | 18 | 0 | 0 | 0 | 0 | 0 | 0 | 0 | 8637.0262 | 51.6569 | 30.0547 | 51.6569 | 11.8208 | 21909.2155 | 21904.5947 | 8625.2054 | 35.0547 | 35.0474 | 35.0547 | 35 | 1 | 1 | 0 | 7.2 | 1 | 7.2 | 8625.2054 | 18 | 0 | 0 | 0 | 0 | 0 | 0 | 0 | 0 | 0 | 0 | 0 | 0 | 0
1374 | 58 | 2 | 27 | 4047.619 | 6964.2857 | 238.0952 | 0 | 229.5918 | 11479.5918 | #DIV/0! |  | #DIV/0! | 18 | 0 | 0 | 0 | 0 | 0 | 0 | 0 | 11479.5918 | 68.6578 | 30.0474 | 68.6578 | 13.5894 | 21904.5947 | 21898.2053 | 11466.0024 | 35.0474 | 35.0371 | 35.0474 | 35 | 1 | 1 | 0 | 7.2 | 1 | 7.2 | 11466.0024 | 18 | 0 | 0 | 0 | 0 | 0 | 0 | 0 | 0 | 0 | 0 | 0 | 0 | 0
1375 | 58 | 2 | 27 | 4047.619 | 6964.2857 | 238.0952 | 2000 | 270.4082 | 13520.4082 | #DIV/0! |  | #DIV/0! | 18 | 0 | 0 | 0 | 0 | 0 | 0 | 0 | 13520.4082 | 80.8637 | 30.0371 | 71.7703 | 12.5498 | 21898.2053 | 21892.8555 | 13507.8584 | 35.0371 | 35.0286 | 35.0371 | 35 | 1 | 1 | 0 | 7.2 | 1 | 7.2 | 13507.8584 | 18 | 0 | 0 | 0 | 0 | 0 | 0 | 0 | 0 | 0 | 0 | 0 | 0 | 0
1376 | 58 | 2 | 27 | 4047.619 | 6964.2857 | 238.0952 | 2000 | 270.4082 | 13520.4082 | #DIV/0! |  | #DIV/0! | 18 | 0 | 0 | 0 | 0 | 0 | 0 | 0 | 13520.4082 | 80.8637 | 30.0286 | 71.7703 | 9.6565 | 21892.8555 | 21890.399 | 13510.7516 | 35.0286 | 35.0246 | 35.0286 | 35 | 1 | 1 | 0 | 7.2 | 1 | 7.2 | 13510.7516 | 18 | 0 | 0 | 0 | 0 | 0 | 0 | 0 | 0 | 0 | 0 | 0 | 0 | 0
1377 | 58 | 2 | 27 | 4047.619 | 2785.7143 | 238.0952 | 2000 | 185.1312 | 9256.5598 | #DIV/0! |  | #DIV/0! | 18 | 0 | 0 | 0 | 0 | 0 | 0 | 0 | 9256.5598 | 55.3622 | 30.0246 | 55.3622 | 5.7017 | 21890.399 | 21891.8973 | 9250.8581 | 35.0246 | 35.027 | 35.0246 | 35 | 1 | 1 | 0 | 7.2 | 1 | 7.2 | 9250.8581 | 18 | 0 | 0 | 0 | 0 | 0 | 0 | 0 | 0 | 0 | 0 | 0 | 0 | 0
1378 | 58 | 2 | 27 | 4047.619 | 0 | 238.0952 | 2000 | 128.2799 | 6413.9942 | #DIV/0! |  | #DIV/0! | 18 | 0 | 0 | 0 | 0 | 0 | 0 | 0 | 6413.9942 | 38.3612 | 30.027 | 38.3612 | 4.3352 | 21891.8973 | 21894.7621 | 6409.659 | 35.027 | 35.0316 | 35.027 | 35 | 1 | 1 | 0 | 7.2 | 1 | 7.2 | 6409.659 | 18 | 0 | 0 | 0 | 0 | 0 | 0 | 0 | 0 | 0 | 0 | 0 | 0 | 0
1379 | 58 | 2 | 27 | 4047.619 | 0 | 238.0952 | 2000 | 128.2799 | 6413.9942 | #DIV/0! |  | #DIV/0! | 18 | 0 | 0 | 0 | 0 | 0 | 0 | 0 | 6413.9942 | 38.3612 | 30.0316 | 38.3612 | 5.0702 | 21894.7621 | 21896.892 | 6408.924 | 35.0316 | 35.035 | 35.0316 | 35 | 1 | 1 | 0 | 7.2 | 1 | 7.2 | 6408.924 | 18 | 0 | 0 | 0 | 0 | 0 | 0 | 0 | 0 | 0 | 0 | 0 | 0 | 0
1380 | 58 | 2 | 27 | 4047.619 | 0 | 238.0952 | 2000 | 128.2799 | 6413.9942 | #DIV/0! |  | #DIV/0! | 18 | 0 | 0 | 0 | 0 | 0 | 0 | 0 | 6413.9942 | 38.3612 | 30.035 | 38.3612 | 5.6166 | 21896.892 | 21898.4754 | 6408.3776 | 35.035 | 35.0376 | 35.035 | 35 | 1 | 1 | 0 | 7.2 | 1 | 7.2 | 6408.3776 | 18 | 0 | 0 | 0 | 0 | 0 | 0 | 0 | 0 | 0 | 0 | 0 | 0 | 0
1381 | 58 | 2 | 27 | 4047.619 | 0 | 238.0952 | 2000 | 128.2799 | 6413.9942 | #DIV/0! |  | #DIV/0! | 18 | 0 | 0 | 0 | 0 | 0 | 0 | 0 | 6413.9942 | 38.3612 | 30.0376 | 38.3612 | 6.0228 | 21898.4754 | 21899.6525 | 6407.9713 | 35.0376 | 35.0394 | 35.0376 | 35 | 1 | 1 | 0 | 7.2 | 1 | 7.2 | 6407.9713 | 18 | 0 | 0 | 0 | 0 | 0 | 0 | 0 | 0 | 0 | 0 | 0 | 0 | 0
1382 | 58 | 2 | 27 | 4047.619 | 0 | 238.0952 | 2000 | 128.2799 | 6413.9942 | #DIV/0! |  | #DIV/0! | 18 | 0 | 0 | 0 | 0 | 0 | 0 | 0 | 6413.9942 | 38.3612 | 30.0394 | 38.3612 | 6.3248 | 21899.6525 | 21900.5277 | 6407.6693 | 35.0394 | 35.0408 | 35.0394 | 35 | 1 | 1 | 0 | 7.2 | 1 | 7.2 | 6407.6693 | 18 | 0 | 0 | 0 | 0 | 0 | 0 | 0 | 0 | 0 | 0 | 0 | 0 | 0
1383 | 58 | 2 | 27 | 4047.619 | 0 | 238.0952 | 2000 | 128.2799 | 6413.9942 | #DIV/0! |  | #DIV/0! | 18 | 0 | 0 | 0 | 0 | 0 | 0 | 0 | 6413.9942 | 38.3612 | 30.0408 | 38.3612 | 6.5494 | 21900.5277 | 21901.1783 | 6407.4448 | 35.0408 | 35.0419 | 35.0408 | 35 | 1 | 1 | 0 | 7.2 | 1 | 7.2 | 6407.4448 | 18 | 0 | 0 | 0 | 0 | 0 | 0 | 0 | 0 | 0 | 0 | 0 | 0 | 0
1384 | 58 | 2 | 27 | 4047.619 | 0 | 238.0952 | 2000 | 128.2799 | 6413.9942 | #DIV/0! |  | #DIV/0! | 18 | 0 | 0 | 0 | 0 | 0 | 0 | 0 | 6413.9942 | 38.3612 | 30.0419 | 38.3612 | 6.7163 | 21901.1783 | 21901.662 | 6407.2779 | 35.0419 | 35.0427 | 35.0419 | 35 | 1 | 1 | 0 | 7.2 | 1 | 7.2 | 6407.2779 | 18 | 0 | 0 | 0 | 0 | 0 | 0 | 0 | 0 | 0 | 0 | 0 | 0 | 0
1385 | 58 | 2 | 27 | 4047.619 | 0 | 238.0952 | 0 | 87.4636 | 4373.1778 | #DIV/0! |  | #DIV/0! | 18 | 0 | 0 | 0 | 0 | 0 | 0 | 0 | 4373.1778 | 26.1554 | 30.0427 | 26.1554 | 4.6639 | 21901.662 | 21904.1981 | 4368.5139 | 35.0427 | 35.0467 | 35.0427 | 35 | 1 | 1 | 0 | 7.2 | 1 | 7.2 | 4368.5139 | 18 | 0 | 0 | 0 | 0 | 0 | 0 | 0 | 0 | 0 | 0 | 0 | 0 | 0
1386 | 58 | 2 | 27 | 4047.619 | 3482.1429 | 238.0952 | 0 | 158.5277 | 7926.3848 | #DIV/0! |  | #DIV/0! | 18 | 0 | 0 | 0 | 0 | 0 | 0 | 0 | 7926.3848 | 47.4066 | 30.0467 | 47.4066 | 9.2574 | 21904.1981 | 21902.1407 | 7917.1274 | 35.0467 | 35.0434 | 35.0467 | 35 | 1 | 1 | 0 | 7.2 | 1 | 7.2 | 7917.1274 | 18 | 0 | 0 | 0 | 0 | 0 | 0 | 0 | 0 | 0 | 0 | 0 | 0 | 0
1387 | 58 | 2 | 27 | 4047.619 | 6964.2857 | 238.0952 | 0 | 229.5918 | 11479.5918 | #DIV/0! |  | #DIV/0! | 18 | 0 | 0 | 0 | 0 | 0 | 0 | 0 | 11479.5918 | 68.6578 | 30.0434 | 68.6578 | 12.4626 | 21902.1407 | 21896.8781 | 11467.1293 | 35.0434 | 35.035 | 35.0434 | 35 | 1 | 1 | 0 | 7.2 | 1 | 7.2 | 11467.1293 | 18 | 0 | 0 | 0 | 0 | 0 | 0 | 0 | 0 | 0 | 0 | 0 | 0 | 0
1388 | 58 | 2 | 27 | 4047.619 | 6964.2857 | 238.0952 | 0 | 229.5918 | 11479.5918 | #DIV/0! |  | #DIV/0! | 18 | 0 | 0 | 0 | 0 | 0 | 0 | 0 | 11479.5918 | 68.6578 | 30.035 | 68.6578 | 10.0461 | 21896.8781 | 21894.032 | 11469.5458 | 35.035 | 35.0305 | 35.035 | 35 | 1 | 1 | 0 | 7.2 | 1 | 7.2 | 11469.5458 | 18 | 0 | 0 | 0 | 0 | 0 | 0 | 0 | 0 | 0 | 0 | 0 | 0 | 0
1389 | 58 | 2 | 27 | 4047.619 | 6964.2857 | 238.0952 | 0 | 229.5918 | 11479.5918 | #DIV/0! |  | #DIV/0! | 18 | 0 | 0 | 0 | 0 | 0 | 0 | 0 | 11479.5918 | 68.6578 | 30.0305 | 68.6578 | 8.7392 | 21894.032 | 21892.4928 | 11470.8526 | 35.0305 | 35.028 | 35.0305 | 35 | 1 | 1 | 0 | 7.2 | 1 | 7.2 | 11470.8526 | 18 | 0 | 0 | 0 | 0 | 0 | 0 | 0 | 0 | 0 | 0 | 0 | 0 | 0
1390 | 58 | 2 | 27 | 4047.619 | 3482.1429 | 238.0952 | 0 | 158.5277 | 7926.3848 | #DIV/0! |  | #DIV/0! | 18 | 0 | 0 | 0 | 0 | 0 | 0 | 0 | 7926.3848 | 47.4066 | 30.028 | 47.4066 | 5.5462 | 21892.4928 | 21894.1466 | 7920.8386 | 35.028 | 35.0306 | 35.028 | 35 | 1 | 1 | 0 | 7.2 | 1 | 7.2 | 7920.8386 | 18 | 0 | 0 | 0 | 0 | 0 | 0 | 0 | 0 | 0 | 0 | 0 | 0 | 0
1391 | 58 | 2 | 28 | 4047.619 | 0 | 238.0952 | 0 | 87.4636 | 4373.1778 | #DIV/0! |  | #DIV/0! | 18 | 0 | 0 | 0 | 0 | 0 | 0 | 0 | 4373.1778 | 26.1554 | 30.0306 | 26.1554 | 3.3493 | 21894.1466 | 21897.9974 | 4369.8286 | 35.0306 | 35.0368 | 35.0306 | 35 | 1 | 1 | 0 | 7.2 | 1 | 7.2 | 4369.8286 | 18 | 0 | 0 | 0 | 0 | 0 | 0 | 0 | 0 | 0 | 0 | 0 | 0 | 0
1392 | 59 | 2 | 28 | 4047.619 | 0 | 238.0952 | 0 | 87.4636 | 4373.1778 | #DIV/0! |  | #DIV/0! | 18 | 0 | 0 | 0 | 0 | 0 | 0 | 0 | 4373.1778 | 26.1554 | 30.0368 | 26.1554 | 4.0229 | 21897.9974 | 21901.1745 | 4369.155 | 35.0368 | 35.0419 | 35.0368 | 35 | 1 | 1 | 0 | 7.2 | 1 | 7.2 | 4369.155 | 18 | 0 | 0 | 0 | 0 | 0 | 0 | 0 | 0 | 0 | 0 | 0 | 0 | 0
1393 | 59 | 2 | 28 | 4047.619 | 0 | 238.0952 | 0 | 87.4636 | 4373.1778 | #DIV/0! |  | #DIV/0! | 18 | 0 | 0 | 0 | 0 | 0 | 0 | 0 | 4373.1778 | 26.1554 | 30.0419 | 26.1554 | 4.5786 | 21901.1745 | 21903.7959 | 4368.5992 | 35.0419 | 35.0461 | 35.0419 | 35 | 1 | 1 | 0 | 7.2 | 1 | 7.2 | 4368.5992 | 18 | 0 | 0 | 0 | 0 | 0 | 0 | 0 | 0 | 0 | 0 | 0 | 0 | 0
1394 | 59 | 2 | 28 | 4047.619 | 0 | 238.0952 | 0 | 87.4636 | 4373.1778 | #DIV/0! |  | #DIV/0! | 18 | 0 | 0 | 0 | 0 | 0 | 0 | 0 | 4373.1778 | 26.1554 | 30.0461 | 26.1554 | 5.0372 | 21903.7959 | 21905.9587 | 4368.1407 | 35.0461 | 35.0495 | 35.0461 | 35 | 1 | 1 | 0 | 7.2 | 1 | 7.2 | 4368.1407 | 18 | 0 | 0 | 0 | 0 | 0 | 0 | 0 | 0 | 0 | 0 | 0 | 0 | 0
1395 | 59 | 2 | 28 | 4047.619 | 0 | 238.0952 | 0 | 87.4636 | 4373.1778 | #DIV/0! |  | #DIV/0! | 18 | 0 | 0 | 0 | 0 | 0 | 0 | 0 | 4373.1778 | 26.1554 | 30.0495 | 26.1554 | 5.4155 | 21905.9587 | 21907.7432 | 4367.7623 | 35.0495 | 35.0524 | 35.0495 | 35 | 1 | 1 | 0 | 7.2 | 1 | 7.2 | 4367.7623 | 18 | 0 | 0 | 0 | 0 | 0 | 0 | 0 | 0 | 0 | 0 | 0 | 0 | 0
1396 | 59 | 2 | 28 | 4047.619 | 0 | 238.0952 | 0 | 87.4636 | 4373.1778 | #DIV/0! |  | #DIV/0! | 18 | 0 | 0 | 0 | 0 | 0 | 0 | 0 | 4373.1778 | 26.1554 | 30.0524 | 26.1554 | 5.7277 | 21907.7432 | 21909.2155 | 4367.4502 | 35.0524 | 35.0547 | 35.0524 | 35 | 1 | 1 | 0 | 7.2 | 1 | 7.2 | 4367.4502 | 18 | 0 | 0 | 0 | 0 | 0 | 0 | 0 | 0 | 0 | 0 | 0 | 0 | 0
1397 | 59 | 2 | 28 | 4047.619 | 4178.5714 | 238.0952 | 0 | 172.7405 | 8637.0262 | #DIV/0! |  | #DIV/0! | 18 | 0 | 0 | 0 | 0 | 0 | 0 | 0 | 8637.0262 | 51.6569 | 30.0547 | 51.6569 | 11.8208 | 21909.2155 | 21904.5947 | 8625.2054 | 35.0547 | 35.0474 | 35.0547 | 35 | 1 | 1 | 0 | 7.2 | 1 | 7.2 | 8625.2054 | 18 | 0 | 0 | 0 | 0 | 0 | 0 | 0 | 0 | 0 | 0 | 0 | 0 | 0
1398 | 59 | 2 | 28 | 4047.619 | 6964.2857 | 238.0952 | 0 | 229.5918 | 11479.5918 | #DIV/0! |  | #DIV/0! | 18 | 0 | 0 | 0 | 0 | 0 | 0 | 0 | 11479.5918 | 68.6578 | 30.0474 | 68.6578 | 13.5894 | 21904.5947 | 21898.2053 | 11466.0024 | 35.0474 | 35.0371 | 35.0474 | 35 | 1 | 1 | 0 | 7.2 | 1 | 7.2 | 11466.0024 | 18 | 0 | 0 | 0 | 0 | 0 | 0 | 0 | 0 | 0 | 0 | 0 | 0 | 0
1399 | 59 | 2 | 28 | 4047.619 | 6964.2857 | 238.0952 | 2000 | 270.4082 | 13520.4082 | #DIV/0! |  | #DIV/0! | 18 | 0 | 0 | 0 | 0 | 0 | 0 | 0 | 13520.4082 | 80.8637 | 30.0371 | 71.7703 | 12.5498 | 21898.2053 | 21892.8555 | 13507.8584 | 35.0371 | 35.0286 | 35.0371 | 35 | 1 | 1 | 0 | 7.2 | 1 | 7.2 | 13507.8584 | 18 | 0 | 0 | 0 | 0 | 0 | 0 | 0 | 0 | 0 | 0 | 0 | 0 | 0
1400 | 59 | 2 | 28 | 4047.619 | 6964.2857 | 238.0952 | 2000 | 270.4082 | 13520.4082 | #DIV/0! |  | #DIV/0! | 18 | 0 | 0 | 0 | 0 | 0 | 0 | 0 | 13520.4082 | 80.8637 | 30.0286 | 71.7703 | 9.6565 | 21892.8555 | 21890.399 | 13510.7516 | 35.0286 | 35.0246 | 35.0286 | 35 | 1 | 1 | 0 | 7.2 | 1 | 7.2 | 13510.7516 | 18 | 0 | 0 | 0 | 0 | 0 | 0 | 0 | 0 | 0 | 0 | 0 | 0 | 0
1401 | 59 | 2 | 28 | 4047.619 | 2785.7143 | 238.0952 | 2000 | 185.1312 | 9256.5598 | #DIV/0! |  | #DIV/0! | 18 | 0 | 0 | 0 | 0 | 0 | 0 | 0 | 9256.5598 | 55.3622 | 30.0246 | 55.3622 | 5.7017 | 21890.399 | 21891.8973 | 9250.8581 | 35.0246 | 35.027 | 35.0246 | 35 | 1 | 1 | 0 | 7.2 | 1 | 7.2 | 9250.8581 | 18 | 0 | 0 | 0 | 0 | 0 | 0 | 0 | 0 | 0 | 0 | 0 | 0 | 0
1402 | 59 | 2 | 28 | 4047.619 | 0 | 238.0952 | 2000 | 128.2799 | 6413.9942 | #DIV/0! |  | #DIV/0! | 18 | 0 | 0 | 0 | 0 | 0 | 0 | 0 | 6413.9942 | 38.3612 | 30.027 | 38.3612 | 4.3352 | 21891.8973 | 21894.7621 | 6409.659 | 35.027 | 35.0316 | 35.027 | 35 | 1 | 1 | 0 | 7.2 | 1 | 7.2 | 6409.659 | 18 | 0 | 0 | 0 | 0 | 0 | 0 | 0 | 0 | 0 | 0 | 0 | 0 | 0
1403 | 59 | 2 | 28 | 4047.619 | 0 | 238.0952 | 2000 | 128.2799 | 6413.9942 | #DIV/0! |  | #DIV/0! | 18 | 0 | 0 | 0 | 0 | 0 | 0 | 0 | 6413.9942 | 38.3612 | 30.0316 | 38.3612 | 5.0702 | 21894.7621 | 21896.892 | 6408.924 | 35.0316 | 35.035 | 35.0316 | 35 | 1 | 1 | 0 | 7.2 | 1 | 7.2 | 6408.924 | 18 | 0 | 0 | 0 | 0 | 0 | 0 | 0 | 0 | 0 | 0 | 0 | 0 | 0
1404 | 59 | 2 | 28 | 4047.619 | 0 | 238.0952 | 2000 | 128.2799 | 6413.9942 | #DIV/0! |  | #DIV/0! | 18 | 0 | 0 | 0 | 0 | 0 | 0 | 0 | 6413.9942 | 38.3612 | 30.035 | 38.3612 | 5.6166 | 21896.892 | 21898.4754 | 6408.3776 | 35.035 | 35.0376 | 35.035 | 35 | 1 | 1 | 0 | 7.2 | 1 | 7.2 | 6408.3776 | 18 | 0 | 0 | 0 | 0 | 0 | 0 | 0 | 0 | 0 | 0 | 0 | 0 | 0
1405 | 59 | 2 | 28 | 4047.619 | 0 | 238.0952 | 2000 | 128.2799 | 6413.9942 | #DIV/0! |  | #DIV/0! | 18 | 0 | 0 | 0 | 0 | 0 | 0 | 0 | 6413.9942 | 38.3612 | 30.0376 | 38.3612 | 6.0228 | 21898.4754 | 21899.6525 | 6407.9713 | 35.0376 | 35.0394 | 35.0376 | 35 | 1 | 1 | 0 | 7.2 | 1 | 7.2 | 6407.9713 | 18 | 0 | 0 | 0 | 0 | 0 | 0 | 0 | 0 | 0 | 0 | 0 | 0 | 0
1406 | 59 | 2 | 28 | 4047.619 | 0 | 238.0952 | 2000 | 128.2799 | 6413.9942 | #DIV/0! |  | #DIV/0! | 18 | 0 | 0 | 0 | 0 | 0 | 0 | 0 | 6413.9942 | 38.3612 | 30.0394 | 38.3612 | 6.3248 | 21899.6525 | 21900.5277 | 6407.6693 | 35.0394 | 35.0408 | 35.0394 | 35 | 1 | 1 | 0 | 7.2 | 1 | 7.2 | 6407.6693 | 18 | 0 | 0 | 0 | 0 | 0 | 0 | 0 | 0 | 0 | 0 | 0 | 0 | 0
1407 | 59 | 2 | 28 | 4047.619 | 0 | 238.0952 | 2000 | 128.2799 | 6413.9942 | #DIV/0! |  | #DIV/0! | 18 | 0 | 0 | 0 | 0 | 0 | 0 | 0 | 6413.9942 | 38.3612 | 30.0408 | 38.3612 | 6.5494 | 21900.5277 | 21901.1783 | 6407.4448 | 35.0408 | 35.0419 | 35.0408 | 35 | 1 | 1 | 0 | 7.2 | 1 | 7.2 | 6407.4448 | 18 | 0 | 0 | 0 | 0 | 0 | 0 | 0 | 0 | 0 | 0 | 0 | 0 | 0
1408 | 59 | 2 | 28 | 4047.619 | 0 | 238.0952 | 2000 | 128.2799 | 6413.9942 | #DIV/0! |  | #DIV/0! | 18 | 0 | 0 | 0 | 0 | 0 | 0 | 0 | 6413.9942 | 38.3612 | 30.0419 | 38.3612 | 6.7163 | 21901.1783 | 21901.662 | 6407.2779 | 35.0419 | 35.0427 | 35.0419 | 35 | 1 | 1 | 0 | 7.2 | 1 | 7.2 | 6407.2779 | 18 | 0 | 0 | 0 | 0 | 0 | 0 | 0 | 0 | 0 | 0 | 0 | 0 | 0
1409 | 59 | 2 | 28 | 4047.619 | 0 | 238.0952 | 0 | 87.4636 | 4373.1778 | #DIV/0! |  | #DIV/0! | 18 | 0 | 0 | 0 | 0 | 0 | 0 | 0 | 4373.1778 | 26.1554 | 30.0427 | 26.1554 | 4.6639 | 21901.662 | 21904.1981 | 4368.5139 | 35.0427 | 35.0467 | 35.0427 | 35 | 1 | 1 | 0 | 7.2 | 1 | 7.2 | 4368.5139 | 18 | 0 | 0 | 0 | 0 | 0 | 0 | 0 | 0 | 0 | 0 | 0 | 0 | 0
1410 | 59 | 2 | 28 | 4047.619 | 3482.1429 | 238.0952 | 0 | 158.5277 | 7926.3848 | #DIV/0! |  | #DIV/0! | 18 | 0 | 0 | 0 | 0 | 0 | 0 | 0 | 7926.3848 | 47.4066 | 30.0467 | 47.4066 | 9.2574 | 21904.1981 | 21902.1407 | 7917.1274 | 35.0467 | 35.0434 | 35.0467 | 35 | 1 | 1 | 0 | 7.2 | 1 | 7.2 | 7917.1274 | 18 | 0 | 0 | 0 | 0 | 0 | 0 | 0 | 0 | 0 | 0 | 0 | 0 | 0
1411 | 59 | 2 | 28 | 4047.619 | 6964.2857 | 238.0952 | 0 | 229.5918 | 11479.5918 | #DIV/0! |  | #DIV/0! | 18 | 0 | 0 | 0 | 0 | 0 | 0 | 0 | 11479.5918 | 68.6578 | 30.0434 | 68.6578 | 12.4626 | 21902.1407 | 21896.8781 | 11467.1293 | 35.0434 | 35.035 | 35.0434 | 35 | 1 | 1 | 0 | 7.2 | 1 | 7.2 | 11467.1293 | 18 | 0 | 0 | 0 | 0 | 0 | 0 | 0 | 0 | 0 | 0 | 0 | 0 | 0
1412 | 59 | 2 | 28 | 4047.619 | 6964.2857 | 238.0952 | 0 | 229.5918 | 11479.5918 | #DIV/0! |  | #DIV/0! | 18 | 0 | 0 | 0 | 0 | 0 | 0 | 0 | 11479.5918 | 68.6578 | 30.035 | 68.6578 | 10.0461 | 21896.8781 | 21894.032 | 11469.5458 | 35.035 | 35.0305 | 35.035 | 35 | 1 | 1 | 0 | 7.2 | 1 | 7.2 | 11469.5458 | 18 | 0 | 0 | 0 | 0 | 0 | 0 | 0 | 0 | 0 | 0 | 0 | 0 | 0
1413 | 59 | 2 | 28 | 4047.619 | 6964.2857 | 238.0952 | 0 | 229.5918 | 11479.5918 | #DIV/0! |  | #DIV/0! | 18 | 0 | 0 | 0 | 0 | 0 | 0 | 0 | 11479.5918 | 68.6578 | 30.0305 | 68.6578 | 8.7392 | 21894.032 | 21892.4928 | 11470.8526 | 35.0305 | 35.028 | 35.0305 | 35 | 1 | 1 | 0 | 7.2 | 1 | 7.2 | 11470.8526 | 18 | 0 | 0 | 0 | 0 | 0 | 0 | 0 | 0 | 0 | 0 | 0 | 0 | 0
1414 | 59 | 2 | 28 | 4047.619 | 3482.1429 | 238.0952 | 0 | 158.5277 | 7926.3848 | #DIV/0! |  | #DIV/0! | 18 | 0 | 0 | 0 | 0 | 0 | 0 | 0 | 7926.3848 | 47.4066 | 30.028 | 47.4066 | 5.5462 | 21892.4928 | 21894.1466 | 7920.8386 | 35.028 | 35.0306 | 35.028 | 35 | 1 | 1 | 0 | 7.2 | 1 | 7.2 | 7920.8386 | 18 | 0 | 0 | 0 | 0 | 0 | 0 | 0 | 0 | 0 | 0 | 0 | 0 | 0
1415 | 59 | 2 | 29 | 4047.619 | 0 | 238.0952 | 0 | 87.4636 | 4373.1778 | #DIV/0! |  | #DIV/0! | 18 | 0 | 0 | 0 | 0 | 0 | 0 | 0 | 4373.1778 | 26.1554 | 30.0306 | 26.1554 | 3.3493 | 21894.1466 | 21897.9974 | 4369.8286 | 35.0306 | 35.0368 | 35.0306 | 35 | 1 | 1 | 0 | 7.2 | 1 | 7.2 | 4369.8286 | 18 | 0 | 0 | 0 | 0 | 0 | 0 | 0 | 0 | 0 | 0 | 0 | 0 | 0
1416 | 60 | 3 | 1 | 2500 | 0 | 142.8571 | 0 | 53.9359 | 2696.793 | #DIV/0! |  | #DIV/0! | 18 | 0 | 0 | 0 | 0 | 0 | 0 | 0 | 2696.793 | 16.1291 | 30.0368 | 16.1291 | 2.4808 | 21897.9974 | 21902.7166 | 2694.3122 | 35.0368 | 35.0443 | 35.0368 | 35 | 1 | 1 | 0 | 7.2 | 1 | 7.2 | 2694.3122 | 18 | 0 | 0 | 0 | 0 | 0 | 0 | 0 | 0 | 0 | 0 | 0 | 0 | 0
1417 | 60 | 3 | 1 | 2500 | 0 | 142.8571 | 0 | 53.9359 | 2696.793 | #DIV/0! |  | #DIV/0! | 18 | 0 | 0 | 0 | 0 | 0 | 0 | 0 | 2696.793 | 16.1291 | 30.0443 | 16.1291 | 2.9898 | 21902.7166 | 21906.9268 | 2693.8032 | 35.0443 | 35.0511 | 35.0443 | 35 | 1 | 1 | 0 | 7.2 | 1 | 7.2 | 2693.8032 | 18 | 0 | 0 | 0 | 0 | 0 | 0 | 0 | 0 | 0 | 0 | 0 | 0 | 0
1418 | 60 | 3 | 1 | 2500 | 0 | 142.8571 | 0 | 53.9359 | 2696.793 | #DIV/0! |  | #DIV/0! | 18 | 0 | 0 | 0 | 0 | 0 | 0 | 0 | 2696.793 | 16.1291 | 30.0511 | 16.1291 | 3.444 | 21906.9268 | 21910.6828 | 2693.349 | 35.0511 | 35.0571 | 35.0511 | 35 | 1 | 1 | 0 | 7.2 | 1 | 7.2 | 2693.349 | 18 | 0 | 0 | 0 | 0 | 0 | 0 | 0 | 0 | 0 | 0 | 0 | 0 | 0
1419 | 60 | 3 | 1 | 2500 | 0 | 142.8571 | 0 | 53.9359 | 2696.793 | #DIV/0! |  | #DIV/0! | 18 | 0 | 0 | 0 | 0 | 0 | 0 | 0 | 2696.793 | 16.1291 | 30.0571 | 16.1291 | 3.8492 | 21910.6828 | 21914.0336 | 2692.9438 | 35.0571 | 35.0625 | 35.0571 | 35 | 1 | 1 | 0 | 7.2 | 1 | 7.2 | 2692.9438 | 18 | 0 | 0 | 0 | 0 | 0 | 0 | 0 | 0 | 0 | 0 | 0 | 0 | 0
1420 | 60 | 3 | 1 | 2500 | 0 | 142.8571 | 0 | 53.9359 | 2696.793 | #DIV/0! |  | #DIV/0! | 18 | 0 | 0 | 0 | 0 | 0 | 0 | 0 | 2696.793 | 16.1291 | 30.0625 | 16.1291 | 4.2106 | 21914.0336 | 21917.023 | 2692.5824 | 35.0625 | 35.0672 | 35.0625 | 35 | 1 | 1 | 0 | 7.2 | 1 | 7.2 | 2692.5824 | 18 | 0 | 0 | 0 | 0 | 0 | 0 | 0 | 0 | 0 | 0 | 0 | 0 | 0
1421 | 60 | 3 | 1 | 2500 | 3857.1429 | 142.8571 | 0 | 132.6531 | 6632.6531 | #DIV/0! |  | #DIV/0! | 18 | 0 | 0 | 0 | 0 | 0 | 0 | 0 | 6632.6531 | 39.669 | 30.0672 | 39.669 | 11.149 | 21917.023 | 21913.074 | 6621.5041 | 35.0672 | 35.0609 | 35.0672 | 35 | 1 | 1 | 0 | 7.2 | 1 | 7.2 | 6621.5041 | 18 | 0 | 0 | 0 | 0 | 0 | 0 | 0 | 0 | 0 | 0 | 0 | 0 | 0
1422 | 60 | 3 | 1 | 2500 | 6428.5714 | 142.8571 | 0 | 185.1312 | 9256.5598 | #DIV/0! |  | #DIV/0! | 18 | 0 | 0 | 0 | 0 | 0 | 0 | 0 | 9256.5598 | 55.3622 | 30.0609 | 55.3622 | 14.0974 | 21913.074 | 21906.1767 | 9242.4624 | 35.0609 | 35.0499 | 35.0609 | 35 | 1 | 1 | 0 | 7.2 | 1 | 7.2 | 9242.4624 | 18 | 0 | 0 | 0 | 0 | 0 | 0 | 0 | 0 | 0 | 0 | 0 | 0 | 0
1423 | 60 | 3 | 1 | 2500 | 6428.5714 | 142.8571 | 1428.5714 | 214.2857 | 10714.2857 | #DIV/0! |  | #DIV/0! | 18 | 0 | 0 | 0 | 0 | 0 | 0 | 0 | 10714.2857 | 64.0807 | 30.0499 | 64.0807 | 13.3614 | 21906.1767 | 21900.0152 | 10700.9243 | 35.0499 | 35.04 | 35.0499 | 35 | 1 | 1 | 0 | 7.2 | 1 | 7.2 | 10700.9243 | 18 | 0 | 0 | 0 | 0 | 0 | 0 | 0 | 0 | 0 | 0 | 0 | 0 | 0
1424 | 60 | 3 | 1 | 2500 | 6428.5714 | 142.8571 | 1428.5714 | 214.2857 | 10714.2857 | #DIV/0! |  | #DIV/0! | 18 | 0 | 0 | 0 | 0 | 0 | 0 | 0 | 10714.2857 | 64.0807 | 30.04 | 64.0807 | 10.7208 | 21900.0152 | 21896.4944 | 10703.5649 | 35.04 | 35.0344 | 35.04 | 35 | 1 | 1 | 0 | 7.2 | 1 | 7.2 | 10703.5649 | 18 | 0 | 0 | 0 | 0 | 0 | 0 | 0 | 0 | 0 | 0 | 0 | 0 | 0
1425 | 60 | 3 | 1 | 2500 | 2571.4286 | 142.8571 | 1428.5714 | 135.5685 | 6778.4257 | #DIV/0! |  | #DIV/0! | 18 | 0 | 0 | 0 | 0 | 0 | 0 | 0 | 6778.4257 | 40.5408 | 30.0344 | 40.5408 | 5.8279 | 21896.4944 | 21897.8665 | 6772.5977 | 35.0344 | 35.0366 | 35.0344 | 35 | 1 | 1 | 0 | 7.2 | 1 | 7.2 | 6772.5977 | 18 | 0 | 0 | 0 | 0 | 0 | 0 | 0 | 0 | 0 | 0 | 0 | 0 | 0
1426 | 60 | 3 | 1 | 2500 | 0 | 142.8571 | 1428.5714 | 83.0904 | 4154.519 | #DIV/0! |  | #DIV/0! | 18 | 0 | 0 | 0 | 0 | 0 | 0 | 0 | 4154.519 | 24.8476 | 30.0366 | 24.8476 | 3.8 | 21897.8665 | 21901.2665 | 4150.719 | 35.0366 | 35.042 | 35.0366 | 35 | 1 | 1 | 0 | 7.2 | 1 | 7.2 | 4150.719 | 18 | 0 | 0 | 0 | 0 | 0 | 0 | 0 | 0 | 0 | 0 | 0 | 0 | 0
1427 | 60 | 3 | 1 | 2500 | 0 | 142.8571 | 1428.5714 | 83.0904 | 4154.519 | #DIV/0! |  | #DIV/0! | 18 | 0 | 0 | 0 | 0 | 0 | 0 | 0 | 4154.519 | 24.8476 | 30.042 | 24.8476 | 4.365 | 21901.2665 | 21904.1015 | 4150.154 | 35.042 | 35.0466 | 35.042 | 35 | 1 | 1 | 0 | 7.2 | 1 | 7.2 | 4150.154 | 18 | 0 | 0 | 0 | 0 | 0 | 0 | 0 | 0 | 0 | 0 | 0 | 0 | 0
1428 | 60 | 3 | 1 | 2500 | 0 | 142.8571 | 1428.5714 | 83.0904 | 4154.519 | #DIV/0! |  | #DIV/0! | 18 | 2500 | 0 | 238.0952 | 0 | 55.8795 | 2793.9747 | #DIV/0! | 4154.519 | 24.8476 | 30.0466 | 24.8476 | 4.8361 | 21904.1015 | 21906.4654 | 4149.6828 | 35.0466 | 35.0503 | 35.0466 | 35 | 1 | 1 | 0 | 7.2 | 1 | 7.2 | 4149.6828 | 18 | 0 | 0 | 0 | 0 | 0 | 0 | 0 | 0 | 0 | 0 | 0 | 0 | 0
1429 | 60 | 3 | 1 | 2500 | 0 | 142.8571 | 1428.5714 | 83.0904 | 4154.519 | #DIV/0! |  | #DIV/0! | 18 | 2500 | 0 | 238.0952 | 0 | 55.8795 | 2793.9747 | #DIV/0! | 4154.519 | 24.8476 | 30.0503 | 24.8476 | 5.2289 | 21906.4654 | 21908.4365 | 4149.29 | 35.0503 | 35.0535 | 35.0503 | 35 | 1 | 1 | 0 | 7.2 | 1 | 7.2 | 4149.29 | 18 | 0 | 0 | 0 | 0 | 0 | 0 | 0 | 0 | 0 | 0 | 0 | 0 | 0
1430 | 60 | 3 | 1 | 2500 | 0 | 142.8571 | 1428.5714 | 83.0904 | 4154.519 | #DIV/0! |  | #DIV/0! | 18 | 2500 | 0 | 238.0952 | 0 | 55.8795 | 2793.9747 | #DIV/0! | 4154.519 | 24.8476 | 30.0535 | 24.8476 | 5.5565 | 21908.4365 | 21910.08 | 4148.9625 | 35.0535 | 35.0561 | 35.0535 | 35 | 1 | 1 | 0 | 7.2 | 1 | 7.2 | 4148.9625 | 18 | 0 | 0 | 0 | 0 | 0 | 0 | 0 | 0 | 0 | 0 | 0 | 0 | 0
1431 | 60 | 3 | 1 | 2500 | 0 | 142.8571 | 1428.5714 | 83.0904 | 4154.519 | #DIV/0! |  | #DIV/0! | 18 | 2500 | 0 | 238.0952 | 0 | 55.8795 | 2793.9747 | #DIV/0! | 4154.519 | 24.8476 | 30.0561 | 24.8476 | 5.8296 | 21910.08 | 21911.4504 | 4148.6893 | 35.0561 | 35.0583 | 35.0561 | 35 | 1 | 1 | 0 | 7.2 | 1 | 7.2 | 4148.6893 | 18 | 0 | 0 | 0 | 0 | 0 | 0 | 0 | 0 | 0 | 0 | 0 | 0 | 0
1432 | 60 | 3 | 1 | 2500 | 0 | 142.8571 | 1428.5714 | 83.0904 | 4154.519 | #DIV/0! |  | #DIV/0! | 18 | 2500 | 0 | 238.0952 | 0 | 55.8795 | 2793.9747 | #DIV/0! | 4154.519 | 24.8476 | 30.0583 | 24.8476 | 6.0573 | 21911.4504 | 21912.593 | 4148.4616 | 35.0583 | 35.0601 | 35.0583 | 35 | 1 | 1 | 0 | 7.2 | 1 | 7.2 | 4148.4616 | 18 | 0 | 0 | 0 | 0 | 0 | 0 | 0 | 0 | 0 | 0 | 0 | 0 | 0
1433 | 60 | 3 | 1 | 2500 | 0 | 142.8571 | 0 | 53.9359 | 2696.793 | #DIV/0! |  | #DIV/0! | 18 | 2500 | 3857.1429 | 238.0952 | 0 | 134.5967 | 6729.8348 | #DIV/0! | 2696.793 | 16.1291 | 30.0601 | 16.1291 | 4.0552 | 21912.593 | 21915.7378 | 2692.7378 | 35.0601 | 35.0652 | 35.0601 | 35 | 1 | 1 | 0 | 7.2 | 1 | 7.2 | 2692.7378 | 18 | 0 | 0 | 0 | 0 | 0 | 0 | 0 | 0 | 0 | 0 | 0 | 0 | 0
1434 | 60 | 3 | 1 | 2500 | 3214.2857 | 142.8571 | 0 | 119.5335 | 5976.6764 | #DIV/0! |  | #DIV/0! | 18 | 2500 | 6428.5714 | 238.0952 | 0 | 187.0748 | 9353.7415 | #DIV/0! | 5976.6764 | 35.7457 | 30.0652 | 35.7457 | 9.7391 | 21915.7378 | 21913.1987 | 5966.9373 | 35.0652 | 35.0611 | 35.0652 | 35 | 1 | 1 | 0 | 7.2 | 1 | 7.2 | 5966.9373 | 18 | 0 | 0 | 0 | 0 | 0 | 0 | 0 | 0 | 0 | 0 | 0 | 0 | 0
1435 | 60 | 3 | 1 | 2500 | 6428.5714 | 142.8571 | 0 | 185.1312 | 9256.5598 | #DIV/0! |  | #DIV/0! | 18 | 2500 | 6428.5714 | 238.0952 | 2000 | 227.8912 | 11394.5578 | #DIV/0! | 9256.5598 | 55.3622 | 30.0611 | 55.3622 | 14.1435 | 21913.1987 | 21906.2552 | 9242.4162 | 35.0611 | 35.05 | 35.0611 | 35 | 1 | 1 | 0 | 7.2 | 1 | 7.2 | 9242.4162 | 18 | 0 | 0 | 0 | 0 | 0 | 0 | 0 | 0 | 0 | 0 | 0 | 0 | 0
1436 | 60 | 3 | 1 | 2500 | 6428.5714 | 142.8571 | 0 | 185.1312 | 9256.5598 | #DIV/0! |  | #DIV/0! | 18 | 2500 | 6428.5714 | 238.0952 | 2000 | 227.8912 | 11394.5578 | #DIV/0! | 9256.5598 | 55.3622 | 30.05 | 55.3622 | 11.5726 | 21906.2552 | 21901.8826 | 9244.9872 | 35.05 | 35.043 | 35.05 | 35 | 1 | 1 | 0 | 7.2 | 1 | 7.2 | 9244.9872 | 18 | 0 | 0 | 0 | 0 | 0 | 0 | 0 | 0 | 0 | 0 | 0 | 0 | 0
1437 | 60 | 3 | 1 | 2500 | 6428.5714 | 142.8571 | 0 | 185.1312 | 9256.5598 | #DIV/0! |  | #DIV/0! | 18 | 2500 | 2571.4286 | 238.0952 | 2000 | 149.174 | 7458.6978 | #DIV/0! | 9256.5598 | 55.3622 | 30.043 | 55.3622 | 9.9536 | 21901.8826 | 21899.129 | 9246.6062 | 35.043 | 35.0386 | 35.043 | 35 | 1 | 1 | 0 | 7.2 | 1 | 7.2 | 9246.6062 | 18 | 0 | 0 | 0 | 0 | 0 | 0 | 0 | 0 | 0 | 0 | 0 | 0 | 0
1438 | 60 | 3 | 1 | 2500 | 3214.2857 | 142.8571 | 0 | 119.5335 | 5976.6764 | #DIV/0! |  | #DIV/0! | 18 | 2500 | 0 | 238.0952 | 2000 | 96.6958 | 4834.7911 | #DIV/0! | 5976.6764 | 35.7457 | 30.0386 | 35.7457 | 5.7684 | 21899.129 | 21900.5605 | 5970.9079 | 35.0386 | 35.0409 | 35.0386 | 35 | 1 | 1 | 0 | 7.2 | 1 | 7.2 | 5970.9079 | 18 | 0 | 0 | 0 | 0 | 0 | 0 | 0 | 0 | 0 | 0 | 0 | 0 | 0
1439 | 60 | 3 | 2 | 2500 | 0 | 142.8571 | 0 | 53.9359 | 2696.793 | #DIV/0! |  | #DIV/0! | 18 | 2500 | 0 | 238.0952 | 2000 | 96.6958 | 4834.7911 | #DIV/0! | 2696.793 | 16.1291 | 30.0409 | 16.1291 | 2.7573 | 21900.5605 | 21905.0033 | 2694.0357 | 35.0409 | 35.048 | 35.0409 | 35 | 1 | 1 | 0 | 7.2 | 1 | 7.2 | 2694.0357 | 18 | 0 | 0 | 0 | 0 | 0 | 0 | 0 | 0 | 0 | 0 | 0 | 0 | 0
1440 | 61 | 3 | 2 | 2500 | 0 | 142.8571 | 0 | 53.9359 | 2696.793 | #DIV/0! |  | #DIV/0! | 18 | 0 | 0 | 0 | 0 | 0 | 0 | 0 | 2696.793 | 16.1291 | 30.048 | 16.1291 | 3.2365 | 21905.0033 | 21908.9668 | 2693.5565 | 35.048 | 35.0543 | 35.048 | 35 | 1 | 1 | 0 | 7.2 | 1 | 7.2 | 2693.5565 | 18 | 0 | 0 | 0 | 0 | 0 | 0 | 0 | 0 | 0 | 0 | 0 | 0 | 0
1441 | 61 | 3 | 2 | 2500 | 0 | 142.8571 | 0 | 53.9359 | 2696.793 | #DIV/0! |  | #DIV/0! | 18 | 0 | 0 | 0 | 0 | 0 | 0 | 0 | 2696.793 | 16.1291 | 30.0543 | 16.1291 | 3.6641 | 21908.9668 | 21912.5027 | 2693.129 | 35.0543 | 35.06 | 35.0543 | 35 | 1 | 1 | 0 | 7.2 | 1 | 7.2 | 2693.129 | 18 | 0 | 0 | 0 | 0 | 0 | 0 | 0 | 0 | 0 | 0 | 0 | 0 | 0
1442 | 61 | 3 | 2 | 2500 | 0 | 142.8571 | 0 | 53.9359 | 2696.793 | #DIV/0! |  | #DIV/0! | 18 | 0 | 0 | 0 | 0 | 0 | 0 | 0 | 2696.793 | 16.1291 | 30.06 | 16.1291 | 4.0455 | 21912.5027 | 21915.6572 | 2692.7475 | 35.06 | 35.0651 | 35.06 | 35 | 1 | 1 | 0 | 7.2 | 1 | 7.2 | 2692.7475 | 18 | 0 | 0 | 0 | 0 | 0 | 0 | 0 | 0 | 0 | 0 | 0 | 0 | 0
1443 | 61 | 3 | 2 | 2500 | 0 | 142.8571 | 0 | 53.9359 | 2696.793 | #DIV/0! |  | #DIV/0! | 18 | 0 | 0 | 0 | 0 | 0 | 0 | 0 | 2696.793 | 16.1291 | 30.0651 | 16.1291 | 4.3858 | 21915.6572 | 21918.4715 | 2692.4072 | 35.0651 | 35.0696 | 35.0651 | 35 | 1 | 1 | 0 | 7.2 | 1 | 7.2 | 2692.4072 | 18 | 0 | 0 | 0 | 0 | 0 | 0 | 0 | 0 | 0 | 0 | 0 | 0 | 0
1444 | 61 | 3 | 2 | 2500 | 0 | 142.8571 | 0 | 53.9359 | 2696.793 | #DIV/0! |  | #DIV/0! | 18 | 0 | 0 | 0 | 0 | 0 | 0 | 0 | 2696.793 | 16.1291 | 30.0696 | 16.1291 | 4.6893 | 21918.4715 | 21920.9821 | 2692.1037 | 35.0696 | 35.0736 | 35.0696 | 35 | 1 | 1 | 0 | 7.2 | 1 | 7.2 | 2692.1037 | 18 | 0 | 0 | 0 | 0 | 0 | 0 | 0 | 0 | 0 | 0 | 0 | 0 | 0
1445 | 61 | 3 | 2 | 2500 | 3857.1429 | 142.8571 | 0 | 132.6531 | 6632.6531 | #DIV/0! |  | #DIV/0! | 18 | 0 | 0 | 0 | 0 | 0 | 0 | 0 | 6632.6531 | 39.669 | 30.0736 | 39.669 | 12.1993 | 21920.9821 | 21915.9828 | 6620.4537 | 35.0736 | 35.0656 | 35.0736 | 35 | 1 | 1 | 0 | 7.2 | 1 | 7.2 | 6620.4537 | 18 | 0 | 0 | 0 | 0 | 0 | 0 | 0 | 0 | 0 | 0 | 0 | 0 | 0
1446 | 61 | 3 | 2 | 2500 | 6428.5714 | 142.8571 | 0 | 185.1312 | 9256.5598 | #DIV/0! |  | #DIV/0! | 18 | 0 | 0 | 0 | 0 | 0 | 0 | 0 | 9256.5598 | 55.3622 | 30.0656 | 55.3622 | 15.1744 | 21915.9828 | 21908.0084 | 9241.3854 | 35.0656 | 35.0528 | 35.0656 | 35 | 1 | 1 | 0 | 7.2 | 1 | 7.2 | 9241.3854 | 18 | 0 | 0 | 0 | 0 | 0 | 0 | 0 | 0 | 0 | 0 | 0 | 0 | 0
1447 | 61 | 3 | 2 | 2500 | 6428.5714 | 142.8571 | 1428.5714 | 214.2857 | 10714.2857 | #DIV/0! |  | #DIV/0! | 18 | 0 | 0 | 0 | 0 | 0 | 0 | 0 | 10714.2857 | 64.0807 | 30.0528 | 64.0807 | 14.1465 | 21908.0084 | 21901.0619 | 10700.1393 | 35.0528 | 35.0417 | 35.0528 | 35 | 1 | 1 | 0 | 7.2 | 1 | 7.2 | 10700.1393 | 18 | 0 | 0 | 0 | 0 | 0 | 0 | 0 | 0 | 0 | 0 | 0 | 0 | 0
1448 | 61 | 3 | 2 | 2500 | 6428.5714 | 142.8571 | 1428.5714 | 214.2857 | 10714.2857 | #DIV/0! |  | #DIV/0! | 18 | 0 | 0 | 0 | 0 | 0 | 0 | 0 | 10714.2857 | 64.0807 | 30.0417 | 64.0807 | 11.1694 | 21901.0619 | 21897.0925 | 10703.1163 | 35.0417 | 35.0353 | 35.0417 | 35 | 1 | 1 | 0 | 7.2 | 1 | 7.2 | 10703.1163 | 18 | 0 | 0 | 0 | 0 | 0 | 0 | 0 | 0 | 0 | 0 | 0 | 0 | 0
1449 | 61 | 3 | 2 | 2500 | 2571.4286 | 142.8571 | 1428.5714 | 135.5685 | 6778.4257 | #DIV/0! |  | #DIV/0! | 18 | 0 | 0 | 0 | 0 | 0 | 0 | 0 | 6778.4257 | 40.5408 | 30.0353 | 40.5408 | 5.9901 | 21897.0925 | 21898.3024 | 6772.4356 | 35.0353 | 35.0373 | 35.0353 | 35 | 1 | 1 | 0 | 7.2 | 1 | 7.2 | 6772.4356 | 18 | 0 | 0 | 0 | 0 | 0 | 0 | 0 | 0 | 0 | 0 | 0 | 0 | 0
1450 | 61 | 3 | 2 | 2500 | 0 | 142.8571 | 1428.5714 | 83.0904 | 4154.519 | #DIV/0! |  | #DIV/0! | 18 | 0 | 0 | 0 | 0 | 0 | 0 | 0 | 4154.519 | 24.8476 | 30.0373 | 24.8476 | 3.8724 | 21898.3024 | 21901.63 | 4150.6465 | 35.0373 | 35.0426 | 35.0373 | 35 | 1 | 1 | 0 | 7.2 | 1 | 7.2 | 4150.6465 | 18 | 0 | 0 | 0 | 0 | 0 | 0 | 0 | 0 | 0 | 0 | 0 | 0 | 0
1451 | 61 | 3 | 2 | 2500 | 0 | 142.8571 | 1428.5714 | 83.0904 | 4154.519 | #DIV/0! |  | #DIV/0! | 18 | 0 | 0 | 0 | 0 | 0 | 0 | 0 | 4154.519 | 24.8476 | 30.0426 | 24.8476 | 4.4254 | 21901.63 | 21904.4046 | 4150.0936 | 35.0426 | 35.047 | 35.0426 | 35 | 1 | 1 | 0 | 7.2 | 1 | 7.2 | 4150.0936 | 18 | 0 | 0 | 0 | 0 | 0 | 0 | 0 | 0 | 0 | 0 | 0 | 0 | 0
1452 | 61 | 3 | 2 | 2500 | 0 | 142.8571 | 1428.5714 | 83.0904 | 4154.519 | #DIV/0! |  | #DIV/0! | 18 | 2500 | 0 | 238.0952 | 0 | 55.8795 | 2793.9747 | #DIV/0! | 4154.519 | 24.8476 | 30.047 | 24.8476 | 4.8865 | 21904.4046 | 21906.7181 | 4149.6325 | 35.047 | 35.0507 | 35.047 | 35 | 1 | 1 | 0 | 7.2 | 1 | 7.2 | 4149.6325 | 18 | 0 | 0 | 0 | 0 | 0 | 0 | 0 | 0 | 0 | 0 | 0 | 0 | 0
1453 | 61 | 3 | 2 | 2500 | 0 | 142.8571 | 1428.5714 | 83.0904 | 4154.519 | #DIV/0! |  | #DIV/0! | 18 | 2500 | 0 | 238.0952 | 0 | 55.8795 | 2793.9747 | #DIV/0! | 4154.519 | 24.8476 | 30.0507 | 24.8476 | 5.2709 | 21906.7181 | 21908.6472 | 4149.248 | 35.0507 | 35.0538 | 35.0507 | 35 | 1 | 1 | 0 | 7.2 | 1 | 7.2 | 4149.248 | 18 | 0 | 0 | 0 | 0 | 0 | 0 | 0 | 0 | 0 | 0 | 0 | 0 | 0
1454 | 61 | 3 | 2 | 2500 | 0 | 142.8571 | 1428.5714 | 83.0904 | 4154.519 | #DIV/0! |  | #DIV/0! | 18 | 2500 | 0 | 238.0952 | 0 | 55.8795 | 2793.9747 | #DIV/0! | 4154.519 | 24.8476 | 30.0538 | 24.8476 | 5.5915 | 21908.6472 | 21910.2557 | 4148.9274 | 35.0538 | 35.0564 | 35.0538 | 35 | 1 | 1 | 0 | 7.2 | 1 | 7.2 | 4148.9274 | 18 | 0 | 0 | 0 | 0 | 0 | 0 | 0 | 0 | 0 | 0 | 0 | 0 | 0
1455 | 61 | 3 | 2 | 2500 | 0 | 142.8571 | 1428.5714 | 83.0904 | 4154.519 | #DIV/0! |  | #DIV/0! | 18 | 2500 | 0 | 238.0952 | 0 | 55.8795 | 2793.9747 | #DIV/0! | 4154.519 | 24.8476 | 30.0564 | 24.8476 | 5.8588 | 21910.2557 | 21911.5969 | 4148.6601 | 35.0564 | 35.0586 | 35.0564 | 35 | 1 | 1 | 0 | 7.2 | 1 | 7.2 | 4148.6601 | 18 | 0 | 0 | 0 | 0 | 0 | 0 | 0 | 0 | 0 | 0 | 0 | 0 | 0
1456 | 61 | 3 | 2 | 2500 | 0 | 142.8571 | 1428.5714 | 83.0904 | 4154.519 | #DIV/0! |  | #DIV/0! | 18 | 2500 | 0 | 238.0952 | 0 | 55.8795 | 2793.9747 | #DIV/0! | 4154.519 | 24.8476 | 30.0586 | 24.8476 | 6.0817 | 21911.5969 | 21912.7152 | 4148.4373 | 35.0586 | 35.0603 | 35.0586 | 35 | 1 | 1 | 0 | 7.2 | 1 | 7.2 | 4148.4373 | 18 | 0 | 0 | 0 | 0 | 0 | 0 | 0 | 0 | 0 | 0 | 0 | 0 | 0
1457 | 61 | 3 | 2 | 2500 | 0 | 142.8571 | 0 | 53.9359 | 2696.793 | #DIV/0! |  | #DIV/0! | 18 | 2500 | 3857.1429 | 238.0952 | 0 | 134.5967 | 6729.8348 | #DIV/0! | 2696.793 | 16.1291 | 30.0603 | 16.1291 | 4.0684 | 21912.7152 | 21915.8468 | 2692.7246 | 35.0603 | 35.0654 | 35.0603 | 35 | 1 | 1 | 0 | 7.2 | 1 | 7.2 | 2692.7246 | 18 | 0 | 0 | 0 | 0 | 0 | 0 | 0 | 0 | 0 | 0 | 0 | 0 | 0
1458 | 61 | 3 | 2 | 2500 | 3214.2857 | 142.8571 | 0 | 119.5335 | 5976.6764 | #DIV/0! |  | #DIV/0! | 18 | 2500 | 6428.5714 | 238.0952 | 0 | 187.0748 | 9353.7415 | #DIV/0! | 5976.6764 | 35.7457 | 30.0654 | 35.7457 | 9.7651 | 21915.8468 | 21913.2817 | 5966.9113 | 35.0654 | 35.0613 | 35.0654 | 35 | 1 | 1 | 0 | 7.2 | 1 | 7.2 | 5966.9113 | 18 | 0 | 0 | 0 | 0 | 0 | 0 | 0 | 0 | 0 | 0 | 0 | 0 | 0
1459 | 61 | 3 | 2 | 2500 | 6428.5714 | 142.8571 | 0 | 185.1312 | 9256.5598 | #DIV/0! |  | #DIV/0! | 18 | 2500 | 6428.5714 | 238.0952 | 2000 | 227.8912 | 11394.5578 | #DIV/0! | 9256.5598 | 55.3622 | 30.0613 | 55.3622 | 14.1743 | 21913.2817 | 21906.3074 | 9242.3855 | 35.0613 | 35.0501 | 35.0613 | 35 | 1 | 1 | 0 | 7.2 | 1 | 7.2 | 9242.3855 | 18 | 0 | 0 | 0 | 0 | 0 | 0 | 0 | 0 | 0 | 0 | 0 | 0 | 0
1460 | 61 | 3 | 2 | 2500 | 6428.5714 | 142.8571 | 0 | 185.1312 | 9256.5598 | #DIV/0! |  | #DIV/0! | 18 | 2500 | 6428.5714 | 238.0952 | 2000 | 227.8912 | 11394.5578 | #DIV/0! | 9256.5598 | 55.3622 | 30.0501 | 55.3622 | 11.592 | 21906.3074 | 21901.9154 | 9244.9678 | 35.0501 | 35.0431 | 35.0501 | 35 | 1 | 1 | 0 | 7.2 | 1 | 7.2 | 9244.9678 | 18 | 0 | 0 | 0 | 0 | 0 | 0 | 0 | 0 | 0 | 0 | 0 | 0 | 0
1461 | 61 | 3 | 2 | 2500 | 6428.5714 | 142.8571 | 0 | 185.1312 | 9256.5598 | #DIV/0! |  | #DIV/0! | 18 | 2500 | 2571.4286 | 238.0952 | 2000 | 149.174 | 7458.6978 | #DIV/0! | 9256.5598 | 55.3622 | 30.0431 | 55.3622 | 9.9658 | 21901.9154 | 21899.1497 | 9246.594 | 35.0431 | 35.0386 | 35.0431 | 35 | 1 | 1 | 0 | 7.2 | 1 | 7.2 | 9246.594 | 18 | 0 | 0 | 0 | 0 | 0 | 0 | 0 | 0 | 0 | 0 | 0 | 0 | 0
1462 | 61 | 3 | 2 | 2500 | 3214.2857 | 142.8571 | 0 | 119.5335 | 5976.6764 | #DIV/0! |  | #DIV/0! | 18 | 2500 | 0 | 238.0952 | 2000 | 96.6958 | 4834.7911 | #DIV/0! | 5976.6764 | 35.7457 | 30.0386 | 35.7457 | 5.7734 | 21899.1497 | 21900.5763 | 5970.903 | 35.0386 | 35.0409 | 35.0386 | 35 | 1 | 1 | 0 | 7.2 | 1 | 7.2 | 5970.903 | 18 | 0 | 0 | 0 | 0 | 0 | 0 | 0 | 0 | 0 | 0 | 0 | 0 | 0
1463 | 61 | 3 | 3 | 2500 | 0 | 142.8571 | 0 | 53.9359 | 2696.793 | #DIV/0! |  | #DIV/0! | 18 | 2500 | 0 | 238.0952 | 2000 | 96.6958 | 4834.7911 | #DIV/0! | 2696.793 | 16.1291 | 30.0409 | 16.1291 | 2.759 | 21900.5763 | 21905.0173 | 2694.034 | 35.0409 | 35.048 | 35.0409 | 35 | 1 | 1 | 0 | 7.2 | 1 | 7.2 | 2694.034 | 18 | 0 | 0 | 0 | 0 | 0 | 0 | 0 | 0 | 0 | 0 | 0 | 0 | 0
1464 | 62 | 3 | 3 | 2500 | 0 | 142.8571 | 0 | 53.9359 | 2696.793 | #DIV/0! |  | #DIV/0! | 18 | 0 | 0 | 0 | 0 | 0 | 0 | 0 | 2696.793 | 16.1291 | 30.048 | 16.1291 | 3.238 | 21905.0173 | 21908.9793 | 2693.555 | 35.048 | 35.0544 | 35.048 | 35 | 1 | 1 | 0 | 7.2 | 1 | 7.2 | 2693.555 | 18 | 0 | 0 | 0 | 0 | 0 | 0 | 0 | 0 | 0 | 0 | 0 | 0 | 0
1465 | 62 | 3 | 3 | 2500 | 0 | 142.8571 | 0 | 53.9359 | 2696.793 | #DIV/0! |  | #DIV/0! | 18 | 0 | 0 | 0 | 0 | 0 | 0 | 0 | 2696.793 | 16.1291 | 30.0544 | 16.1291 | 3.6654 | 21908.9793 | 21912.5139 | 2693.1276 | 35.0544 | 35.06 | 35.0544 | 35 | 1 | 1 | 0 | 7.2 | 1 | 7.2 | 2693.1276 | 18 | 0 | 0 | 0 | 0 | 0 | 0 | 0 | 0 | 0 | 0 | 0 | 0 | 0
1466 | 62 | 3 | 3 | 2500 | 0 | 142.8571 | 0 | 53.9359 | 2696.793 | #DIV/0! |  | #DIV/0! | 18 | 0 | 0 | 0 | 0 | 0 | 0 | 0 | 2696.793 | 16.1291 | 30.06 | 16.1291 | 4.0467 | 21912.5139 | 21915.6672 | 2692.7463 | 35.06 | 35.0651 | 35.06 | 35 | 1 | 1 | 0 | 7.2 | 1 | 7.2 | 2692.7463 | 18 | 0 | 0 | 0 | 0 | 0 | 0 | 0 | 0 | 0 | 0 | 0 | 0 | 0
1467 | 62 | 3 | 3 | 2500 | 0 | 142.8571 | 0 | 53.9359 | 2696.793 | #DIV/0! |  | #DIV/0! | 18 | 0 | 0 | 0 | 0 | 0 | 0 | 0 | 2696.793 | 16.1291 | 30.0651 | 16.1291 | 4.3868 | 21915.6672 | 21918.4804 | 2692.4062 | 35.0651 | 35.0696 | 35.0651 | 35 | 1 | 1 | 0 | 7.2 | 1 | 7.2 | 2692.4062 | 18 | 0 | 0 | 0 | 0 | 0 | 0 | 0 | 0 | 0 | 0 | 0 | 0 | 0
1468 | 62 | 3 | 3 | 2500 | 0 | 142.8571 | 0 | 53.9359 | 2696.793 | #DIV/0! |  | #DIV/0! | 18 | 0 | 0 | 0 | 0 | 0 | 0 | 0 | 2696.793 | 16.1291 | 30.0696 | 16.1291 | 4.6903 | 21918.4804 | 21920.9901 | 2692.1027 | 35.0696 | 35.0736 | 35.0696 | 35 | 1 | 1 | 0 | 7.2 | 1 | 7.2 | 2692.1027 | 18 | 0 | 0 | 0 | 0 | 0 | 0 | 0 | 0 | 0 | 0 | 0 | 0 | 0
1469 | 62 | 3 | 3 | 2500 | 3857.1429 | 142.8571 | 0 | 132.6531 | 6632.6531 | #DIV/0! |  | #DIV/0! | 18 | 0 | 0 | 0 | 0 | 0 | 0 | 0 | 6632.6531 | 39.669 | 30.0736 | 39.669 | 12.2014 | 21920.9901 | 21915.9886 | 6620.4516 | 35.0736 | 35.0656 | 35.0736 | 35 | 1 | 1 | 0 | 7.2 | 1 | 7.2 | 6620.4516 | 18 | 0 | 0 | 0 | 0 | 0 | 0 | 0 | 0 | 0 | 0 | 0 | 0 | 0
1470 | 62 | 3 | 3 | 2500 | 6428.5714 | 142.8571 | 0 | 185.1312 | 9256.5598 | #DIV/0! |  | #DIV/0! | 18 | 0 | 0 | 0 | 0 | 0 | 0 | 0 | 9256.5598 | 55.3622 | 30.0656 | 55.3622 | 15.1765 | 21915.9886 | 21908.0121 | 9241.3832 | 35.0656 | 35.0528 | 35.0656 | 35 | 1 | 1 | 0 | 7.2 | 1 | 7.2 | 9241.3832 | 18 | 0 | 0 | 0 | 0 | 0 | 0 | 0 | 0 | 0 | 0 | 0 | 0 | 0
1471 | 62 | 3 | 3 | 2500 | 6428.5714 | 142.8571 | 1428.5714 | 214.2857 | 10714.2857 | #DIV/0! |  | #DIV/0! | 18 | 0 | 0 | 0 | 0 | 0 | 0 | 0 | 10714.2857 | 64.0807 | 30.0528 | 64.0807 | 14.148 | 21908.0121 | 21901.064 | 10700.1377 | 35.0528 | 35.0417 | 35.0528 | 35 | 1 | 1 | 0 | 7.2 | 1 | 7.2 | 10700.1377 | 18 | 0 | 0 | 0 | 0 | 0 | 0 | 0 | 0 | 0 | 0 | 0 | 0 | 0
1472 | 62 | 3 | 3 | 2500 | 6428.5714 | 142.8571 | 1428.5714 | 214.2857 | 10714.2857 | #DIV/0! |  | #DIV/0! | 18 | 0 | 0 | 0 | 0 | 0 | 0 | 0 | 10714.2857 | 64.0807 | 30.0417 | 64.0807 | 11.1703 | 21901.064 | 21897.0937 | 10703.1154 | 35.0417 | 35.0353 | 35.0417 | 35 | 1 | 1 | 0 | 7.2 | 1 | 7.2 | 10703.1154 | 18 | 0 | 0 | 0 | 0 | 0 | 0 | 0 | 0 | 0 | 0 | 0 | 0 | 0
1473 | 62 | 3 | 3 | 2500 | 2571.4286 | 142.8571 | 1428.5714 | 135.5685 | 6778.4257 | #DIV/0! |  | #DIV/0! | 18 | 0 | 0 | 0 | 0 | 0 | 0 | 0 | 6778.4257 | 40.5408 | 30.0353 | 40.5408 | 5.9904 | 21897.0937 | 21898.3033 | 6772.4352 | 35.0353 | 35.0373 | 35.0353 | 35 | 1 | 1 | 0 | 7.2 | 1 | 7.2 | 6772.4352 | 18 | 0 | 0 | 0 | 0 | 0 | 0 | 0 | 0 | 0 | 0 | 0 | 0 | 0
1474 | 62 | 3 | 3 | 2500 | 0 | 142.8571 | 1428.5714 | 83.0904 | 4154.519 | #DIV/0! |  | #DIV/0! | 18 | 0 | 0 | 0 | 0 | 0 | 0 | 0 | 4154.519 | 24.8476 | 30.0373 | 24.8476 | 3.8726 | 21898.3033 | 21901.6307 | 4150.6464 | 35.0373 | 35.0426 | 35.0373 | 35 | 1 | 1 | 0 | 7.2 | 1 | 7.2 | 4150.6464 | 18 | 0 | 0 | 0 | 0 | 0 | 0 | 0 | 0 | 0 | 0 | 0 | 0 | 0
1475 | 62 | 3 | 3 | 2500 | 0 | 142.8571 | 1428.5714 | 83.0904 | 4154.519 | #DIV/0! |  | #DIV/0! | 18 | 0 | 0 | 0 | 0 | 0 | 0 | 0 | 4154.519 | 24.8476 | 30.0426 | 24.8476 | 4.4255 | 21901.6307 | 21904.4052 | 4150.0934 | 35.0426 | 35.047 | 35.0426 | 35 | 1 | 1 | 0 | 7.2 | 1 | 7.2 | 4150.0934 | 18 | 0 | 0 | 0 | 0 | 0 | 0 | 0 | 0 | 0 | 0 | 0 | 0 | 0
1476 | 62 | 3 | 3 | 2500 | 0 | 142.8571 | 1428.5714 | 83.0904 | 4154.519 | #DIV/0! |  | #DIV/0! | 18 | 2500 | 0 | 238.0952 | 0 | 55.8795 | 2793.9747 | #DIV/0! | 4154.519 | 24.8476 | 30.047 | 24.8476 | 4.8866 | 21904.4052 | 21906.7186 | 4149.6324 | 35.047 | 35.0507 | 35.047 | 35 | 1 | 1 | 0 | 7.2 | 1 | 7.2 | 4149.6324 | 18 | 0 | 0 | 0 | 0 | 0 | 0 | 0 | 0 | 0 | 0 | 0 | 0 | 0
1477 | 62 | 3 | 3 | 2500 | 0 | 142.8571 | 1428.5714 | 83.0904 | 4154.519 | #DIV/0! |  | #DIV/0! | 18 | 2500 | 0 | 238.0952 | 0 | 55.8795 | 2793.9747 | #DIV/0! | 4154.519 | 24.8476 | 30.0507 | 24.8476 | 5.271 | 21906.7186 | 21908.6476 | 4149.2479 | 35.0507 | 35.0538 | 35.0507 | 35 | 1 | 1 | 0 | 7.2 | 1 | 7.2 | 4149.2479 | 18 | 0 | 0 | 0 | 0 | 0 | 0 | 0 | 0 | 0 | 0 | 0 | 0 | 0
1478 | 62 | 3 | 3 | 2500 | 0 | 142.8571 | 1428.5714 | 83.0904 | 4154.519 | #DIV/0! |  | #DIV/0! | 18 | 2500 | 0 | 238.0952 | 0 | 55.8795 | 2793.9747 | #DIV/0! | 4154.519 | 24.8476 | 30.0538 | 24.8476 | 5.5916 | 21908.6476 | 21910.256 | 4148.9274 | 35.0538 | 35.0564 | 35.0538 | 35 | 1 | 1 | 0 | 7.2 | 1 | 7.2 | 4148.9274 | 18 | 0 | 0 | 0 | 0 | 0 | 0 | 0 | 0 | 0 | 0 | 0 | 0 | 0
1479 | 62 | 3 | 3 | 2500 | 0 | 142.8571 | 1428.5714 | 83.0904 | 4154.519 | #DIV/0! |  | #DIV/0! | 18 | 2500 | 0 | 238.0952 | 0 | 55.8795 | 2793.9747 | #DIV/0! | 4154.519 | 24.8476 | 30.0564 | 24.8476 | 5.8589 | 21910.256 | 21911.5972 | 4148.6601 | 35.0564 | 35.0586 | 35.0564 | 35 | 1 | 1 | 0 | 7.2 | 1 | 7.2 | 4148.6601 | 18 | 0 | 0 | 0 | 0 | 0 | 0 | 0 | 0 | 0 | 0 | 0 | 0 | 0
1480 | 62 | 3 | 3 | 2500 | 0 | 142.8571 | 1428.5714 | 83.0904 | 4154.519 | #DIV/0! |  | #DIV/0! | 18 | 2500 | 0 | 238.0952 | 0 | 55.8795 | 2793.9747 | #DIV/0! | 4154.519 | 24.8476 | 30.0586 | 24.8476 | 6.0817 | 21911.5972 | 21912.7154 | 4148.4372 | 35.0586 | 35.0603 | 35.0586 | 35 | 1 | 1 | 0 | 7.2 | 1 | 7.2 | 4148.4372 | 18 | 0 | 0 | 0 | 0 | 0 | 0 | 0 | 0 | 0 | 0 | 0 | 0 | 0
1481 | 62 | 3 | 3 | 2500 | 0 | 142.8571 | 0 | 53.9359 | 2696.793 | #DIV/0! |  | #DIV/0! | 18 | 2500 | 3857.1429 | 238.0952 | 0 | 134.5967 | 6729.8348 | #DIV/0! | 2696.793 | 16.1291 | 30.0603 | 16.1291 | 4.0684 | 21912.7154 | 21915.847 | 2692.7246 | 35.0603 | 35.0654 | 35.0603 | 35 | 1 | 1 | 0 | 7.2 | 1 | 7.2 | 2692.7246 | 18 | 0 | 0 | 0 | 0 | 0 | 0 | 0 | 0 | 0 | 0 | 0 | 0 | 0
1482 | 62 | 3 | 3 | 2500 | 3214.2857 | 142.8571 | 0 | 119.5335 | 5976.6764 | #DIV/0! |  | #DIV/0! | 18 | 2500 | 6428.5714 | 238.0952 | 0 | 187.0748 | 9353.7415 | #DIV/0! | 5976.6764 | 35.7457 | 30.0654 | 35.7457 | 9.7652 | 21915.847 | 21913.2818 | 5966.9112 | 35.0654 | 35.0613 | 35.0654 | 35 | 1 | 1 | 0 | 7.2 | 1 | 7.2 | 5966.9112 | 18 | 0 | 0 | 0 | 0 | 0 | 0 | 0 | 0 | 0 | 0 | 0 | 0 | 0
1483 | 62 | 3 | 3 | 2500 | 6428.5714 | 142.8571 | 0 | 185.1312 | 9256.5598 | #DIV/0! |  | #DIV/0! | 18 | 2500 | 6428.5714 | 238.0952 | 2000 | 227.8912 | 11394.5578 | #DIV/0! | 9256.5598 | 55.3622 | 30.0613 | 55.3622 | 14.1743 | 21913.2818 | 21906.3075 | 9242.3854 | 35.0613 | 35.0501 | 35.0613 | 35 | 1 | 1 | 0 | 7.2 | 1 | 7.2 | 9242.3854 | 18 | 0 | 0 | 0 | 0 | 0 | 0 | 0 | 0 | 0 | 0 | 0 | 0 | 0
1484 | 62 | 3 | 3 | 2500 | 6428.5714 | 142.8571 | 0 | 185.1312 | 9256.5598 | #DIV/0! |  | #DIV/0! | 18 | 2500 | 6428.5714 | 238.0952 | 2000 | 227.8912 | 11394.5578 | #DIV/0! | 9256.5598 | 55.3622 | 30.0501 | 55.3622 | 11.592 | 21906.3075 | 21901.9155 | 9244.9678 | 35.0501 | 35.0431 | 35.0501 | 35 | 1 | 1 | 0 | 7.2 | 1 | 7.2 | 9244.9678 | 18 | 0 | 0 | 0 | 0 | 0 | 0 | 0 | 0 | 0 | 0 | 0 | 0 | 0
1485 | 62 | 3 | 3 | 2500 | 6428.5714 | 142.8571 | 0 | 185.1312 | 9256.5598 | #DIV/0! |  | #DIV/0! | 18 | 2500 | 2571.4286 | 238.0952 | 2000 | 149.174 | 7458.6978 | #DIV/0! | 9256.5598 | 55.3622 | 30.0431 | 55.3622 | 9.9658 | 21901.9155 | 21899.1497 | 9246.594 | 35.0431 | 35.0386 | 35.0431 | 35 | 1 | 1 | 0 | 7.2 | 1 | 7.2 | 9246.594 | 18 | 0 | 0 | 0 | 0 | 0 | 0 | 0 | 0 | 0 | 0 | 0 | 0 | 0
1486 | 62 | 3 | 3 | 2500 | 3214.2857 | 142.8571 | 0 | 119.5335 | 5976.6764 | #DIV/0! |  | #DIV/0! | 18 | 2500 | 0 | 238.0952 | 2000 | 96.6958 | 4834.7911 | #DIV/0! | 5976.6764 | 35.7457 | 30.0386 | 35.7457 | 5.7734 | 21899.1497 | 21900.5763 | 5970.903 | 35.0386 | 35.0409 | 35.0386 | 35 | 1 | 1 | 0 | 7.2 | 1 | 7.2 | 5970.903 | 18 | 0 | 0 | 0 | 0 | 0 | 0 | 0 | 0 | 0 | 0 | 0 | 0 | 0
1487 | 62 | 3 | 4 | 2500 | 0 | 142.8571 | 0 | 53.9359 | 2696.793 | #DIV/0! |  | #DIV/0! | 18 | 2500 | 0 | 238.0952 | 2000 | 96.6958 | 4834.7911 | #DIV/0! | 2696.793 | 16.1291 | 30.0409 | 16.1291 | 2.759 | 21900.5763 | 21905.0173 | 2694.034 | 35.0409 | 35.048 | 35.0409 | 35 | 1 | 1 | 0 | 7.2 | 1 | 7.2 | 2694.034 | 18 | 0 | 0 | 0 | 0 | 0 | 0 | 0 | 0 | 0 | 0 | 0 | 0 | 0
1488 | 63 | 3 | 4 | 2500 | 0 | 142.8571 | 0 | 53.9359 | 2696.793 | #DIV/0! |  | #DIV/0! | 18 | 0 | 0 | 0 | 0 | 0 | 0 | 0 | 2696.793 | 16.1291 | 30.048 | 16.1291 | 3.238 | 21905.0173 | 21908.9793 | 2693.555 | 35.048 | 35.0544 | 35.048 | 35 | 1 | 1 | 0 | 7.2 | 1 | 7.2 | 2693.555 | 18 | 0 | 0 | 0 | 0 | 0 | 0 | 0 | 0 | 0 | 0 | 0 | 0 | 0
1489 | 63 | 3 | 4 | 2500 | 0 | 142.8571 | 0 | 53.9359 | 2696.793 | #DIV/0! |  | #DIV/0! | 18 | 0 | 0 | 0 | 0 | 0 | 0 | 0 | 2696.793 | 16.1291 | 30.0544 | 16.1291 | 3.6654 | 21908.9793 | 21912.5139 | 2693.1276 | 35.0544 | 35.06 | 35.0544 | 35 | 1 | 1 | 0 | 7.2 | 1 | 7.2 | 2693.1276 | 18 | 0 | 0 | 0 | 0 | 0 | 0 | 0 | 0 | 0 | 0 | 0 | 0 | 0
1490 | 63 | 3 | 4 | 2500 | 0 | 142.8571 | 0 | 53.9359 | 2696.793 | #DIV/0! |  | #DIV/0! | 18 | 0 | 0 | 0 | 0 | 0 | 0 | 0 | 2696.793 | 16.1291 | 30.06 | 16.1291 | 4.0467 | 21912.5139 | 21915.6672 | 2692.7463 | 35.06 | 35.0651 | 35.06 | 35 | 1 | 1 | 0 | 7.2 | 1 | 7.2 | 2692.7463 | 18 | 0 | 0 | 0 | 0 | 0 | 0 | 0 | 0 | 0 | 0 | 0 | 0 | 0
1491 | 63 | 3 | 4 | 2500 | 0 | 142.8571 | 0 | 53.9359 | 2696.793 | #DIV/0! |  | #DIV/0! | 18 | 0 | 0 | 0 | 0 | 0 | 0 | 0 | 2696.793 | 16.1291 | 30.0651 | 16.1291 | 4.3868 | 21915.6672 | 21918.4804 | 2692.4062 | 35.0651 | 35.0696 | 35.0651 | 35 | 1 | 1 | 0 | 7.2 | 1 | 7.2 | 2692.4062 | 18 | 0 | 0 | 0 | 0 | 0 | 0 | 0 | 0 | 0 | 0 | 0 | 0 | 0
1492 | 63 | 3 | 4 | 2500 | 0 | 142.8571 | 0 | 53.9359 | 2696.793 | #DIV/0! |  | #DIV/0! | 18 | 0 | 0 | 0 | 0 | 0 | 0 | 0 | 2696.793 | 16.1291 | 30.0696 | 16.1291 | 4.6903 | 21918.4804 | 21920.9901 | 2692.1027 | 35.0696 | 35.0736 | 35.0696 | 35 | 1 | 1 | 0 | 7.2 | 1 | 7.2 | 2692.1027 | 18 | 0 | 0 | 0 | 0 | 0 | 0 | 0 | 0 | 0 | 0 | 0 | 0 | 0
1493 | 63 | 3 | 4 | 2500 | 3857.1429 | 142.8571 | 0 | 132.6531 | 6632.6531 | #DIV/0! |  | #DIV/0! | 18 | 0 | 0 | 0 | 0 | 0 | 0 | 0 | 6632.6531 | 39.669 | 30.0736 | 39.669 | 12.2014 | 21920.9901 | 21915.9886 | 6620.4516 | 35.0736 | 35.0656 | 35.0736 | 35 | 1 | 1 | 0 | 7.2 | 1 | 7.2 | 6620.4516 | 18 | 0 | 0 | 0 | 0 | 0 | 0 | 0 | 0 | 0 | 0 | 0 | 0 | 0
1494 | 63 | 3 | 4 | 2500 | 6428.5714 | 142.8571 | 0 | 185.1312 | 9256.5598 | #DIV/0! |  | #DIV/0! | 18 | 0 | 0 | 0 | 0 | 0 | 0 | 0 | 9256.5598 | 55.3622 | 30.0656 | 55.3622 | 15.1765 | 21915.9886 | 21908.0121 | 9241.3832 | 35.0656 | 35.0528 | 35.0656 | 35 | 1 | 1 | 0 | 7.2 | 1 | 7.2 | 9241.3832 | 18 | 0 | 0 | 0 | 0 | 0 | 0 | 0 | 0 | 0 | 0 | 0 | 0 | 0
1495 | 63 | 3 | 4 | 2500 | 6428.5714 | 142.8571 | 1428.5714 | 214.2857 | 10714.2857 | #DIV/0! |  | #DIV/0! | 18 | 0 | 0 | 0 | 0 | 0 | 0 | 0 | 10714.2857 | 64.0807 | 30.0528 | 64.0807 | 14.148 | 21908.0121 | 21901.064 | 10700.1377 | 35.0528 | 35.0417 | 35.0528 | 35 | 1 | 1 | 0 | 7.2 | 1 | 7.2 | 10700.1377 | 18 | 0 | 0 | 0 | 0 | 0 | 0 | 0 | 0 | 0 | 0 | 0 | 0 | 0
1496 | 63 | 3 | 4 | 2500 | 6428.5714 | 142.8571 | 1428.5714 | 214.2857 | 10714.2857 | #DIV/0! |  | #DIV/0! | 18 | 0 | 0 | 0 | 0 | 0 | 0 | 0 | 10714.2857 | 64.0807 | 30.0417 | 64.0807 | 11.1703 | 21901.064 | 21897.0937 | 10703.1154 | 35.0417 | 35.0353 | 35.0417 | 35 | 1 | 1 | 0 | 7.2 | 1 | 7.2 | 10703.1154 | 18 | 0 | 0 | 0 | 0 | 0 | 0 | 0 | 0 | 0 | 0 | 0 | 0 | 0
1497 | 63 | 3 | 4 | 2500 | 2571.4286 | 142.8571 | 1428.5714 | 135.5685 | 6778.4257 | #DIV/0! |  | #DIV/0! | 18 | 0 | 0 | 0 | 0 | 0 | 0 | 0 | 6778.4257 | 40.5408 | 30.0353 | 40.5408 | 5.9904 | 21897.0937 | 21898.3033 | 6772.4352 | 35.0353 | 35.0373 | 35.0353 | 35 | 1 | 1 | 0 | 7.2 | 1 | 7.2 | 6772.4352 | 18 | 0 | 0 | 0 | 0 | 0 | 0 | 0 | 0 | 0 | 0 | 0 | 0 | 0
1498 | 63 | 3 | 4 | 2500 | 0 | 142.8571 | 1428.5714 | 83.0904 | 4154.519 | #DIV/0! |  | #DIV/0! | 18 | 0 | 0 | 0 | 0 | 0 | 0 | 0 | 4154.519 | 24.8476 | 30.0373 | 24.8476 | 3.8726 | 21898.3033 | 21901.6307 | 4150.6464 | 35.0373 | 35.0426 | 35.0373 | 35 | 1 | 1 | 0 | 7.2 | 1 | 7.2 | 4150.6464 | 18 | 0 | 0 | 0 | 0 | 0 | 0 | 0 | 0 | 0 | 0 | 0 | 0 | 0
1499 | 63 | 3 | 4 | 2500 | 0 | 142.8571 | 1428.5714 | 83.0904 | 4154.519 | #DIV/0! |  | #DIV/0! | 18 | 0 | 0 | 0 | 0 | 0 | 0 | 0 | 4154.519 | 24.8476 | 30.0426 | 24.8476 | 4.4255 | 21901.6307 | 21904.4052 | 4150.0934 | 35.0426 | 35.047 | 35.0426 | 35 | 1 | 1 | 0 | 7.2 | 1 | 7.2 | 4150.0934 | 18 | 0 | 0 | 0 | 0 | 0 | 0 | 0 | 0 | 0 | 0 | 0 | 0 | 0
1500 | 63 | 3 | 4 | 2500 | 0 | 142.8571 | 1428.5714 | 83.0904 | 4154.519 | #DIV/0! |  | #DIV/0! | 18 | 2500 | 0 | 238.0952 | 0 | 55.8795 | 2793.9747 | #DIV/0! | 4154.519 | 24.8476 | 30.047 | 24.8476 | 4.8866 | 21904.4052 | 21906.7186 | 4149.6324 | 35.047 | 35.0507 | 35.047 | 35 | 1 | 1 | 0 | 7.2 | 1 | 7.2 | 4149.6324 | 18 | 0 | 0 | 0 | 0 | 0 | 0 | 0 | 0 | 0 | 0 | 0 | 0 | 0
1501 | 63 | 3 | 4 | 2500 | 0 | 142.8571 | 1428.5714 | 83.0904 | 4154.519 | #DIV/0! |  | #DIV/0! | 18 | 2500 | 0 | 238.0952 | 0 | 55.8795 | 2793.9747 | #DIV/0! | 4154.519 | 24.8476 | 30.0507 | 24.8476 | 5.271 | 21906.7186 | 21908.6476 | 4149.2479 | 35.0507 | 35.0538 | 35.0507 | 35 | 1 | 1 | 0 | 7.2 | 1 | 7.2 | 4149.2479 | 18 | 0 | 0 | 0 | 0 | 0 | 0 | 0 | 0 | 0 | 0 | 0 | 0 | 0
1502 | 63 | 3 | 4 | 2500 | 0 | 142.8571 | 1428.5714 | 83.0904 | 4154.519 | #DIV/0! |  | #DIV/0! | 18 | 2500 | 0 | 238.0952 | 0 | 55.8795 | 2793.9747 | #DIV/0! | 4154.519 | 24.8476 | 30.0538 | 24.8476 | 5.5916 | 21908.6476 | 21910.256 | 4148.9274 | 35.0538 | 35.0564 | 35.0538 | 35 | 1 | 1 | 0 | 7.2 | 1 | 7.2 | 4148.9274 | 18 | 0 | 0 | 0 | 0 | 0 | 0 | 0 | 0 | 0 | 0 | 0 | 0 | 0
1503 | 63 | 3 | 4 | 2500 | 0 | 142.8571 | 1428.5714 | 83.0904 | 4154.519 | #DIV/0! |  | #DIV/0! | 18 | 2500 | 0 | 238.0952 | 0 | 55.8795 | 2793.9747 | #DIV/0! | 4154.519 | 24.8476 | 30.0564 | 24.8476 | 5.8589 | 21910.256 | 21911.5972 | 4148.6601 | 35.0564 | 35.0586 | 35.0564 | 35 | 1 | 1 | 0 | 7.2 | 1 | 7.2 | 4148.6601 | 18 | 0 | 0 | 0 | 0 | 0 | 0 | 0 | 0 | 0 | 0 | 0 | 0 | 0
1504 | 63 | 3 | 4 | 2500 | 0 | 142.8571 | 1428.5714 | 83.0904 | 4154.519 | #DIV/0! |  | #DIV/0! | 18 | 2500 | 0 | 238.0952 | 0 | 55.8795 | 2793.9747 | #DIV/0! | 4154.519 | 24.8476 | 30.0586 | 24.8476 | 6.0817 | 21911.5972 | 21912.7154 | 4148.4372 | 35.0586 | 35.0603 | 35.0586 | 35 | 1 | 1 | 0 | 7.2 | 1 | 7.2 | 4148.4372 | 18 | 0 | 0 | 0 | 0 | 0 | 0 | 0 | 0 | 0 | 0 | 0 | 0 | 0
1505 | 63 | 3 | 4 | 2500 | 0 | 142.8571 | 0 | 53.9359 | 2696.793 | #DIV/0! |  | #DIV/0! | 18 | 2500 | 3857.1429 | 238.0952 | 0 | 134.5967 | 6729.8348 | #DIV/0! | 2696.793 | 16.1291 | 30.0603 | 16.1291 | 4.0684 | 21912.7154 | 21915.847 | 2692.7246 | 35.0603 | 35.0654 | 35.0603 | 35 | 1 | 1 | 0 | 7.2 | 1 | 7.2 | 2692.7246 | 18 | 0 | 0 | 0 | 0 | 0 | 0 | 0 | 0 | 0 | 0 | 0 | 0 | 0
1506 | 63 | 3 | 4 | 2500 | 3214.2857 | 142.8571 | 0 | 119.5335 | 5976.6764 | #DIV/0! |  | #DIV/0! | 18 | 2500 | 6428.5714 | 238.0952 | 0 | 187.0748 | 9353.7415 | #DIV/0! | 5976.6764 | 35.7457 | 30.0654 | 35.7457 | 9.7652 | 21915.847 | 21913.2818 | 5966.9112 | 35.0654 | 35.0613 | 35.0654 | 35 | 1 | 1 | 0 | 7.2 | 1 | 7.2 | 5966.9112 | 18 | 0 | 0 | 0 | 0 | 0 | 0 | 0 | 0 | 0 | 0 | 0 | 0 | 0
1507 | 63 | 3 | 4 | 2500 | 6428.5714 | 142.8571 | 0 | 185.1312 | 9256.5598 | #DIV/0! |  | #DIV/0! | 18 | 2500 | 6428.5714 | 238.0952 | 2000 | 227.8912 | 11394.5578 | #DIV/0! | 9256.5598 | 55.3622 | 30.0613 | 55.3622 | 14.1743 | 21913.2818 | 21906.3075 | 9242.3854 | 35.0613 | 35.0501 | 35.0613 | 35 | 1 | 1 | 0 | 7.2 | 1 | 7.2 | 9242.3854 | 18 | 0 | 0 | 0 | 0 | 0 | 0 | 0 | 0 | 0 | 0 | 0 | 0 | 0
1508 | 63 | 3 | 4 | 2500 | 6428.5714 | 142.8571 | 0 | 185.1312 | 9256.5598 | #DIV/0! |  | #DIV/0! | 18 | 2500 | 6428.5714 | 238.0952 | 2000 | 227.8912 | 11394.5578 | #DIV/0! | 9256.5598 | 55.3622 | 30.0501 | 55.3622 | 11.592 | 21906.3075 | 21901.9155 | 9244.9678 | 35.0501 | 35.0431 | 35.0501 | 35 | 1 | 1 | 0 | 7.2 | 1 | 7.2 | 9244.9678 | 18 | 0 | 0 | 0 | 0 | 0 | 0 | 0 | 0 | 0 | 0 | 0 | 0 | 0
1509 | 63 | 3 | 4 | 2500 | 6428.5714 | 142.8571 | 0 | 185.1312 | 9256.5598 | #DIV/0! |  | #DIV/0! | 18 | 2500 | 2571.4286 | 238.0952 | 2000 | 149.174 | 7458.6978 | #DIV/0! | 9256.5598 | 55.3622 | 30.0431 | 55.3622 | 9.9658 | 21901.9155 | 21899.1497 | 9246.594 | 35.0431 | 35.0386 | 35.0431 | 35 | 1 | 1 | 0 | 7.2 | 1 | 7.2 | 9246.594 | 18 | 0 | 0 | 0 | 0 | 0 | 0 | 0 | 0 | 0 | 0 | 0 | 0 | 0
1510 | 63 | 3 | 4 | 2500 | 3214.2857 | 142.8571 | 0 | 119.5335 | 5976.6764 | #DIV/0! |  | #DIV/0! | 18 | 2500 | 0 | 238.0952 | 2000 | 96.6958 | 4834.7911 | #DIV/0! | 5976.6764 | 35.7457 | 30.0386 | 35.7457 | 5.7734 | 21899.1497 | 21900.5763 | 5970.903 | 35.0386 | 35.0409 | 35.0386 | 35 | 1 | 1 | 0 | 7.2 | 1 | 7.2 | 5970.903 | 18 | 0 | 0 | 0 | 0 | 0 | 0 | 0 | 0 | 0 | 0 | 0 | 0 | 0
1511 | 63 | 3 | 5 | 2500 | 0 | 142.8571 | 0 | 53.9359 | 2696.793 | #DIV/0! |  | #DIV/0! | 18 | 2500 | 0 | 238.0952 | 2000 | 96.6958 | 4834.7911 | #DIV/0! | 2696.793 | 16.1291 | 30.0409 | 16.1291 | 2.759 | 21900.5763 | 21905.0173 | 2694.034 | 35.0409 | 35.048 | 35.0409 | 35 | 1 | 1 | 0 | 7.2 | 1 | 7.2 | 2694.034 | 18 | 0 | 0 | 0 | 0 | 0 | 0 | 0 | 0 | 0 | 0 | 0 | 0 | 0
1512 | 64 | 3 | 5 | 2500 | 0 | 142.8571 | 0 | 53.9359 | 2696.793 | #DIV/0! |  | #DIV/0! | 18 | 0 | 0 | 0 | 0 | 0 | 0 | 0 | 2696.793 | 16.1291 | 30.048 | 16.1291 | 3.238 | 21905.0173 | 21908.9793 | 2693.555 | 35.048 | 35.0544 | 35.048 | 35 | 1 | 1 | 0 | 7.2 | 1 | 7.2 | 2693.555 | 18 | 0 | 0 | 0 | 0 | 0 | 0 | 0 | 0 | 0 | 0 | 0 | 0 | 0
1513 | 64 | 3 | 5 | 2500 | 0 | 142.8571 | 0 | 53.9359 | 2696.793 | #DIV/0! |  | #DIV/0! | 18 | 0 | 0 | 0 | 0 | 0 | 0 | 0 | 2696.793 | 16.1291 | 30.0544 | 16.1291 | 3.6654 | 21908.9793 | 21912.5139 | 2693.1276 | 35.0544 | 35.06 | 35.0544 | 35 | 1 | 1 | 0 | 7.2 | 1 | 7.2 | 2693.1276 | 18 | 0 | 0 | 0 | 0 | 0 | 0 | 0 | 0 | 0 | 0 | 0 | 0 | 0
1514 | 64 | 3 | 5 | 2500 | 0 | 142.8571 | 0 | 53.9359 | 2696.793 | #DIV/0! |  | #DIV/0! | 18 | 0 | 0 | 0 | 0 | 0 | 0 | 0 | 2696.793 | 16.1291 | 30.06 | 16.1291 | 4.0467 | 21912.5139 | 21915.6672 | 2692.7463 | 35.06 | 35.0651 | 35.06 | 35 | 1 | 1 | 0 | 7.2 | 1 | 7.2 | 2692.7463 | 18 | 0 | 0 | 0 | 0 | 0 | 0 | 0 | 0 | 0 | 0 | 0 | 0 | 0
1515 | 64 | 3 | 5 | 2500 | 0 | 142.8571 | 0 | 53.9359 | 2696.793 | #DIV/0! |  | #DIV/0! | 18 | 0 | 0 | 0 | 0 | 0 | 0 | 0 | 2696.793 | 16.1291 | 30.0651 | 16.1291 | 4.3868 | 21915.6672 | 21918.4804 | 2692.4062 | 35.0651 | 35.0696 | 35.0651 | 35 | 1 | 1 | 0 | 7.2 | 1 | 7.2 | 2692.4062 | 18 | 0 | 0 | 0 | 0 | 0 | 0 | 0 | 0 | 0 | 0 | 0 | 0 | 0
1516 | 64 | 3 | 5 | 2500 | 0 | 142.8571 | 0 | 53.9359 | 2696.793 | #DIV/0! |  | #DIV/0! | 18 | 0 | 0 | 0 | 0 | 0 | 0 | 0 | 2696.793 | 16.1291 | 30.0696 | 16.1291 | 4.6903 | 21918.4804 | 21920.9901 | 2692.1027 | 35.0696 | 35.0736 | 35.0696 | 35 | 1 | 1 | 0 | 7.2 | 1 | 7.2 | 2692.1027 | 18 | 0 | 0 | 0 | 0 | 0 | 0 | 0 | 0 | 0 | 0 | 0 | 0 | 0
1517 | 64 | 3 | 5 | 2500 | 3857.1429 | 142.8571 | 0 | 132.6531 | 6632.6531 | #DIV/0! |  | #DIV/0! | 18 | 0 | 0 | 0 | 0 | 0 | 0 | 0 | 6632.6531 | 39.669 | 30.0736 | 39.669 | 12.2014 | 21920.9901 | 21915.9886 | 6620.4516 | 35.0736 | 35.0656 | 35.0736 | 35 | 1 | 1 | 0 | 7.2 | 1 | 7.2 | 6620.4516 | 18 | 0 | 0 | 0 | 0 | 0 | 0 | 0 | 0 | 0 | 0 | 0 | 0 | 0
1518 | 64 | 3 | 5 | 2500 | 6428.5714 | 142.8571 | 0 | 185.1312 | 9256.5598 | #DIV/0! |  | #DIV/0! | 18 | 0 | 0 | 0 | 0 | 0 | 0 | 0 | 9256.5598 | 55.3622 | 30.0656 | 55.3622 | 15.1765 | 21915.9886 | 21908.0121 | 9241.3832 | 35.0656 | 35.0528 | 35.0656 | 35 | 1 | 1 | 0 | 7.2 | 1 | 7.2 | 9241.3832 | 18 | 0 | 0 | 0 | 0 | 0 | 0 | 0 | 0 | 0 | 0 | 0 | 0 | 0
1519 | 64 | 3 | 5 | 2500 | 6428.5714 | 142.8571 | 1428.5714 | 214.2857 | 10714.2857 | #DIV/0! |  | #DIV/0! | 18 | 0 | 0 | 0 | 0 | 0 | 0 | 0 | 10714.2857 | 64.0807 | 30.0528 | 64.0807 | 14.148 | 21908.0121 | 21901.064 | 10700.1377 | 35.0528 | 35.0417 | 35.0528 | 35 | 1 | 1 | 0 | 7.2 | 1 | 7.2 | 10700.1377 | 18 | 0 | 0 | 0 | 0 | 0 | 0 | 0 | 0 | 0 | 0 | 0 | 0 | 0
1520 | 64 | 3 | 5 | 2500 | 6428.5714 | 142.8571 | 1428.5714 | 214.2857 | 10714.2857 | #DIV/0! |  | #DIV/0! | 18 | 0 | 0 | 0 | 0 | 0 | 0 | 0 | 10714.2857 | 64.0807 | 30.0417 | 64.0807 | 11.1703 | 21901.064 | 21897.0937 | 10703.1154 | 35.0417 | 35.0353 | 35.0417 | 35 | 1 | 1 | 0 | 7.2 | 1 | 7.2 | 10703.1154 | 18 | 0 | 0 | 0 | 0 | 0 | 0 | 0 | 0 | 0 | 0 | 0 | 0 | 0
1521 | 64 | 3 | 5 | 2500 | 2571.4286 | 142.8571 | 1428.5714 | 135.5685 | 6778.4257 | #DIV/0! |  | #DIV/0! | 18 | 0 | 0 | 0 | 0 | 0 | 0 | 0 | 6778.4257 | 40.5408 | 30.0353 | 40.5408 | 5.9904 | 21897.0937 | 21898.3033 | 6772.4352 | 35.0353 | 35.0373 | 35.0353 | 35 | 1 | 1 | 0 | 7.2 | 1 | 7.2 | 6772.4352 | 18 | 0 | 0 | 0 | 0 | 0 | 0 | 0 | 0 | 0 | 0 | 0 | 0 | 0
1522 | 64 | 3 | 5 | 2500 | 0 | 142.8571 | 1428.5714 | 83.0904 | 4154.519 | #DIV/0! |  | #DIV/0! | 18 | 0 | 0 | 0 | 0 | 0 | 0 | 0 | 4154.519 | 24.8476 | 30.0373 | 24.8476 | 3.8726 | 21898.3033 | 21901.6307 | 4150.6464 | 35.0373 | 35.0426 | 35.0373 | 35 | 1 | 1 | 0 | 7.2 | 1 | 7.2 | 4150.6464 | 18 | 0 | 0 | 0 | 0 | 0 | 0 | 0 | 0 | 0 | 0 | 0 | 0 | 0
1523 | 64 | 3 | 5 | 2500 | 0 | 142.8571 | 1428.5714 | 83.0904 | 4154.519 | #DIV/0! |  | #DIV/0! | 18 | 0 | 0 | 0 | 0 | 0 | 0 | 0 | 4154.519 | 24.8476 | 30.0426 | 24.8476 | 4.4255 | 21901.6307 | 21904.4052 | 4150.0934 | 35.0426 | 35.047 | 35.0426 | 35 | 1 | 1 | 0 | 7.2 | 1 | 7.2 | 4150.0934 | 18 | 0 | 0 | 0 | 0 | 0 | 0 | 0 | 0 | 0 | 0 | 0 | 0 | 0
1524 | 64 | 3 | 5 | 2500 | 0 | 142.8571 | 1428.5714 | 83.0904 | 4154.519 | #DIV/0! |  | #DIV/0! | 18 | 2500 | 0 | 238.0952 | 0 | 55.8795 | 2793.9747 | #DIV/0! | 4154.519 | 24.8476 | 30.047 | 24.8476 | 4.8866 | 21904.4052 | 21906.7186 | 4149.6324 | 35.047 | 35.0507 | 35.047 | 35 | 1 | 1 | 0 | 7.2 | 1 | 7.2 | 4149.6324 | 18 | 0 | 0 | 0 | 0 | 0 | 0 | 0 | 0 | 0 | 0 | 0 | 0 | 0
1525 | 64 | 3 | 5 | 2500 | 0 | 142.8571 | 1428.5714 | 83.0904 | 4154.519 | #DIV/0! |  | #DIV/0! | 18 | 2500 | 0 | 238.0952 | 0 | 55.8795 | 2793.9747 | #DIV/0! | 4154.519 | 24.8476 | 30.0507 | 24.8476 | 5.271 | 21906.7186 | 21908.6476 | 4149.2479 | 35.0507 | 35.0538 | 35.0507 | 35 | 1 | 1 | 0 | 7.2 | 1 | 7.2 | 4149.2479 | 18 | 0 | 0 | 0 | 0 | 0 | 0 | 0 | 0 | 0 | 0 | 0 | 0 | 0
1526 | 64 | 3 | 5 | 2500 | 0 | 142.8571 | 1428.5714 | 83.0904 | 4154.519 | #DIV/0! |  | #DIV/0! | 18 | 2500 | 0 | 238.0952 | 0 | 55.8795 | 2793.9747 | #DIV/0! | 4154.519 | 24.8476 | 30.0538 | 24.8476 | 5.5916 | 21908.6476 | 21910.256 | 4148.9274 | 35.0538 | 35.0564 | 35.0538 | 35 | 1 | 1 | 0 | 7.2 | 1 | 7.2 | 4148.9274 | 18 | 0 | 0 | 0 | 0 | 0 | 0 | 0 | 0 | 0 | 0 | 0 | 0 | 0
1527 | 64 | 3 | 5 | 2500 | 0 | 142.8571 | 1428.5714 | 83.0904 | 4154.519 | #DIV/0! |  | #DIV/0! | 18 | 2500 | 0 | 238.0952 | 0 | 55.8795 | 2793.9747 | #DIV/0! | 4154.519 | 24.8476 | 30.0564 | 24.8476 | 5.8589 | 21910.256 | 21911.5972 | 4148.6601 | 35.0564 | 35.0586 | 35.0564 | 35 | 1 | 1 | 0 | 7.2 | 1 | 7.2 | 4148.6601 | 18 | 0 | 0 | 0 | 0 | 0 | 0 | 0 | 0 | 0 | 0 | 0 | 0 | 0
1528 | 64 | 3 | 5 | 2500 | 0 | 142.8571 | 1428.5714 | 83.0904 | 4154.519 | #DIV/0! |  | #DIV/0! | 18 | 2500 | 0 | 238.0952 | 0 | 55.8795 | 2793.9747 | #DIV/0! | 4154.519 | 24.8476 | 30.0586 | 24.8476 | 6.0817 | 21911.5972 | 21912.7154 | 4148.4372 | 35.0586 | 35.0603 | 35.0586 | 35 | 1 | 1 | 0 | 7.2 | 1 | 7.2 | 4148.4372 | 18 | 0 | 0 | 0 | 0 | 0 | 0 | 0 | 0 | 0 | 0 | 0 | 0 | 0
1529 | 64 | 3 | 5 | 2500 | 0 | 142.8571 | 0 | 53.9359 | 2696.793 | #DIV/0! |  | #DIV/0! | 18 | 2500 | 3857.1429 | 238.0952 | 0 | 134.5967 | 6729.8348 | #DIV/0! | 2696.793 | 16.1291 | 30.0603 | 16.1291 | 4.0684 | 21912.7154 | 21915.847 | 2692.7246 | 35.0603 | 35.0654 | 35.0603 | 35 | 1 | 1 | 0 | 7.2 | 1 | 7.2 | 2692.7246 | 18 | 0 | 0 | 0 | 0 | 0 | 0 | 0 | 0 | 0 | 0 | 0 | 0 | 0
1530 | 64 | 3 | 5 | 2500 | 3214.2857 | 142.8571 | 0 | 119.5335 | 5976.6764 | #DIV/0! |  | #DIV/0! | 18 | 2500 | 6428.5714 | 238.0952 | 0 | 187.0748 | 9353.7415 | #DIV/0! | 5976.6764 | 35.7457 | 30.0654 | 35.7457 | 9.7652 | 21915.847 | 21913.2818 | 5966.9112 | 35.0654 | 35.0613 | 35.0654 | 35 | 1 | 1 | 0 | 7.2 | 1 | 7.2 | 5966.9112 | 18 | 0 | 0 | 0 | 0 | 0 | 0 | 0 | 0 | 0 | 0 | 0 | 0 | 0
1531 | 64 | 3 | 5 | 2500 | 6428.5714 | 142.8571 | 0 | 185.1312 | 9256.5598 | #DIV/0! |  | #DIV/0! | 18 | 2500 | 6428.5714 | 238.0952 | 2000 | 227.8912 | 11394.5578 | #DIV/0! | 9256.5598 | 55.3622 | 30.0613 | 55.3622 | 14.1743 | 21913.2818 | 21906.3075 | 9242.3854 | 35.0613 | 35.0501 | 35.0613 | 35 | 1 | 1 | 0 | 7.2 | 1 | 7.2 | 9242.3854 | 18 | 0 | 0 | 0 | 0 | 0 | 0 | 0 | 0 | 0 | 0 | 0 | 0 | 0
1532 | 64 | 3 | 5 | 2500 | 6428.5714 | 142.8571 | 0 | 185.1312 | 9256.5598 | #DIV/0! |  | #DIV/0! | 18 | 2500 | 6428.5714 | 238.0952 | 2000 | 227.8912 | 11394.5578 | #DIV/0! | 9256.5598 | 55.3622 | 30.0501 | 55.3622 | 11.592 | 21906.3075 | 21901.9155 | 9244.9678 | 35.0501 | 35.0431 | 35.0501 | 35 | 1 | 1 | 0 | 7.2 | 1 | 7.2 | 9244.9678 | 18 | 0 | 0 | 0 | 0 | 0 | 0 | 0 | 0 | 0 | 0 | 0 | 0 | 0
1533 | 64 | 3 | 5 | 2500 | 6428.5714 | 142.8571 | 0 | 185.1312 | 9256.5598 | #DIV/0! |  | #DIV/0! | 18 | 2500 | 2571.4286 | 238.0952 | 2000 | 149.174 | 7458.6978 | #DIV/0! | 9256.5598 | 55.3622 | 30.0431 | 55.3622 | 9.9658 | 21901.9155 | 21899.1497 | 9246.594 | 35.0431 | 35.0386 | 35.0431 | 35 | 1 | 1 | 0 | 7.2 | 1 | 7.2 | 9246.594 | 18 | 0 | 0 | 0 | 0 | 0 | 0 | 0 | 0 | 0 | 0 | 0 | 0 | 0
1534 | 64 | 3 | 5 | 2500 | 3214.2857 | 142.8571 | 0 | 119.5335 | 5976.6764 | #DIV/0! |  | #DIV/0! | 18 | 2500 | 0 | 238.0952 | 2000 | 96.6958 | 4834.7911 | #DIV/0! | 5976.6764 | 35.7457 | 30.0386 | 35.7457 | 5.7734 | 21899.1497 | 21900.5763 | 5970.903 | 35.0386 | 35.0409 | 35.0386 | 35 | 1 | 1 | 0 | 7.2 | 1 | 7.2 | 5970.903 | 18 | 0 | 0 | 0 | 0 | 0 | 0 | 0 | 0 | 0 | 0 | 0 | 0 | 0
1535 | 64 | 3 | 6 | 2500 | 0 | 142.8571 | 0 | 53.9359 | 2696.793 | #DIV/0! |  | #DIV/0! | 18 | 2500 | 0 | 238.0952 | 2000 | 96.6958 | 4834.7911 | #DIV/0! | 2696.793 | 16.1291 | 30.0409 | 16.1291 | 2.759 | 21900.5763 | 21905.0173 | 2694.034 | 35.0409 | 35.048 | 35.0409 | 35 | 1 | 1 | 0 | 7.2 | 1 | 7.2 | 2694.034 | 18 | 0 | 0 | 0 | 0 | 0 | 0 | 0 | 0 | 0 | 0 | 0 | 0 | 0
1536 | 65 | 3 | 6 | 2500 | 0 | 142.8571 | 0 | 53.9359 | 2696.793 | #DIV/0! |  | #DIV/0! | 18 | 0 | 0 | 0 | 0 | 0 | 0 | 0 | 2696.793 | 16.1291 | 30.048 | 16.1291 | 3.238 | 21905.0173 | 21908.9793 | 2693.555 | 35.048 | 35.0544 | 35.048 | 35 | 1 | 1 | 0 | 7.2 | 1 | 7.2 | 2693.555 | 18 | 0 | 0 | 0 | 0 | 0 | 0 | 0 | 0 | 0 | 0 | 0 | 0 | 0
1537 | 65 | 3 | 6 | 2500 | 0 | 142.8571 | 0 | 53.9359 | 2696.793 | #DIV/0! |  | #DIV/0! | 18 | 0 | 0 | 0 | 0 | 0 | 0 | 0 | 2696.793 | 16.1291 | 30.0544 | 16.1291 | 3.6654 | 21908.9793 | 21912.5139 | 2693.1276 | 35.0544 | 35.06 | 35.0544 | 35 | 1 | 1 | 0 | 7.2 | 1 | 7.2 | 2693.1276 | 18 | 0 | 0 | 0 | 0 | 0 | 0 | 0 | 0 | 0 | 0 | 0 | 0 | 0
1538 | 65 | 3 | 6 | 2500 | 0 | 142.8571 | 0 | 53.9359 | 2696.793 | #DIV/0! |  | #DIV/0! | 18 | 0 | 0 | 0 | 0 | 0 | 0 | 0 | 2696.793 | 16.1291 | 30.06 | 16.1291 | 4.0467 | 21912.5139 | 21915.6672 | 2692.7463 | 35.06 | 35.0651 | 35.06 | 35 | 1 | 1 | 0 | 7.2 | 1 | 7.2 | 2692.7463 | 18 | 0 | 0 | 0 | 0 | 0 | 0 | 0 | 0 | 0 | 0 | 0 | 0 | 0
1539 | 65 | 3 | 6 | 2500 | 0 | 142.8571 | 0 | 53.9359 | 2696.793 | #DIV/0! |  | #DIV/0! | 18 | 0 | 0 | 0 | 0 | 0 | 0 | 0 | 2696.793 | 16.1291 | 30.0651 | 16.1291 | 4.3868 | 21915.6672 | 21918.4804 | 2692.4062 | 35.0651 | 35.0696 | 35.0651 | 35 | 1 | 1 | 0 | 7.2 | 1 | 7.2 | 2692.4062 | 18 | 0 | 0 | 0 | 0 | 0 | 0 | 0 | 0 | 0 | 0 | 0 | 0 | 0
1540 | 65 | 3 | 6 | 2500 | 0 | 142.8571 | 0 | 53.9359 | 2696.793 | #DIV/0! |  | #DIV/0! | 18 | 0 | 0 | 0 | 0 | 0 | 0 | 0 | 2696.793 | 16.1291 | 30.0696 | 16.1291 | 4.6903 | 21918.4804 | 21920.9901 | 2692.1027 | 35.0696 | 35.0736 | 35.0696 | 35 | 1 | 1 | 0 | 7.2 | 1 | 7.2 | 2692.1027 | 18 | 0 | 0 | 0 | 0 | 0 | 0 | 0 | 0 | 0 | 0 | 0 | 0 | 0
1541 | 65 | 3 | 6 | 2500 | 3857.1429 | 142.8571 | 0 | 132.6531 | 6632.6531 | #DIV/0! |  | #DIV/0! | 18 | 0 | 0 | 0 | 0 | 0 | 0 | 0 | 6632.6531 | 39.669 | 30.0736 | 39.669 | 12.2014 | 21920.9901 | 21915.9886 | 6620.4516 | 35.0736 | 35.0656 | 35.0736 | 35 | 1 | 1 | 0 | 7.2 | 1 | 7.2 | 6620.4516 | 18 | 0 | 0 | 0 | 0 | 0 | 0 | 0 | 0 | 0 | 0 | 0 | 0 | 0
1542 | 65 | 3 | 6 | 2500 | 6428.5714 | 142.8571 | 0 | 185.1312 | 9256.5598 | #DIV/0! |  | #DIV/0! | 18 | 0 | 0 | 0 | 0 | 0 | 0 | 0 | 9256.5598 | 55.3622 | 30.0656 | 55.3622 | 15.1765 | 21915.9886 | 21908.0121 | 9241.3832 | 35.0656 | 35.0528 | 35.0656 | 35 | 1 | 1 | 0 | 7.2 | 1 | 7.2 | 9241.3832 | 18 | 0 | 0 | 0 | 0 | 0 | 0 | 0 | 0 | 0 | 0 | 0 | 0 | 0
1543 | 65 | 3 | 6 | 2500 | 6428.5714 | 142.8571 | 1428.5714 | 214.2857 | 10714.2857 | #DIV/0! |  | #DIV/0! | 18 | 0 | 0 | 0 | 0 | 0 | 0 | 0 | 10714.2857 | 64.0807 | 30.0528 | 64.0807 | 14.148 | 21908.0121 | 21901.064 | 10700.1377 | 35.0528 | 35.0417 | 35.0528 | 35 | 1 | 1 | 0 | 7.2 | 1 | 7.2 | 10700.1377 | 18 | 0 | 0 | 0 | 0 | 0 | 0 | 0 | 0 | 0 | 0 | 0 | 0 | 0
1544 | 65 | 3 | 6 | 2500 | 6428.5714 | 142.8571 | 1428.5714 | 214.2857 | 10714.2857 | #DIV/0! |  | #DIV/0! | 18 | 0 | 0 | 0 | 0 | 0 | 0 | 0 | 10714.2857 | 64.0807 | 30.0417 | 64.0807 | 11.1703 | 21901.064 | 21897.0937 | 10703.1154 | 35.0417 | 35.0353 | 35.0417 | 35 | 1 | 1 | 0 | 7.2 | 1 | 7.2 | 10703.1154 | 18 | 0 | 0 | 0 | 0 | 0 | 0 | 0 | 0 | 0 | 0 | 0 | 0 | 0
1545 | 65 | 3 | 6 | 2500 | 2571.4286 | 142.8571 | 1428.5714 | 135.5685 | 6778.4257 | #DIV/0! |  | #DIV/0! | 18 | 0 | 0 | 0 | 0 | 0 | 0 | 0 | 6778.4257 | 40.5408 | 30.0353 | 40.5408 | 5.9904 | 21897.0937 | 21898.3033 | 6772.4352 | 35.0353 | 35.0373 | 35.0353 | 35 | 1 | 1 | 0 | 7.2 | 1 | 7.2 | 6772.4352 | 18 | 0 | 0 | 0 | 0 | 0 | 0 | 0 | 0 | 0 | 0 | 0 | 0 | 0
1546 | 65 | 3 | 6 | 2500 | 0 | 142.8571 | 1428.5714 | 83.0904 | 4154.519 | #DIV/0! |  | #DIV/0! | 18 | 0 | 0 | 0 | 0 | 0 | 0 | 0 | 4154.519 | 24.8476 | 30.0373 | 24.8476 | 3.8726 | 21898.3033 | 21901.6307 | 4150.6464 | 35.0373 | 35.0426 | 35.0373 | 35 | 1 | 1 | 0 | 7.2 | 1 | 7.2 | 4150.6464 | 18 | 0 | 0 | 0 | 0 | 0 | 0 | 0 | 0 | 0 | 0 | 0 | 0 | 0
1547 | 65 | 3 | 6 | 2500 | 0 | 142.8571 | 1428.5714 | 83.0904 | 4154.519 | #DIV/0! |  | #DIV/0! | 18 | 0 | 0 | 0 | 0 | 0 | 0 | 0 | 4154.519 | 24.8476 | 30.0426 | 24.8476 | 4.4255 | 21901.6307 | 21904.4052 | 4150.0934 | 35.0426 | 35.047 | 35.0426 | 35 | 1 | 1 | 0 | 7.2 | 1 | 7.2 | 4150.0934 | 18 | 0 | 0 | 0 | 0 | 0 | 0 | 0 | 0 | 0 | 0 | 0 | 0 | 0
1548 | 65 | 3 | 6 | 2500 | 0 | 142.8571 | 1428.5714 | 83.0904 | 4154.519 | #DIV/0! |  | #DIV/0! | 18 | 2500 | 0 | 238.0952 | 0 | 55.8795 | 2793.9747 | #DIV/0! | 4154.519 | 24.8476 | 30.047 | 24.8476 | 4.8866 | 21904.4052 | 21906.7186 | 4149.6324 | 35.047 | 35.0507 | 35.047 | 35 | 1 | 1 | 0 | 7.2 | 1 | 7.2 | 4149.6324 | 18 | 0 | 0 | 0 | 0 | 0 | 0 | 0 | 0 | 0 | 0 | 0 | 0 | 0
1549 | 65 | 3 | 6 | 2500 | 0 | 142.8571 | 1428.5714 | 83.0904 | 4154.519 | #DIV/0! |  | #DIV/0! | 18 | 2500 | 0 | 238.0952 | 0 | 55.8795 | 2793.9747 | #DIV/0! | 4154.519 | 24.8476 | 30.0507 | 24.8476 | 5.271 | 21906.7186 | 21908.6476 | 4149.2479 | 35.0507 | 35.0538 | 35.0507 | 35 | 1 | 1 | 0 | 7.2 | 1 | 7.2 | 4149.2479 | 18 | 0 | 0 | 0 | 0 | 0 | 0 | 0 | 0 | 0 | 0 | 0 | 0 | 0
1550 | 65 | 3 | 6 | 2500 | 0 | 142.8571 | 1428.5714 | 83.0904 | 4154.519 | #DIV/0! |  | #DIV/0! | 18 | 2500 | 0 | 238.0952 | 0 | 55.8795 | 2793.9747 | #DIV/0! | 4154.519 | 24.8476 | 30.0538 | 24.8476 | 5.5916 | 21908.6476 | 21910.256 | 4148.9274 | 35.0538 | 35.0564 | 35.0538 | 35 | 1 | 1 | 0 | 7.2 | 1 | 7.2 | 4148.9274 | 18 | 0 | 0 | 0 | 0 | 0 | 0 | 0 | 0 | 0 | 0 | 0 | 0 | 0
1551 | 65 | 3 | 6 | 2500 | 0 | 142.8571 | 1428.5714 | 83.0904 | 4154.519 | #DIV/0! |  | #DIV/0! | 18 | 2500 | 0 | 238.0952 | 0 | 55.8795 | 2793.9747 | #DIV/0! | 4154.519 | 24.8476 | 30.0564 | 24.8476 | 5.8589 | 21910.256 | 21911.5972 | 4148.6601 | 35.0564 | 35.0586 | 35.0564 | 35 | 1 | 1 | 0 | 7.2 | 1 | 7.2 | 4148.6601 | 18 | 0 | 0 | 0 | 0 | 0 | 0 | 0 | 0 | 0 | 0 | 0 | 0 | 0
1552 | 65 | 3 | 6 | 2500 | 0 | 142.8571 | 1428.5714 | 83.0904 | 4154.519 | #DIV/0! |  | #DIV/0! | 18 | 2500 | 0 | 238.0952 | 0 | 55.8795 | 2793.9747 | #DIV/0! | 4154.519 | 24.8476 | 30.0586 | 24.8476 | 6.0817 | 21911.5972 | 21912.7154 | 4148.4372 | 35.0586 | 35.0603 | 35.0586 | 35 | 1 | 1 | 0 | 7.2 | 1 | 7.2 | 4148.4372 | 18 | 0 | 0 | 0 | 0 | 0 | 0 | 0 | 0 | 0 | 0 | 0 | 0 | 0
1553 | 65 | 3 | 6 | 2500 | 0 | 142.8571 | 0 | 53.9359 | 2696.793 | #DIV/0! |  | #DIV/0! | 18 | 2500 | 3857.1429 | 238.0952 | 0 | 134.5967 | 6729.8348 | #DIV/0! | 2696.793 | 16.1291 | 30.0603 | 16.1291 | 4.0684 | 21912.7154 | 21915.847 | 2692.7246 | 35.0603 | 35.0654 | 35.0603 | 35 | 1 | 1 | 0 | 7.2 | 1 | 7.2 | 2692.7246 | 18 | 0 | 0 | 0 | 0 | 0 | 0 | 0 | 0 | 0 | 0 | 0 | 0 | 0
1554 | 65 | 3 | 6 | 2500 | 3214.2857 | 142.8571 | 0 | 119.5335 | 5976.6764 | #DIV/0! |  | #DIV/0! | 18 | 2500 | 6428.5714 | 238.0952 | 0 | 187.0748 | 9353.7415 | #DIV/0! | 5976.6764 | 35.7457 | 30.0654 | 35.7457 | 9.7652 | 21915.847 | 21913.2818 | 5966.9112 | 35.0654 | 35.0613 | 35.0654 | 35 | 1 | 1 | 0 | 7.2 | 1 | 7.2 | 5966.9112 | 18 | 0 | 0 | 0 | 0 | 0 | 0 | 0 | 0 | 0 | 0 | 0 | 0 | 0
1555 | 65 | 3 | 6 | 2500 | 6428.5714 | 142.8571 | 0 | 185.1312 | 9256.5598 | #DIV/0! |  | #DIV/0! | 18 | 2500 | 6428.5714 | 238.0952 | 2000 | 227.8912 | 11394.5578 | #DIV/0! | 9256.5598 | 55.3622 | 30.0613 | 55.3622 | 14.1743 | 21913.2818 | 21906.3075 | 9242.3854 | 35.0613 | 35.0501 | 35.0613 | 35 | 1 | 1 | 0 | 7.2 | 1 | 7.2 | 9242.3854 | 18 | 0 | 0 | 0 | 0 | 0 | 0 | 0 | 0 | 0 | 0 | 0 | 0 | 0
1556 | 65 | 3 | 6 | 2500 | 6428.5714 | 142.8571 | 0 | 185.1312 | 9256.5598 | #DIV/0! |  | #DIV/0! | 18 | 2500 | 6428.5714 | 238.0952 | 2000 | 227.8912 | 11394.5578 | #DIV/0! | 9256.5598 | 55.3622 | 30.0501 | 55.3622 | 11.592 | 21906.3075 | 21901.9155 | 9244.9678 | 35.0501 | 35.0431 | 35.0501 | 35 | 1 | 1 | 0 | 7.2 | 1 | 7.2 | 9244.9678 | 18 | 0 | 0 | 0 | 0 | 0 | 0 | 0 | 0 | 0 | 0 | 0 | 0 | 0
1557 | 65 | 3 | 6 | 2500 | 6428.5714 | 142.8571 | 0 | 185.1312 | 9256.5598 | #DIV/0! |  | #DIV/0! | 18 | 2500 | 2571.4286 | 238.0952 | 2000 | 149.174 | 7458.6978 | #DIV/0! | 9256.5598 | 55.3622 | 30.0431 | 55.3622 | 9.9658 | 21901.9155 | 21899.1497 | 9246.594 | 35.0431 | 35.0386 | 35.0431 | 35 | 1 | 1 | 0 | 7.2 | 1 | 7.2 | 9246.594 | 18 | 0 | 0 | 0 | 0 | 0 | 0 | 0 | 0 | 0 | 0 | 0 | 0 | 0
1558 | 65 | 3 | 6 | 2500 | 3214.2857 | 142.8571 | 0 | 119.5335 | 5976.6764 | #DIV/0! |  | #DIV/0! | 18 | 2500 | 0 | 238.0952 | 2000 | 96.6958 | 4834.7911 | #DIV/0! | 5976.6764 | 35.7457 | 30.0386 | 35.7457 | 5.7734 | 21899.1497 | 21900.5763 | 5970.903 | 35.0386 | 35.0409 | 35.0386 | 35 | 1 | 1 | 0 | 7.2 | 1 | 7.2 | 5970.903 | 18 | 0 | 0 | 0 | 0 | 0 | 0 | 0 | 0 | 0 | 0 | 0 | 0 | 0
1559 | 65 | 3 | 7 | 2500 | 0 | 142.8571 | 0 | 53.9359 | 2696.793 | #DIV/0! |  | #DIV/0! | 18 | 2500 | 0 | 238.0952 | 2000 | 96.6958 | 4834.7911 | #DIV/0! | 2696.793 | 16.1291 | 30.0409 | 16.1291 | 2.759 | 21900.5763 | 21905.0173 | 2694.034 | 35.0409 | 35.048 | 35.0409 | 35 | 1 | 1 | 0 | 7.2 | 1 | 7.2 | 2694.034 | 18 | 0 | 0 | 0 | 0 | 0 | 0 | 0 | 0 | 0 | 0 | 0 | 0 | 0
1560 | 66 | 3 | 7 | 2500 | 0 | 142.8571 | 0 | 53.9359 | 2696.793 | #DIV/0! |  | #DIV/0! | 18 | 0 | 0 | 0 | 0 | 0 | 0 | 0 | 2696.793 | 16.1291 | 30.048 | 16.1291 | 3.238 | 21905.0173 | 21908.9793 | 2693.555 | 35.048 | 35.0544 | 35.048 | 35 | 1 | 1 | 0 | 7.2 | 1 | 7.2 | 2693.555 | 18 | 0 | 0 | 0 | 0 | 0 | 0 | 0 | 0 | 0 | 0 | 0 | 0 | 0
1561 | 66 | 3 | 7 | 2500 | 0 | 142.8571 | 0 | 53.9359 | 2696.793 | #DIV/0! |  | #DIV/0! | 18 | 0 | 0 | 0 | 0 | 0 | 0 | 0 | 2696.793 | 16.1291 | 30.0544 | 16.1291 | 3.6654 | 21908.9793 | 21912.5139 | 2693.1276 | 35.0544 | 35.06 | 35.0544 | 35 | 1 | 1 | 0 | 7.2 | 1 | 7.2 | 2693.1276 | 18 | 0 | 0 | 0 | 0 | 0 | 0 | 0 | 0 | 0 | 0 | 0 | 0 | 0
1562 | 66 | 3 | 7 | 2500 | 0 | 142.8571 | 0 | 53.9359 | 2696.793 | #DIV/0! |  | #DIV/0! | 18 | 0 | 0 | 0 | 0 | 0 | 0 | 0 | 2696.793 | 16.1291 | 30.06 | 16.1291 | 4.0467 | 21912.5139 | 21915.6672 | 2692.7463 | 35.06 | 35.0651 | 35.06 | 35 | 1 | 1 | 0 | 7.2 | 1 | 7.2 | 2692.7463 | 18 | 0 | 0 | 0 | 0 | 0 | 0 | 0 | 0 | 0 | 0 | 0 | 0 | 0
1563 | 66 | 3 | 7 | 2500 | 0 | 142.8571 | 0 | 53.9359 | 2696.793 | #DIV/0! |  | #DIV/0! | 18 | 0 | 0 | 0 | 0 | 0 | 0 | 0 | 2696.793 | 16.1291 | 30.0651 | 16.1291 | 4.3868 | 21915.6672 | 21918.4804 | 2692.4062 | 35.0651 | 35.0696 | 35.0651 | 35 | 1 | 1 | 0 | 7.2 | 1 | 7.2 | 2692.4062 | 18 | 0 | 0 | 0 | 0 | 0 | 0 | 0 | 0 | 0 | 0 | 0 | 0 | 0
1564 | 66 | 3 | 7 | 2500 | 0 | 142.8571 | 0 | 53.9359 | 2696.793 | #DIV/0! |  | #DIV/0! | 18 | 0 | 0 | 0 | 0 | 0 | 0 | 0 | 2696.793 | 16.1291 | 30.0696 | 16.1291 | 4.6903 | 21918.4804 | 21920.9901 | 2692.1027 | 35.0696 | 35.0736 | 35.0696 | 35 | 1 | 1 | 0 | 7.2 | 1 | 7.2 | 2692.1027 | 18 | 0 | 0 | 0 | 0 | 0 | 0 | 0 | 0 | 0 | 0 | 0 | 0 | 0
1565 | 66 | 3 | 7 | 2500 | 3857.1429 | 142.8571 | 0 | 132.6531 | 6632.6531 | #DIV/0! |  | #DIV/0! | 18 | 0 | 0 | 0 | 0 | 0 | 0 | 0 | 6632.6531 | 39.669 | 30.0736 | 39.669 | 12.2014 | 21920.9901 | 21915.9886 | 6620.4516 | 35.0736 | 35.0656 | 35.0736 | 35 | 1 | 1 | 0 | 7.2 | 1 | 7.2 | 6620.4516 | 18 | 0 | 0 | 0 | 0 | 0 | 0 | 0 | 0 | 0 | 0 | 0 | 0 | 0
1566 | 66 | 3 | 7 | 2500 | 6428.5714 | 142.8571 | 0 | 185.1312 | 9256.5598 | #DIV/0! |  | #DIV/0! | 18 | 0 | 0 | 0 | 0 | 0 | 0 | 0 | 9256.5598 | 55.3622 | 30.0656 | 55.3622 | 15.1765 | 21915.9886 | 21908.0121 | 9241.3832 | 35.0656 | 35.0528 | 35.0656 | 35 | 1 | 1 | 0 | 7.2 | 1 | 7.2 | 9241.3832 | 18 | 0 | 0 | 0 | 0 | 0 | 0 | 0 | 0 | 0 | 0 | 0 | 0 | 0
1567 | 66 | 3 | 7 | 2500 | 6428.5714 | 142.8571 | 1428.5714 | 214.2857 | 10714.2857 | #DIV/0! |  | #DIV/0! | 18 | 0 | 0 | 0 | 0 | 0 | 0 | 0 | 10714.2857 | 64.0807 | 30.0528 | 64.0807 | 14.148 | 21908.0121 | 21901.064 | 10700.1377 | 35.0528 | 35.0417 | 35.0528 | 35 | 1 | 1 | 0 | 7.2 | 1 | 7.2 | 10700.1377 | 18 | 0 | 0 | 0 | 0 | 0 | 0 | 0 | 0 | 0 | 0 | 0 | 0 | 0
1568 | 66 | 3 | 7 | 2500 | 6428.5714 | 142.8571 | 1428.5714 | 214.2857 | 10714.2857 | #DIV/0! |  | #DIV/0! | 18 | 0 | 0 | 0 | 0 | 0 | 0 | 0 | 10714.2857 | 64.0807 | 30.0417 | 64.0807 | 11.1703 | 21901.064 | 21897.0937 | 10703.1154 | 35.0417 | 35.0353 | 35.0417 | 35 | 1 | 1 | 0 | 7.2 | 1 | 7.2 | 10703.1154 | 18 | 0 | 0 | 0 | 0 | 0 | 0 | 0 | 0 | 0 | 0 | 0 | 0 | 0
1569 | 66 | 3 | 7 | 2500 | 2571.4286 | 142.8571 | 1428.5714 | 135.5685 | 6778.4257 | #DIV/0! |  | #DIV/0! | 18 | 0 | 0 | 0 | 0 | 0 | 0 | 0 | 6778.4257 | 40.5408 | 30.0353 | 40.5408 | 5.9904 | 21897.0937 | 21898.3033 | 6772.4352 | 35.0353 | 35.0373 | 35.0353 | 35 | 1 | 1 | 0 | 7.2 | 1 | 7.2 | 6772.4352 | 18 | 0 | 0 | 0 | 0 | 0 | 0 | 0 | 0 | 0 | 0 | 0 | 0 | 0
1570 | 66 | 3 | 7 | 2500 | 0 | 142.8571 | 1428.5714 | 83.0904 | 4154.519 | #DIV/0! |  | #DIV/0! | 18 | 0 | 0 | 0 | 0 | 0 | 0 | 0 | 4154.519 | 24.8476 | 30.0373 | 24.8476 | 3.8726 | 21898.3033 | 21901.6307 | 4150.6464 | 35.0373 | 35.0426 | 35.0373 | 35 | 1 | 1 | 0 | 7.2 | 1 | 7.2 | 4150.6464 | 18 | 0 | 0 | 0 | 0 | 0 | 0 | 0 | 0 | 0 | 0 | 0 | 0 | 0
1571 | 66 | 3 | 7 | 2500 | 0 | 142.8571 | 1428.5714 | 83.0904 | 4154.519 | #DIV/0! |  | #DIV/0! | 18 | 0 | 0 | 0 | 0 | 0 | 0 | 0 | 4154.519 | 24.8476 | 30.0426 | 24.8476 | 4.4255 | 21901.6307 | 21904.4052 | 4150.0934 | 35.0426 | 35.047 | 35.0426 | 35 | 1 | 1 | 0 | 7.2 | 1 | 7.2 | 4150.0934 | 18 | 0 | 0 | 0 | 0 | 0 | 0 | 0 | 0 | 0 | 0 | 0 | 0 | 0
1572 | 66 | 3 | 7 | 2500 | 0 | 142.8571 | 1428.5714 | 83.0904 | 4154.519 | #DIV/0! |  | #DIV/0! | 18 | 2500 | 0 | 238.0952 | 0 | 55.8795 | 2793.9747 | #DIV/0! | 4154.519 | 24.8476 | 30.047 | 24.8476 | 4.8866 | 21904.4052 | 21906.7186 | 4149.6324 | 35.047 | 35.0507 | 35.047 | 35 | 1 | 1 | 0 | 7.2 | 1 | 7.2 | 4149.6324 | 18 | 0 | 0 | 0 | 0 | 0 | 0 | 0 | 0 | 0 | 0 | 0 | 0 | 0
1573 | 66 | 3 | 7 | 2500 | 0 | 142.8571 | 1428.5714 | 83.0904 | 4154.519 | #DIV/0! |  | #DIV/0! | 18 | 2500 | 0 | 238.0952 | 0 | 55.8795 | 2793.9747 | #DIV/0! | 4154.519 | 24.8476 | 30.0507 | 24.8476 | 5.271 | 21906.7186 | 21908.6476 | 4149.2479 | 35.0507 | 35.0538 | 35.0507 | 35 | 1 | 1 | 0 | 7.2 | 1 | 7.2 | 4149.2479 | 18 | 0 | 0 | 0 | 0 | 0 | 0 | 0 | 0 | 0 | 0 | 0 | 0 | 0
1574 | 66 | 3 | 7 | 2500 | 0 | 142.8571 | 1428.5714 | 83.0904 | 4154.519 | #DIV/0! |  | #DIV/0! | 18 | 2500 | 0 | 238.0952 | 0 | 55.8795 | 2793.9747 | #DIV/0! | 4154.519 | 24.8476 | 30.0538 | 24.8476 | 5.5916 | 21908.6476 | 21910.256 | 4148.9274 | 35.0538 | 35.0564 | 35.0538 | 35 | 1 | 1 | 0 | 7.2 | 1 | 7.2 | 4148.9274 | 18 | 0 | 0 | 0 | 0 | 0 | 0 | 0 | 0 | 0 | 0 | 0 | 0 | 0
1575 | 66 | 3 | 7 | 2500 | 0 | 142.8571 | 1428.5714 | 83.0904 | 4154.519 | #DIV/0! |  | #DIV/0! | 18 | 2500 | 0 | 238.0952 | 0 | 55.8795 | 2793.9747 | #DIV/0! | 4154.519 | 24.8476 | 30.0564 | 24.8476 | 5.8589 | 21910.256 | 21911.5972 | 4148.6601 | 35.0564 | 35.0586 | 35.0564 | 35 | 1 | 1 | 0 | 7.2 | 1 | 7.2 | 4148.6601 | 18 | 0 | 0 | 0 | 0 | 0 | 0 | 0 | 0 | 0 | 0 | 0 | 0 | 0
1576 | 66 | 3 | 7 | 2500 | 0 | 142.8571 | 1428.5714 | 83.0904 | 4154.519 | #DIV/0! |  | #DIV/0! | 18 | 2500 | 0 | 238.0952 | 0 | 55.8795 | 2793.9747 | #DIV/0! | 4154.519 | 24.8476 | 30.0586 | 24.8476 | 6.0817 | 21911.5972 | 21912.7154 | 4148.4372 | 35.0586 | 35.0603 | 35.0586 | 35 | 1 | 1 | 0 | 7.2 | 1 | 7.2 | 4148.4372 | 18 | 0 | 0 | 0 | 0 | 0 | 0 | 0 | 0 | 0 | 0 | 0 | 0 | 0
1577 | 66 | 3 | 7 | 2500 | 0 | 142.8571 | 0 | 53.9359 | 2696.793 | #DIV/0! |  | #DIV/0! | 18 | 2500 | 3857.1429 | 238.0952 | 0 | 134.5967 | 6729.8348 | #DIV/0! | 2696.793 | 16.1291 | 30.0603 | 16.1291 | 4.0684 | 21912.7154 | 21915.847 | 2692.7246 | 35.0603 | 35.0654 | 35.0603 | 35 | 1 | 1 | 0 | 7.2 | 1 | 7.2 | 2692.7246 | 18 | 0 | 0 | 0 | 0 | 0 | 0 | 0 | 0 | 0 | 0 | 0 | 0 | 0
1578 | 66 | 3 | 7 | 2500 | 3214.2857 | 142.8571 | 0 | 119.5335 | 5976.6764 | #DIV/0! |  | #DIV/0! | 18 | 2500 | 6428.5714 | 238.0952 | 0 | 187.0748 | 9353.7415 | #DIV/0! | 5976.6764 | 35.7457 | 30.0654 | 35.7457 | 9.7652 | 21915.847 | 21913.2818 | 5966.9112 | 35.0654 | 35.0613 | 35.0654 | 35 | 1 | 1 | 0 | 7.2 | 1 | 7.2 | 5966.9112 | 18 | 0 | 0 | 0 | 0 | 0 | 0 | 0 | 0 | 0 | 0 | 0 | 0 | 0
1579 | 66 | 3 | 7 | 2500 | 6428.5714 | 142.8571 | 0 | 185.1312 | 9256.5598 | #DIV/0! |  | #DIV/0! | 18 | 2500 | 6428.5714 | 238.0952 | 2000 | 227.8912 | 11394.5578 | #DIV/0! | 9256.5598 | 55.3622 | 30.0613 | 55.3622 | 14.1743 | 21913.2818 | 21906.3075 | 9242.3854 | 35.0613 | 35.0501 | 35.0613 | 35 | 1 | 1 | 0 | 7.2 | 1 | 7.2 | 9242.3854 | 18 | 0 | 0 | 0 | 0 | 0 | 0 | 0 | 0 | 0 | 0 | 0 | 0 | 0
1580 | 66 | 3 | 7 | 2500 | 6428.5714 | 142.8571 | 0 | 185.1312 | 9256.5598 | #DIV/0! |  | #DIV/0! | 18 | 2500 | 6428.5714 | 238.0952 | 2000 | 227.8912 | 11394.5578 | #DIV/0! | 9256.5598 | 55.3622 | 30.0501 | 55.3622 | 11.592 | 21906.3075 | 21901.9155 | 9244.9678 | 35.0501 | 35.0431 | 35.0501 | 35 | 1 | 1 | 0 | 7.2 | 1 | 7.2 | 9244.9678 | 18 | 0 | 0 | 0 | 0 | 0 | 0 | 0 | 0 | 0 | 0 | 0 | 0 | 0
1581 | 66 | 3 | 7 | 2500 | 6428.5714 | 142.8571 | 0 | 185.1312 | 9256.5598 | #DIV/0! |  | #DIV/0! | 18 | 2500 | 2571.4286 | 238.0952 | 2000 | 149.174 | 7458.6978 | #DIV/0! | 9256.5598 | 55.3622 | 30.0431 | 55.3622 | 9.9658 | 21901.9155 | 21899.1497 | 9246.594 | 35.0431 | 35.0386 | 35.0431 | 35 | 1 | 1 | 0 | 7.2 | 1 | 7.2 | 9246.594 | 18 | 0 | 0 | 0 | 0 | 0 | 0 | 0 | 0 | 0 | 0 | 0 | 0 | 0
1582 | 66 | 3 | 7 | 2500 | 3214.2857 | 142.8571 | 0 | 119.5335 | 5976.6764 | #DIV/0! |  | #DIV/0! | 18 | 2500 | 0 | 238.0952 | 2000 | 96.6958 | 4834.7911 | #DIV/0! | 5976.6764 | 35.7457 | 30.0386 | 35.7457 | 5.7734 | 21899.1497 | 21900.5763 | 5970.903 | 35.0386 | 35.0409 | 35.0386 | 35 | 1 | 1 | 0 | 7.2 | 1 | 7.2 | 5970.903 | 18 | 0 | 0 | 0 | 0 | 0 | 0 | 0 | 0 | 0 | 0 | 0 | 0 | 0
1583 | 66 | 3 | 8 | 2500 | 0 | 142.8571 | 0 | 53.9359 | 2696.793 | #DIV/0! |  | #DIV/0! | 18 | 2500 | 0 | 238.0952 | 2000 | 96.6958 | 4834.7911 | #DIV/0! | 2696.793 | 16.1291 | 30.0409 | 16.1291 | 2.759 | 21900.5763 | 21905.0173 | 2694.034 | 35.0409 | 35.048 | 35.0409 | 35 | 1 | 1 | 0 | 7.2 | 1 | 7.2 | 2694.034 | 18 | 0 | 0 | 0 | 0 | 0 | 0 | 0 | 0 | 0 | 0 | 0 | 0 | 0
1584 | 67 | 3 | 8 | 2500 | 0 | 142.8571 | 0 | 53.9359 | 2696.793 | #DIV/0! |  | #DIV/0! | 18 | 0 | 0 | 0 | 0 | 0 | 0 | 0 | 2696.793 | 16.1291 | 30.048 | 16.1291 | 3.238 | 21905.0173 | 21908.9793 | 2693.555 | 35.048 | 35.0544 | 35.048 | 35 | 1 | 1 | 0 | 7.2 | 1 | 7.2 | 2693.555 | 18 | 0 | 0 | 0 | 0 | 0 | 0 | 0 | 0 | 0 | 0 | 0 | 0 | 0
1585 | 67 | 3 | 8 | 2500 | 0 | 142.8571 | 0 | 53.9359 | 2696.793 | #DIV/0! |  | #DIV/0! | 18 | 0 | 0 | 0 | 0 | 0 | 0 | 0 | 2696.793 | 16.1291 | 30.0544 | 16.1291 | 3.6654 | 21908.9793 | 21912.5139 | 2693.1276 | 35.0544 | 35.06 | 35.0544 | 35 | 1 | 1 | 0 | 7.2 | 1 | 7.2 | 2693.1276 | 18 | 0 | 0 | 0 | 0 | 0 | 0 | 0 | 0 | 0 | 0 | 0 | 0 | 0
1586 | 67 | 3 | 8 | 2500 | 0 | 142.8571 | 0 | 53.9359 | 2696.793 | #DIV/0! |  | #DIV/0! | 18 | 0 | 0 | 0 | 0 | 0 | 0 | 0 | 2696.793 | 16.1291 | 30.06 | 16.1291 | 4.0467 | 21912.5139 | 21915.6672 | 2692.7463 | 35.06 | 35.0651 | 35.06 | 35 | 1 | 1 | 0 | 7.2 | 1 | 7.2 | 2692.7463 | 18 | 0 | 0 | 0 | 0 | 0 | 0 | 0 | 0 | 0 | 0 | 0 | 0 | 0
1587 | 67 | 3 | 8 | 2500 | 0 | 142.8571 | 0 | 53.9359 | 2696.793 | #DIV/0! |  | #DIV/0! | 18 | 0 | 0 | 0 | 0 | 0 | 0 | 0 | 2696.793 | 16.1291 | 30.0651 | 16.1291 | 4.3868 | 21915.6672 | 21918.4804 | 2692.4062 | 35.0651 | 35.0696 | 35.0651 | 35 | 1 | 1 | 0 | 7.2 | 1 | 7.2 | 2692.4062 | 18 | 0 | 0 | 0 | 0 | 0 | 0 | 0 | 0 | 0 | 0 | 0 | 0 | 0
1588 | 67 | 3 | 8 | 2500 | 0 | 142.8571 | 0 | 53.9359 | 2696.793 | #DIV/0! |  | #DIV/0! | 18 | 0 | 0 | 0 | 0 | 0 | 0 | 0 | 2696.793 | 16.1291 | 30.0696 | 16.1291 | 4.6903 | 21918.4804 | 21920.9901 | 2692.1027 | 35.0696 | 35.0736 | 35.0696 | 35 | 1 | 1 | 0 | 7.2 | 1 | 7.2 | 2692.1027 | 18 | 0 | 0 | 0 | 0 | 0 | 0 | 0 | 0 | 0 | 0 | 0 | 0 | 0
1589 | 67 | 3 | 8 | 2500 | 3857.1429 | 142.8571 | 0 | 132.6531 | 6632.6531 | #DIV/0! |  | #DIV/0! | 18 | 0 | 0 | 0 | 0 | 0 | 0 | 0 | 6632.6531 | 39.669 | 30.0736 | 39.669 | 12.2014 | 21920.9901 | 21915.9886 | 6620.4516 | 35.0736 | 35.0656 | 35.0736 | 35 | 1 | 1 | 0 | 7.2 | 1 | 7.2 | 6620.4516 | 18 | 0 | 0 | 0 | 0 | 0 | 0 | 0 | 0 | 0 | 0 | 0 | 0 | 0
1590 | 67 | 3 | 8 | 2500 | 6428.5714 | 142.8571 | 0 | 185.1312 | 9256.5598 | #DIV/0! |  | #DIV/0! | 18 | 0 | 0 | 0 | 0 | 0 | 0 | 0 | 9256.5598 | 55.3622 | 30.0656 | 55.3622 | 15.1765 | 21915.9886 | 21908.0121 | 9241.3832 | 35.0656 | 35.0528 | 35.0656 | 35 | 1 | 1 | 0 | 7.2 | 1 | 7.2 | 9241.3832 | 18 | 0 | 0 | 0 | 0 | 0 | 0 | 0 | 0 | 0 | 0 | 0 | 0 | 0
1591 | 67 | 3 | 8 | 2500 | 6428.5714 | 142.8571 | 1428.5714 | 214.2857 | 10714.2857 | #DIV/0! |  | #DIV/0! | 18 | 0 | 0 | 0 | 0 | 0 | 0 | 0 | 10714.2857 | 64.0807 | 30.0528 | 64.0807 | 14.148 | 21908.0121 | 21901.064 | 10700.1377 | 35.0528 | 35.0417 | 35.0528 | 35 | 1 | 1 | 0 | 7.2 | 1 | 7.2 | 10700.1377 | 18 | 0 | 0 | 0 | 0 | 0 | 0 | 0 | 0 | 0 | 0 | 0 | 0 | 0
1592 | 67 | 3 | 8 | 2500 | 6428.5714 | 142.8571 | 1428.5714 | 214.2857 | 10714.2857 | #DIV/0! |  | #DIV/0! | 18 | 0 | 0 | 0 | 0 | 0 | 0 | 0 | 10714.2857 | 64.0807 | 30.0417 | 64.0807 | 11.1703 | 21901.064 | 21897.0937 | 10703.1154 | 35.0417 | 35.0353 | 35.0417 | 35 | 1 | 1 | 0 | 7.2 | 1 | 7.2 | 10703.1154 | 18 | 0 | 0 | 0 | 0 | 0 | 0 | 0 | 0 | 0 | 0 | 0 | 0 | 0
1593 | 67 | 3 | 8 | 2500 | 2571.4286 | 142.8571 | 1428.5714 | 135.5685 | 6778.4257 | #DIV/0! |  | #DIV/0! | 18 | 0 | 0 | 0 | 0 | 0 | 0 | 0 | 6778.4257 | 40.5408 | 30.0353 | 40.5408 | 5.9904 | 21897.0937 | 21898.3033 | 6772.4352 | 35.0353 | 35.0373 | 35.0353 | 35 | 1 | 1 | 0 | 7.2 | 1 | 7.2 | 6772.4352 | 18 | 0 | 0 | 0 | 0 | 0 | 0 | 0 | 0 | 0 | 0 | 0 | 0 | 0
1594 | 67 | 3 | 8 | 2500 | 0 | 142.8571 | 1428.5714 | 83.0904 | 4154.519 | #DIV/0! |  | #DIV/0! | 18 | 0 | 0 | 0 | 0 | 0 | 0 | 0 | 4154.519 | 24.8476 | 30.0373 | 24.8476 | 3.8726 | 21898.3033 | 21901.6307 | 4150.6464 | 35.0373 | 35.0426 | 35.0373 | 35 | 1 | 1 | 0 | 7.2 | 1 | 7.2 | 4150.6464 | 18 | 0 | 0 | 0 | 0 | 0 | 0 | 0 | 0 | 0 | 0 | 0 | 0 | 0
1595 | 67 | 3 | 8 | 2500 | 0 | 142.8571 | 1428.5714 | 83.0904 | 4154.519 | #DIV/0! |  | #DIV/0! | 18 | 0 | 0 | 0 | 0 | 0 | 0 | 0 | 4154.519 | 24.8476 | 30.0426 | 24.8476 | 4.4255 | 21901.6307 | 21904.4052 | 4150.0934 | 35.0426 | 35.047 | 35.0426 | 35 | 1 | 1 | 0 | 7.2 | 1 | 7.2 | 4150.0934 | 18 | 0 | 0 | 0 | 0 | 0 | 0 | 0 | 0 | 0 | 0 | 0 | 0 | 0
1596 | 67 | 3 | 8 | 2500 | 0 | 142.8571 | 1428.5714 | 83.0904 | 4154.519 | #DIV/0! |  | #DIV/0! | 18 | 2500 | 0 | 238.0952 | 0 | 55.8795 | 2793.9747 | #DIV/0! | 4154.519 | 24.8476 | 30.047 | 24.8476 | 4.8866 | 21904.4052 | 21906.7186 | 4149.6324 | 35.047 | 35.0507 | 35.047 | 35 | 1 | 1 | 0 | 7.2 | 1 | 7.2 | 4149.6324 | 18 | 0 | 0 | 0 | 0 | 0 | 0 | 0 | 0 | 0 | 0 | 0 | 0 | 0
1597 | 67 | 3 | 8 | 2500 | 0 | 142.8571 | 1428.5714 | 83.0904 | 4154.519 | #DIV/0! |  | #DIV/0! | 18 | 2500 | 0 | 238.0952 | 0 | 55.8795 | 2793.9747 | #DIV/0! | 4154.519 | 24.8476 | 30.0507 | 24.8476 | 5.271 | 21906.7186 | 21908.6476 | 4149.2479 | 35.0507 | 35.0538 | 35.0507 | 35 | 1 | 1 | 0 | 7.2 | 1 | 7.2 | 4149.2479 | 18 | 0 | 0 | 0 | 0 | 0 | 0 | 0 | 0 | 0 | 0 | 0 | 0 | 0
1598 | 67 | 3 | 8 | 2500 | 0 | 142.8571 | 1428.5714 | 83.0904 | 4154.519 | #DIV/0! |  | #DIV/0! | 18 | 2500 | 0 | 238.0952 | 0 | 55.8795 | 2793.9747 | #DIV/0! | 4154.519 | 24.8476 | 30.0538 | 24.8476 | 5.5916 | 21908.6476 | 21910.256 | 4148.9274 | 35.0538 | 35.0564 | 35.0538 | 35 | 1 | 1 | 0 | 7.2 | 1 | 7.2 | 4148.9274 | 18 | 0 | 0 | 0 | 0 | 0 | 0 | 0 | 0 | 0 | 0 | 0 | 0 | 0
1599 | 67 | 3 | 8 | 2500 | 0 | 142.8571 | 1428.5714 | 83.0904 | 4154.519 | #DIV/0! |  | #DIV/0! | 18 | 2500 | 0 | 238.0952 | 0 | 55.8795 | 2793.9747 | #DIV/0! | 4154.519 | 24.8476 | 30.0564 | 24.8476 | 5.8589 | 21910.256 | 21911.5972 | 4148.6601 | 35.0564 | 35.0586 | 35.0564 | 35 | 1 | 1 | 0 | 7.2 | 1 | 7.2 | 4148.6601 | 18 | 0 | 0 | 0 | 0 | 0 | 0 | 0 | 0 | 0 | 0 | 0 | 0 | 0
1600 | 67 | 3 | 8 | 2500 | 0 | 142.8571 | 1428.5714 | 83.0904 | 4154.519 | #DIV/0! |  | #DIV/0! | 18 | 2500 | 0 | 238.0952 | 0 | 55.8795 | 2793.9747 | #DIV/0! | 4154.519 | 24.8476 | 30.0586 | 24.8476 | 6.0817 | 21911.5972 | 21912.7154 | 4148.4372 | 35.0586 | 35.0603 | 35.0586 | 35 | 1 | 1 | 0 | 7.2 | 1 | 7.2 | 4148.4372 | 18 | 0 | 0 | 0 | 0 | 0 | 0 | 0 | 0 | 0 | 0 | 0 | 0 | 0
1601 | 67 | 3 | 8 | 2500 | 0 | 142.8571 | 0 | 53.9359 | 2696.793 | #DIV/0! |  | #DIV/0! | 18 | 2500 | 3857.1429 | 238.0952 | 0 | 134.5967 | 6729.8348 | #DIV/0! | 2696.793 | 16.1291 | 30.0603 | 16.1291 | 4.0684 | 21912.7154 | 21915.847 | 2692.7246 | 35.0603 | 35.0654 | 35.0603 | 35 | 1 | 1 | 0 | 7.2 | 1 | 7.2 | 2692.7246 | 18 | 0 | 0 | 0 | 0 | 0 | 0 | 0 | 0 | 0 | 0 | 0 | 0 | 0
1602 | 67 | 3 | 8 | 2500 | 3214.2857 | 142.8571 | 0 | 119.5335 | 5976.6764 | #DIV/0! |  | #DIV/0! | 18 | 2500 | 6428.5714 | 238.0952 | 0 | 187.0748 | 9353.7415 | #DIV/0! | 5976.6764 | 35.7457 | 30.0654 | 35.7457 | 9.7652 | 21915.847 | 21913.2818 | 5966.9112 | 35.0654 | 35.0613 | 35.0654 | 35 | 1 | 1 | 0 | 7.2 | 1 | 7.2 | 5966.9112 | 18 | 0 | 0 | 0 | 0 | 0 | 0 | 0 | 0 | 0 | 0 | 0 | 0 | 0
1603 | 67 | 3 | 8 | 2500 | 6428.5714 | 142.8571 | 0 | 185.1312 | 9256.5598 | #DIV/0! |  | #DIV/0! | 18 | 2500 | 6428.5714 | 238.0952 | 2000 | 227.8912 | 11394.5578 | #DIV/0! | 9256.5598 | 55.3622 | 30.0613 | 55.3622 | 14.1743 | 21913.2818 | 21906.3075 | 9242.3854 | 35.0613 | 35.0501 | 35.0613 | 35 | 1 | 1 | 0 | 7.2 | 1 | 7.2 | 9242.3854 | 18 | 0 | 0 | 0 | 0 | 0 | 0 | 0 | 0 | 0 | 0 | 0 | 0 | 0
1604 | 67 | 3 | 8 | 2500 | 6428.5714 | 142.8571 | 0 | 185.1312 | 9256.5598 | #DIV/0! |  | #DIV/0! | 18 | 2500 | 6428.5714 | 238.0952 | 2000 | 227.8912 | 11394.5578 | #DIV/0! | 9256.5598 | 55.3622 | 30.0501 | 55.3622 | 11.592 | 21906.3075 | 21901.9155 | 9244.9678 | 35.0501 | 35.0431 | 35.0501 | 35 | 1 | 1 | 0 | 7.2 | 1 | 7.2 | 9244.9678 | 18 | 0 | 0 | 0 | 0 | 0 | 0 | 0 | 0 | 0 | 0 | 0 | 0 | 0
1605 | 67 | 3 | 8 | 2500 | 6428.5714 | 142.8571 | 0 | 185.1312 | 9256.5598 | #DIV/0! |  | #DIV/0! | 18 | 2500 | 2571.4286 | 238.0952 | 2000 | 149.174 | 7458.6978 | #DIV/0! | 9256.5598 | 55.3622 | 30.0431 | 55.3622 | 9.9658 | 21901.9155 | 21899.1497 | 9246.594 | 35.0431 | 35.0386 | 35.0431 | 35 | 1 | 1 | 0 | 7.2 | 1 | 7.2 | 9246.594 | 18 | 0 | 0 | 0 | 0 | 0 | 0 | 0 | 0 | 0 | 0 | 0 | 0 | 0
1606 | 67 | 3 | 8 | 2500 | 3214.2857 | 142.8571 | 0 | 119.5335 | 5976.6764 | #DIV/0! |  | #DIV/0! | 18 | 2500 | 0 | 238.0952 | 2000 | 96.6958 | 4834.7911 | #DIV/0! | 5976.6764 | 35.7457 | 30.0386 | 35.7457 | 5.7734 | 21899.1497 | 21900.5763 | 5970.903 | 35.0386 | 35.0409 | 35.0386 | 35 | 1 | 1 | 0 | 7.2 | 1 | 7.2 | 5970.903 | 18 | 0 | 0 | 0 | 0 | 0 | 0 | 0 | 0 | 0 | 0 | 0 | 0 | 0
1607 | 67 | 3 | 9 | 2500 | 0 | 142.8571 | 0 | 53.9359 | 2696.793 | #DIV/0! |  | #DIV/0! | 18 | 2500 | 0 | 238.0952 | 2000 | 96.6958 | 4834.7911 | #DIV/0! | 2696.793 | 16.1291 | 30.0409 | 16.1291 | 2.759 | 21900.5763 | 21905.0173 | 2694.034 | 35.0409 | 35.048 | 35.0409 | 35 | 1 | 1 | 0 | 7.2 | 1 | 7.2 | 2694.034 | 18 | 0 | 0 | 0 | 0 | 0 | 0 | 0 | 0 | 0 | 0 | 0 | 0 | 0
1608 | 68 | 3 | 9 | 2500 | 0 | 142.8571 | 0 | 53.9359 | 2696.793 | #DIV/0! |  | #DIV/0! | 18 | 0 | 0 | 0 | 0 | 0 | 0 | 0 | 2696.793 | 16.1291 | 30.048 | 16.1291 | 3.238 | 21905.0173 | 21908.9793 | 2693.555 | 35.048 | 35.0544 | 35.048 | 35 | 1 | 1 | 0 | 7.2 | 1 | 7.2 | 2693.555 | 18 | 0 | 0 | 0 | 0 | 0 | 0 | 0 | 0 | 0 | 0 | 0 | 0 | 0
1609 | 68 | 3 | 9 | 2500 | 0 | 142.8571 | 0 | 53.9359 | 2696.793 | #DIV/0! |  | #DIV/0! | 18 | 0 | 0 | 0 | 0 | 0 | 0 | 0 | 2696.793 | 16.1291 | 30.0544 | 16.1291 | 3.6654 | 21908.9793 | 21912.5139 | 2693.1276 | 35.0544 | 35.06 | 35.0544 | 35 | 1 | 1 | 0 | 7.2 | 1 | 7.2 | 2693.1276 | 18 | 0 | 0 | 0 | 0 | 0 | 0 | 0 | 0 | 0 | 0 | 0 | 0 | 0
1610 | 68 | 3 | 9 | 2500 | 0 | 142.8571 | 0 | 53.9359 | 2696.793 | #DIV/0! |  | #DIV/0! | 18 | 0 | 0 | 0 | 0 | 0 | 0 | 0 | 2696.793 | 16.1291 | 30.06 | 16.1291 | 4.0467 | 21912.5139 | 21915.6672 | 2692.7463 | 35.06 | 35.0651 | 35.06 | 35 | 1 | 1 | 0 | 7.2 | 1 | 7.2 | 2692.7463 | 18 | 0 | 0 | 0 | 0 | 0 | 0 | 0 | 0 | 0 | 0 | 0 | 0 | 0
1611 | 68 | 3 | 9 | 2500 | 0 | 142.8571 | 0 | 53.9359 | 2696.793 | #DIV/0! |  | #DIV/0! | 18 | 0 | 0 | 0 | 0 | 0 | 0 | 0 | 2696.793 | 16.1291 | 30.0651 | 16.1291 | 4.3868 | 21915.6672 | 21918.4804 | 2692.4062 | 35.0651 | 35.0696 | 35.0651 | 35 | 1 | 1 | 0 | 7.2 | 1 | 7.2 | 2692.4062 | 18 | 0 | 0 | 0 | 0 | 0 | 0 | 0 | 0 | 0 | 0 | 0 | 0 | 0
1612 | 68 | 3 | 9 | 2500 | 0 | 142.8571 | 0 | 53.9359 | 2696.793 | #DIV/0! |  | #DIV/0! | 18 | 0 | 0 | 0 | 0 | 0 | 0 | 0 | 2696.793 | 16.1291 | 30.0696 | 16.1291 | 4.6903 | 21918.4804 | 21920.9901 | 2692.1027 | 35.0696 | 35.0736 | 35.0696 | 35 | 1 | 1 | 0 | 7.2 | 1 | 7.2 | 2692.1027 | 18 | 0 | 0 | 0 | 0 | 0 | 0 | 0 | 0 | 0 | 0 | 0 | 0 | 0
1613 | 68 | 3 | 9 | 2500 | 3857.1429 | 142.8571 | 0 | 132.6531 | 6632.6531 | #DIV/0! |  | #DIV/0! | 18 | 0 | 0 | 0 | 0 | 0 | 0 | 0 | 6632.6531 | 39.669 | 30.0736 | 39.669 | 12.2014 | 21920.9901 | 21915.9886 | 6620.4516 | 35.0736 | 35.0656 | 35.0736 | 35 | 1 | 1 | 0 | 7.2 | 1 | 7.2 | 6620.4516 | 18 | 0 | 0 | 0 | 0 | 0 | 0 | 0 | 0 | 0 | 0 | 0 | 0 | 0
1614 | 68 | 3 | 9 | 2500 | 6428.5714 | 142.8571 | 0 | 185.1312 | 9256.5598 | #DIV/0! |  | #DIV/0! | 18 | 0 | 0 | 0 | 0 | 0 | 0 | 0 | 9256.5598 | 55.3622 | 30.0656 | 55.3622 | 15.1765 | 21915.9886 | 21908.0121 | 9241.3832 | 35.0656 | 35.0528 | 35.0656 | 35 | 1 | 1 | 0 | 7.2 | 1 | 7.2 | 9241.3832 | 18 | 0 | 0 | 0 | 0 | 0 | 0 | 0 | 0 | 0 | 0 | 0 | 0 | 0
1615 | 68 | 3 | 9 | 2500 | 6428.5714 | 142.8571 | 1428.5714 | 214.2857 | 10714.2857 | #DIV/0! |  | #DIV/0! | 18 | 0 | 0 | 0 | 0 | 0 | 0 | 0 | 10714.2857 | 64.0807 | 30.0528 | 64.0807 | 14.148 | 21908.0121 | 21901.064 | 10700.1377 | 35.0528 | 35.0417 | 35.0528 | 35 | 1 | 1 | 0 | 7.2 | 1 | 7.2 | 10700.1377 | 18 | 0 | 0 | 0 | 0 | 0 | 0 | 0 | 0 | 0 | 0 | 0 | 0 | 0
1616 | 68 | 3 | 9 | 2500 | 6428.5714 | 142.8571 | 1428.5714 | 214.2857 | 10714.2857 | #DIV/0! |  | #DIV/0! | 18 | 0 | 0 | 0 | 0 | 0 | 0 | 0 | 10714.2857 | 64.0807 | 30.0417 | 64.0807 | 11.1703 | 21901.064 | 21897.0937 | 10703.1154 | 35.0417 | 35.0353 | 35.0417 | 35 | 1 | 1 | 0 | 7.2 | 1 | 7.2 | 10703.1154 | 18 | 0 | 0 | 0 | 0 | 0 | 0 | 0 | 0 | 0 | 0 | 0 | 0 | 0
1617 | 68 | 3 | 9 | 2500 | 2571.4286 | 142.8571 | 1428.5714 | 135.5685 | 6778.4257 | #DIV/0! |  | #DIV/0! | 18 | 0 | 0 | 0 | 0 | 0 | 0 | 0 | 6778.4257 | 40.5408 | 30.0353 | 40.5408 | 5.9904 | 21897.0937 | 21898.3033 | 6772.4352 | 35.0353 | 35.0373 | 35.0353 | 35 | 1 | 1 | 0 | 7.2 | 1 | 7.2 | 6772.4352 | 18 | 0 | 0 | 0 | 0 | 0 | 0 | 0 | 0 | 0 | 0 | 0 | 0 | 0
1618 | 68 | 3 | 9 | 2500 | 0 | 142.8571 | 1428.5714 | 83.0904 | 4154.519 | #DIV/0! |  | #DIV/0! | 18 | 0 | 0 | 0 | 0 | 0 | 0 | 0 | 4154.519 | 24.8476 | 30.0373 | 24.8476 | 3.8726 | 21898.3033 | 21901.6307 | 4150.6464 | 35.0373 | 35.0426 | 35.0373 | 35 | 1 | 1 | 0 | 7.2 | 1 | 7.2 | 4150.6464 | 18 | 0 | 0 | 0 | 0 | 0 | 0 | 0 | 0 | 0 | 0 | 0 | 0 | 0
1619 | 68 | 3 | 9 | 2500 | 0 | 142.8571 | 1428.5714 | 83.0904 | 4154.519 | #DIV/0! |  | #DIV/0! | 18 | 0 | 0 | 0 | 0 | 0 | 0 | 0 | 4154.519 | 24.8476 | 30.0426 | 24.8476 | 4.4255 | 21901.6307 | 21904.4052 | 4150.0934 | 35.0426 | 35.047 | 35.0426 | 35 | 1 | 1 | 0 | 7.2 | 1 | 7.2 | 4150.0934 | 18 | 0 | 0 | 0 | 0 | 0 | 0 | 0 | 0 | 0 | 0 | 0 | 0 | 0
1620 | 68 | 3 | 9 | 2500 | 0 | 142.8571 | 1428.5714 | 83.0904 | 4154.519 | #DIV/0! |  | #DIV/0! | 18 | 2500 | 0 | 238.0952 | 0 | 55.8795 | 2793.9747 | #DIV/0! | 4154.519 | 24.8476 | 30.047 | 24.8476 | 4.8866 | 21904.4052 | 21906.7186 | 4149.6324 | 35.047 | 35.0507 | 35.047 | 35 | 1 | 1 | 0 | 7.2 | 1 | 7.2 | 4149.6324 | 18 | 0 | 0 | 0 | 0 | 0 | 0 | 0 | 0 | 0 | 0 | 0 | 0 | 0
1621 | 68 | 3 | 9 | 2500 | 0 | 142.8571 | 1428.5714 | 83.0904 | 4154.519 | #DIV/0! |  | #DIV/0! | 18 | 2500 | 0 | 238.0952 | 0 | 55.8795 | 2793.9747 | #DIV/0! | 4154.519 | 24.8476 | 30.0507 | 24.8476 | 5.271 | 21906.7186 | 21908.6476 | 4149.2479 | 35.0507 | 35.0538 | 35.0507 | 35 | 1 | 1 | 0 | 7.2 | 1 | 7.2 | 4149.2479 | 18 | 0 | 0 | 0 | 0 | 0 | 0 | 0 | 0 | 0 | 0 | 0 | 0 | 0
1622 | 68 | 3 | 9 | 2500 | 0 | 142.8571 | 1428.5714 | 83.0904 | 4154.519 | #DIV/0! |  | #DIV/0! | 18 | 2500 | 0 | 238.0952 | 0 | 55.8795 | 2793.9747 | #DIV/0! | 4154.519 | 24.8476 | 30.0538 | 24.8476 | 5.5916 | 21908.6476 | 21910.256 | 4148.9274 | 35.0538 | 35.0564 | 35.0538 | 35 | 1 | 1 | 0 | 7.2 | 1 | 7.2 | 4148.9274 | 18 | 0 | 0 | 0 | 0 | 0 | 0 | 0 | 0 | 0 | 0 | 0 | 0 | 0
1623 | 68 | 3 | 9 | 2500 | 0 | 142.8571 | 1428.5714 | 83.0904 | 4154.519 | #DIV/0! |  | #DIV/0! | 18 | 2500 | 0 | 238.0952 | 0 | 55.8795 | 2793.9747 | #DIV/0! | 4154.519 | 24.8476 | 30.0564 | 24.8476 | 5.8589 | 21910.256 | 21911.5972 | 4148.6601 | 35.0564 | 35.0586 | 35.0564 | 35 | 1 | 1 | 0 | 7.2 | 1 | 7.2 | 4148.6601 | 18 | 0 | 0 | 0 | 0 | 0 | 0 | 0 | 0 | 0 | 0 | 0 | 0 | 0
1624 | 68 | 3 | 9 | 2500 | 0 | 142.8571 | 1428.5714 | 83.0904 | 4154.519 | #DIV/0! |  | #DIV/0! | 18 | 2500 | 0 | 238.0952 | 0 | 55.8795 | 2793.9747 | #DIV/0! | 4154.519 | 24.8476 | 30.0586 | 24.8476 | 6.0817 | 21911.5972 | 21912.7154 | 4148.4372 | 35.0586 | 35.0603 | 35.0586 | 35 | 1 | 1 | 0 | 7.2 | 1 | 7.2 | 4148.4372 | 18 | 0 | 0 | 0 | 0 | 0 | 0 | 0 | 0 | 0 | 0 | 0 | 0 | 0
1625 | 68 | 3 | 9 | 2500 | 0 | 142.8571 | 0 | 53.9359 | 2696.793 | #DIV/0! |  | #DIV/0! | 18 | 2500 | 3857.1429 | 238.0952 | 0 | 134.5967 | 6729.8348 | #DIV/0! | 2696.793 | 16.1291 | 30.0603 | 16.1291 | 4.0684 | 21912.7154 | 21915.847 | 2692.7246 | 35.0603 | 35.0654 | 35.0603 | 35 | 1 | 1 | 0 | 7.2 | 1 | 7.2 | 2692.7246 | 18 | 0 | 0 | 0 | 0 | 0 | 0 | 0 | 0 | 0 | 0 | 0 | 0 | 0
1626 | 68 | 3 | 9 | 2500 | 3214.2857 | 142.8571 | 0 | 119.5335 | 5976.6764 | #DIV/0! |  | #DIV/0! | 18 | 2500 | 6428.5714 | 238.0952 | 0 | 187.0748 | 9353.7415 | #DIV/0! | 5976.6764 | 35.7457 | 30.0654 | 35.7457 | 9.7652 | 21915.847 | 21913.2818 | 5966.9112 | 35.0654 | 35.0613 | 35.0654 | 35 | 1 | 1 | 0 | 7.2 | 1 | 7.2 | 5966.9112 | 18 | 0 | 0 | 0 | 0 | 0 | 0 | 0 | 0 | 0 | 0 | 0 | 0 | 0
1627 | 68 | 3 | 9 | 2500 | 6428.5714 | 142.8571 | 0 | 185.1312 | 9256.5598 | #DIV/0! |  | #DIV/0! | 18 | 2500 | 6428.5714 | 238.0952 | 2000 | 227.8912 | 11394.5578 | #DIV/0! | 9256.5598 | 55.3622 | 30.0613 | 55.3622 | 14.1743 | 21913.2818 | 21906.3075 | 9242.3854 | 35.0613 | 35.0501 | 35.0613 | 35 | 1 | 1 | 0 | 7.2 | 1 | 7.2 | 9242.3854 | 18 | 0 | 0 | 0 | 0 | 0 | 0 | 0 | 0 | 0 | 0 | 0 | 0 | 0
1628 | 68 | 3 | 9 | 2500 | 6428.5714 | 142.8571 | 0 | 185.1312 | 9256.5598 | #DIV/0! |  | #DIV/0! | 18 | 2500 | 6428.5714 | 238.0952 | 2000 | 227.8912 | 11394.5578 | #DIV/0! | 9256.5598 | 55.3622 | 30.0501 | 55.3622 | 11.592 | 21906.3075 | 21901.9155 | 9244.9678 | 35.0501 | 35.0431 | 35.0501 | 35 | 1 | 1 | 0 | 7.2 | 1 | 7.2 | 9244.9678 | 18 | 0 | 0 | 0 | 0 | 0 | 0 | 0 | 0 | 0 | 0 | 0 | 0 | 0
1629 | 68 | 3 | 9 | 2500 | 6428.5714 | 142.8571 | 0 | 185.1312 | 9256.5598 | #DIV/0! |  | #DIV/0! | 18 | 2500 | 2571.4286 | 238.0952 | 2000 | 149.174 | 7458.6978 | #DIV/0! | 9256.5598 | 55.3622 | 30.0431 | 55.3622 | 9.9658 | 21901.9155 | 21899.1497 | 9246.594 | 35.0431 | 35.0386 | 35.0431 | 35 | 1 | 1 | 0 | 7.2 | 1 | 7.2 | 9246.594 | 18 | 0 | 0 | 0 | 0 | 0 | 0 | 0 | 0 | 0 | 0 | 0 | 0 | 0
1630 | 68 | 3 | 9 | 2500 | 3214.2857 | 142.8571 | 0 | 119.5335 | 5976.6764 | #DIV/0! |  | #DIV/0! | 18 | 2500 | 0 | 238.0952 | 2000 | 96.6958 | 4834.7911 | #DIV/0! | 5976.6764 | 35.7457 | 30.0386 | 35.7457 | 5.7734 | 21899.1497 | 21900.5763 | 5970.903 | 35.0386 | 35.0409 | 35.0386 | 35 | 1 | 1 | 0 | 7.2 | 1 | 7.2 | 5970.903 | 18 | 0 | 0 | 0 | 0 | 0 | 0 | 0 | 0 | 0 | 0 | 0 | 0 | 0
1631 | 68 | 3 | 10 | 2500 | 0 | 142.8571 | 0 | 53.9359 | 2696.793 | #DIV/0! |  | #DIV/0! | 18 | 2500 | 0 | 238.0952 | 2000 | 96.6958 | 4834.7911 | #DIV/0! | 2696.793 | 16.1291 | 30.0409 | 16.1291 | 2.759 | 21900.5763 | 21905.0173 | 2694.034 | 35.0409 | 35.048 | 35.0409 | 35 | 1 | 1 | 0 | 7.2 | 1 | 7.2 | 2694.034 | 18 | 0 | 0 | 0 | 0 | 0 | 0 | 0 | 0 | 0 | 0 | 0 | 0 | 0
1632 | 69 | 3 | 10 | 2500 | 0 | 142.8571 | 0 | 53.9359 | 2696.793 | #DIV/0! |  | #DIV/0! | 18 | 0 | 0 | 0 | 0 | 0 | 0 | 0 | 2696.793 | 16.1291 | 30.048 | 16.1291 | 3.238 | 21905.0173 | 21908.9793 | 2693.555 | 35.048 | 35.0544 | 35.048 | 35 | 1 | 1 | 0 | 7.2 | 1 | 7.2 | 2693.555 | 18 | 0 | 0 | 0 | 0 | 0 | 0 | 0 | 0 | 0 | 0 | 0 | 0 | 0
1633 | 69 | 3 | 10 | 2500 | 0 | 142.8571 | 0 | 53.9359 | 2696.793 | #DIV/0! |  | #DIV/0! | 18 | 0 | 0 | 0 | 0 | 0 | 0 | 0 | 2696.793 | 16.1291 | 30.0544 | 16.1291 | 3.6654 | 21908.9793 | 21912.5139 | 2693.1276 | 35.0544 | 35.06 | 35.0544 | 35 | 1 | 1 | 0 | 7.2 | 1 | 7.2 | 2693.1276 | 18 | 0 | 0 | 0 | 0 | 0 | 0 | 0 | 0 | 0 | 0 | 0 | 0 | 0
1634 | 69 | 3 | 10 | 2500 | 0 | 142.8571 | 0 | 53.9359 | 2696.793 | #DIV/0! |  | #DIV/0! | 18 | 0 | 0 | 0 | 0 | 0 | 0 | 0 | 2696.793 | 16.1291 | 30.06 | 16.1291 | 4.0467 | 21912.5139 | 21915.6672 | 2692.7463 | 35.06 | 35.0651 | 35.06 | 35 | 1 | 1 | 0 | 7.2 | 1 | 7.2 | 2692.7463 | 18 | 0 | 0 | 0 | 0 | 0 | 0 | 0 | 0 | 0 | 0 | 0 | 0 | 0
1635 | 69 | 3 | 10 | 2500 | 0 | 142.8571 | 0 | 53.9359 | 2696.793 | #DIV/0! |  | #DIV/0! | 18 | 0 | 0 | 0 | 0 | 0 | 0 | 0 | 2696.793 | 16.1291 | 30.0651 | 16.1291 | 4.3868 | 21915.6672 | 21918.4804 | 2692.4062 | 35.0651 | 35.0696 | 35.0651 | 35 | 1 | 1 | 0 | 7.2 | 1 | 7.2 | 2692.4062 | 18 | 0 | 0 | 0 | 0 | 0 | 0 | 0 | 0 | 0 | 0 | 0 | 0 | 0
1636 | 69 | 3 | 10 | 2500 | 0 | 142.8571 | 0 | 53.9359 | 2696.793 | #DIV/0! |  | #DIV/0! | 18 | 0 | 0 | 0 | 0 | 0 | 0 | 0 | 2696.793 | 16.1291 | 30.0696 | 16.1291 | 4.6903 | 21918.4804 | 21920.9901 | 2692.1027 | 35.0696 | 35.0736 | 35.0696 | 35 | 1 | 1 | 0 | 7.2 | 1 | 7.2 | 2692.1027 | 18 | 0 | 0 | 0 | 0 | 0 | 0 | 0 | 0 | 0 | 0 | 0 | 0 | 0
1637 | 69 | 3 | 10 | 2500 | 3857.1429 | 142.8571 | 0 | 132.6531 | 6632.6531 | #DIV/0! |  | #DIV/0! | 18 | 0 | 0 | 0 | 0 | 0 | 0 | 0 | 6632.6531 | 39.669 | 30.0736 | 39.669 | 12.2014 | 21920.9901 | 21915.9886 | 6620.4516 | 35.0736 | 35.0656 | 35.0736 | 35 | 1 | 1 | 0 | 7.2 | 1 | 7.2 | 6620.4516 | 18 | 0 | 0 | 0 | 0 | 0 | 0 | 0 | 0 | 0 | 0 | 0 | 0 | 0
1638 | 69 | 3 | 10 | 2500 | 6428.5714 | 142.8571 | 0 | 185.1312 | 9256.5598 | #DIV/0! |  | #DIV/0! | 18 | 0 | 0 | 0 | 0 | 0 | 0 | 0 | 9256.5598 | 55.3622 | 30.0656 | 55.3622 | 15.1765 | 21915.9886 | 21908.0121 | 9241.3832 | 35.0656 | 35.0528 | 35.0656 | 35 | 1 | 1 | 0 | 7.2 | 1 | 7.2 | 9241.3832 | 18 | 0 | 0 | 0 | 0 | 0 | 0 | 0 | 0 | 0 | 0 | 0 | 0 | 0
1639 | 69 | 3 | 10 | 2500 | 6428.5714 | 142.8571 | 1428.5714 | 214.2857 | 10714.2857 | #DIV/0! |  | #DIV/0! | 18 | 0 | 0 | 0 | 0 | 0 | 0 | 0 | 10714.2857 | 64.0807 | 30.0528 | 64.0807 | 14.148 | 21908.0121 | 21901.064 | 10700.1377 | 35.0528 | 35.0417 | 35.0528 | 35 | 1 | 1 | 0 | 7.2 | 1 | 7.2 | 10700.1377 | 18 | 0 | 0 | 0 | 0 | 0 | 0 | 0 | 0 | 0 | 0 | 0 | 0 | 0
1640 | 69 | 3 | 10 | 2500 | 6428.5714 | 142.8571 | 1428.5714 | 214.2857 | 10714.2857 | #DIV/0! |  | #DIV/0! | 18 | 0 | 0 | 0 | 0 | 0 | 0 | 0 | 10714.2857 | 64.0807 | 30.0417 | 64.0807 | 11.1703 | 21901.064 | 21897.0937 | 10703.1154 | 35.0417 | 35.0353 | 35.0417 | 35 | 1 | 1 | 0 | 7.2 | 1 | 7.2 | 10703.1154 | 18 | 0 | 0 | 0 | 0 | 0 | 0 | 0 | 0 | 0 | 0 | 0 | 0 | 0
1641 | 69 | 3 | 10 | 2500 | 2571.4286 | 142.8571 | 1428.5714 | 135.5685 | 6778.4257 | #DIV/0! |  | #DIV/0! | 18 | 0 | 0 | 0 | 0 | 0 | 0 | 0 | 6778.4257 | 40.5408 | 30.0353 | 40.5408 | 5.9904 | 21897.0937 | 21898.3033 | 6772.4352 | 35.0353 | 35.0373 | 35.0353 | 35 | 1 | 1 | 0 | 7.2 | 1 | 7.2 | 6772.4352 | 18 | 0 | 0 | 0 | 0 | 0 | 0 | 0 | 0 | 0 | 0 | 0 | 0 | 0
1642 | 69 | 3 | 10 | 2500 | 0 | 142.8571 | 1428.5714 | 83.0904 | 4154.519 | #DIV/0! |  | #DIV/0! | 18 | 0 | 0 | 0 | 0 | 0 | 0 | 0 | 4154.519 | 24.8476 | 30.0373 | 24.8476 | 3.8726 | 21898.3033 | 21901.6307 | 4150.6464 | 35.0373 | 35.0426 | 35.0373 | 35 | 1 | 1 | 0 | 7.2 | 1 | 7.2 | 4150.6464 | 18 | 0 | 0 | 0 | 0 | 0 | 0 | 0 | 0 | 0 | 0 | 0 | 0 | 0
1643 | 69 | 3 | 10 | 2500 | 0 | 142.8571 | 1428.5714 | 83.0904 | 4154.519 | #DIV/0! |  | #DIV/0! | 18 | 0 | 0 | 0 | 0 | 0 | 0 | 0 | 4154.519 | 24.8476 | 30.0426 | 24.8476 | 4.4255 | 21901.6307 | 21904.4052 | 4150.0934 | 35.0426 | 35.047 | 35.0426 | 35 | 1 | 1 | 0 | 7.2 | 1 | 7.2 | 4150.0934 | 18 | 0 | 0 | 0 | 0 | 0 | 0 | 0 | 0 | 0 | 0 | 0 | 0 | 0
1644 | 69 | 3 | 10 | 2500 | 0 | 142.8571 | 1428.5714 | 83.0904 | 4154.519 | #DIV/0! |  | #DIV/0! | 18 | 2500 | 0 | 238.0952 | 0 | 55.8795 | 2793.9747 | #DIV/0! | 4154.519 | 24.8476 | 30.047 | 24.8476 | 4.8866 | 21904.4052 | 21906.7186 | 4149.6324 | 35.047 | 35.0507 | 35.047 | 35 | 1 | 1 | 0 | 7.2 | 1 | 7.2 | 4149.6324 | 18 | 0 | 0 | 0 | 0 | 0 | 0 | 0 | 0 | 0 | 0 | 0 | 0 | 0
1645 | 69 | 3 | 10 | 2500 | 0 | 142.8571 | 1428.5714 | 83.0904 | 4154.519 | #DIV/0! |  | #DIV/0! | 18 | 2500 | 0 | 238.0952 | 0 | 55.8795 | 2793.9747 | #DIV/0! | 4154.519 | 24.8476 | 30.0507 | 24.8476 | 5.271 | 21906.7186 | 21908.6476 | 4149.2479 | 35.0507 | 35.0538 | 35.0507 | 35 | 1 | 1 | 0 | 7.2 | 1 | 7.2 | 4149.2479 | 18 | 0 | 0 | 0 | 0 | 0 | 0 | 0 | 0 | 0 | 0 | 0 | 0 | 0
1646 | 69 | 3 | 10 | 2500 | 0 | 142.8571 | 1428.5714 | 83.0904 | 4154.519 | #DIV/0! |  | #DIV/0! | 18 | 2500 | 0 | 238.0952 | 0 | 55.8795 | 2793.9747 | #DIV/0! | 4154.519 | 24.8476 | 30.0538 | 24.8476 | 5.5916 | 21908.6476 | 21910.256 | 4148.9274 | 35.0538 | 35.0564 | 35.0538 | 35 | 1 | 1 | 0 | 7.2 | 1 | 7.2 | 4148.9274 | 18 | 0 | 0 | 0 | 0 | 0 | 0 | 0 | 0 | 0 | 0 | 0 | 0 | 0
1647 | 69 | 3 | 10 | 2500 | 0 | 142.8571 | 1428.5714 | 83.0904 | 4154.519 | #DIV/0! |  | #DIV/0! | 18 | 2500 | 0 | 238.0952 | 0 | 55.8795 | 2793.9747 | #DIV/0! | 4154.519 | 24.8476 | 30.0564 | 24.8476 | 5.8589 | 21910.256 | 21911.5972 | 4148.6601 | 35.0564 | 35.0586 | 35.0564 | 35 | 1 | 1 | 0 | 7.2 | 1 | 7.2 | 4148.6601 | 18 | 0 | 0 | 0 | 0 | 0 | 0 | 0 | 0 | 0 | 0 | 0 | 0 | 0
1648 | 69 | 3 | 10 | 2500 | 0 | 142.8571 | 1428.5714 | 83.0904 | 4154.519 | #DIV/0! |  | #DIV/0! | 18 | 2500 | 0 | 238.0952 | 0 | 55.8795 | 2793.9747 | #DIV/0! | 4154.519 | 24.8476 | 30.0586 | 24.8476 | 6.0817 | 21911.5972 | 21912.7154 | 4148.4372 | 35.0586 | 35.0603 | 35.0586 | 35 | 1 | 1 | 0 | 7.2 | 1 | 7.2 | 4148.4372 | 18 | 0 | 0 | 0 | 0 | 0 | 0 | 0 | 0 | 0 | 0 | 0 | 0 | 0
1649 | 69 | 3 | 10 | 2500 | 0 | 142.8571 | 0 | 53.9359 | 2696.793 | #DIV/0! |  | #DIV/0! | 18 | 2500 | 3857.1429 | 238.0952 | 0 | 134.5967 | 6729.8348 | #DIV/0! | 2696.793 | 16.1291 | 30.0603 | 16.1291 | 4.0684 | 21912.7154 | 21915.847 | 2692.7246 | 35.0603 | 35.0654 | 35.0603 | 35 | 1 | 1 | 0 | 7.2 | 1 | 7.2 | 2692.7246 | 18 | 0 | 0 | 0 | 0 | 0 | 0 | 0 | 0 | 0 | 0 | 0 | 0 | 0
1650 | 69 | 3 | 10 | 2500 | 3214.2857 | 142.8571 | 0 | 119.5335 | 5976.6764 | #DIV/0! |  | #DIV/0! | 18 | 2500 | 6428.5714 | 238.0952 | 0 | 187.0748 | 9353.7415 | #DIV/0! | 5976.6764 | 35.7457 | 30.0654 | 35.7457 | 9.7652 | 21915.847 | 21913.2818 | 5966.9112 | 35.0654 | 35.0613 | 35.0654 | 35 | 1 | 1 | 0 | 7.2 | 1 | 7.2 | 5966.9112 | 18 | 0 | 0 | 0 | 0 | 0 | 0 | 0 | 0 | 0 | 0 | 0 | 0 | 0
1651 | 69 | 3 | 10 | 2500 | 6428.5714 | 142.8571 | 0 | 185.1312 | 9256.5598 | #DIV/0! |  | #DIV/0! | 18 | 2500 | 6428.5714 | 238.0952 | 2000 | 227.8912 | 11394.5578 | #DIV/0! | 9256.5598 | 55.3622 | 30.0613 | 55.3622 | 14.1743 | 21913.2818 | 21906.3075 | 9242.3854 | 35.0613 | 35.0501 | 35.0613 | 35 | 1 | 1 | 0 | 7.2 | 1 | 7.2 | 9242.3854 | 18 | 0 | 0 | 0 | 0 | 0 | 0 | 0 | 0 | 0 | 0 | 0 | 0 | 0
1652 | 69 | 3 | 10 | 2500 | 6428.5714 | 142.8571 | 0 | 185.1312 | 9256.5598 | #DIV/0! |  | #DIV/0! | 18 | 2500 | 6428.5714 | 238.0952 | 2000 | 227.8912 | 11394.5578 | #DIV/0! | 9256.5598 | 55.3622 | 30.0501 | 55.3622 | 11.592 | 21906.3075 | 21901.9155 | 9244.9678 | 35.0501 | 35.0431 | 35.0501 | 35 | 1 | 1 | 0 | 7.2 | 1 | 7.2 | 9244.9678 | 18 | 0 | 0 | 0 | 0 | 0 | 0 | 0 | 0 | 0 | 0 | 0 | 0 | 0
1653 | 69 | 3 | 10 | 2500 | 6428.5714 | 142.8571 | 0 | 185.1312 | 9256.5598 | #DIV/0! |  | #DIV/0! | 18 | 2500 | 2571.4286 | 238.0952 | 2000 | 149.174 | 7458.6978 | #DIV/0! | 9256.5598 | 55.3622 | 30.0431 | 55.3622 | 9.9658 | 21901.9155 | 21899.1497 | 9246.594 | 35.0431 | 35.0386 | 35.0431 | 35 | 1 | 1 | 0 | 7.2 | 1 | 7.2 | 9246.594 | 18 | 0 | 0 | 0 | 0 | 0 | 0 | 0 | 0 | 0 | 0 | 0 | 0 | 0
1654 | 69 | 3 | 10 | 2500 | 3214.2857 | 142.8571 | 0 | 119.5335 | 5976.6764 | #DIV/0! |  | #DIV/0! | 18 | 2500 | 0 | 238.0952 | 2000 | 96.6958 | 4834.7911 | #DIV/0! | 5976.6764 | 35.7457 | 30.0386 | 35.7457 | 5.7734 | 21899.1497 | 21900.5763 | 5970.903 | 35.0386 | 35.0409 | 35.0386 | 35 | 1 | 1 | 0 | 7.2 | 1 | 7.2 | 5970.903 | 18 | 0 | 0 | 0 | 0 | 0 | 0 | 0 | 0 | 0 | 0 | 0 | 0 | 0
1655 | 69 | 3 | 11 | 2500 | 0 | 142.8571 | 0 | 53.9359 | 2696.793 | #DIV/0! |  | #DIV/0! | 18 | 2500 | 0 | 238.0952 | 2000 | 96.6958 | 4834.7911 | #DIV/0! | 2696.793 | 16.1291 | 30.0409 | 16.1291 | 2.759 | 21900.5763 | 21905.0173 | 2694.034 | 35.0409 | 35.048 | 35.0409 | 35 | 1 | 1 | 0 | 7.2 | 1 | 7.2 | 2694.034 | 18 | 0 | 0 | 0 | 0 | 0 | 0 | 0 | 0 | 0 | 0 | 0 | 0 | 0
1656 | 70 | 3 | 11 | 2500 | 0 | 142.8571 | 0 | 53.9359 | 2696.793 | #DIV/0! |  | #DIV/0! | 18 | 0 | 0 | 0 | 0 | 0 | 0 | 0 | 2696.793 | 16.1291 | 30.048 | 16.1291 | 3.238 | 21905.0173 | 21908.9793 | 2693.555 | 35.048 | 35.0544 | 35.048 | 35 | 1 | 1 | 0 | 7.2 | 1 | 7.2 | 2693.555 | 18 | 0 | 0 | 0 | 0 | 0 | 0 | 0 | 0 | 0 | 0 | 0 | 0 | 0
1657 | 70 | 3 | 11 | 2500 | 0 | 142.8571 | 0 | 53.9359 | 2696.793 | #DIV/0! |  | #DIV/0! | 18 | 0 | 0 | 0 | 0 | 0 | 0 | 0 | 2696.793 | 16.1291 | 30.0544 | 16.1291 | 3.6654 | 21908.9793 | 21912.5139 | 2693.1276 | 35.0544 | 35.06 | 35.0544 | 35 | 1 | 1 | 0 | 7.2 | 1 | 7.2 | 2693.1276 | 18 | 0 | 0 | 0 | 0 | 0 | 0 | 0 | 0 | 0 | 0 | 0 | 0 | 0
1658 | 70 | 3 | 11 | 2500 | 0 | 142.8571 | 0 | 53.9359 | 2696.793 | #DIV/0! |  | #DIV/0! | 18 | 0 | 0 | 0 | 0 | 0 | 0 | 0 | 2696.793 | 16.1291 | 30.06 | 16.1291 | 4.0467 | 21912.5139 | 21915.6672 | 2692.7463 | 35.06 | 35.0651 | 35.06 | 35 | 1 | 1 | 0 | 7.2 | 1 | 7.2 | 2692.7463 | 18 | 0 | 0 | 0 | 0 | 0 | 0 | 0 | 0 | 0 | 0 | 0 | 0 | 0
1659 | 70 | 3 | 11 | 2500 | 0 | 142.8571 | 0 | 53.9359 | 2696.793 | #DIV/0! |  | #DIV/0! | 18 | 0 | 0 | 0 | 0 | 0 | 0 | 0 | 2696.793 | 16.1291 | 30.0651 | 16.1291 | 4.3868 | 21915.6672 | 21918.4804 | 2692.4062 | 35.0651 | 35.0696 | 35.0651 | 35 | 1 | 1 | 0 | 7.2 | 1 | 7.2 | 2692.4062 | 18 | 0 | 0 | 0 | 0 | 0 | 0 | 0 | 0 | 0 | 0 | 0 | 0 | 0
1660 | 70 | 3 | 11 | 2500 | 0 | 142.8571 | 0 | 53.9359 | 2696.793 | #DIV/0! |  | #DIV/0! | 18 | 0 | 0 | 0 | 0 | 0 | 0 | 0 | 2696.793 | 16.1291 | 30.0696 | 16.1291 | 4.6903 | 21918.4804 | 21920.9901 | 2692.1027 | 35.0696 | 35.0736 | 35.0696 | 35 | 1 | 1 | 0 | 7.2 | 1 | 7.2 | 2692.1027 | 18 | 0 | 0 | 0 | 0 | 0 | 0 | 0 | 0 | 0 | 0 | 0 | 0 | 0
1661 | 70 | 3 | 11 | 2500 | 3857.1429 | 142.8571 | 0 | 132.6531 | 6632.6531 | #DIV/0! |  | #DIV/0! | 18 | 0 | 0 | 0 | 0 | 0 | 0 | 0 | 6632.6531 | 39.669 | 30.0736 | 39.669 | 12.2014 | 21920.9901 | 21915.9886 | 6620.4516 | 35.0736 | 35.0656 | 35.0736 | 35 | 1 | 1 | 0 | 7.2 | 1 | 7.2 | 6620.4516 | 18 | 0 | 0 | 0 | 0 | 0 | 0 | 0 | 0 | 0 | 0 | 0 | 0 | 0
1662 | 70 | 3 | 11 | 2500 | 6428.5714 | 142.8571 | 0 | 185.1312 | 9256.5598 | #DIV/0! |  | #DIV/0! | 18 | 0 | 0 | 0 | 0 | 0 | 0 | 0 | 9256.5598 | 55.3622 | 30.0656 | 55.3622 | 15.1765 | 21915.9886 | 21908.0121 | 9241.3832 | 35.0656 | 35.0528 | 35.0656 | 35 | 1 | 1 | 0 | 7.2 | 1 | 7.2 | 9241.3832 | 18 | 0 | 0 | 0 | 0 | 0 | 0 | 0 | 0 | 0 | 0 | 0 | 0 | 0
1663 | 70 | 3 | 11 | 2500 | 6428.5714 | 142.8571 | 1428.5714 | 214.2857 | 10714.2857 | #DIV/0! |  | #DIV/0! | 18 | 0 | 0 | 0 | 0 | 0 | 0 | 0 | 10714.2857 | 64.0807 | 30.0528 | 64.0807 | 14.148 | 21908.0121 | 21901.064 | 10700.1377 | 35.0528 | 35.0417 | 35.0528 | 35 | 1 | 1 | 0 | 7.2 | 1 | 7.2 | 10700.1377 | 18 | 0 | 0 | 0 | 0 | 0 | 0 | 0 | 0 | 0 | 0 | 0 | 0 | 0
1664 | 70 | 3 | 11 | 2500 | 6428.5714 | 142.8571 | 1428.5714 | 214.2857 | 10714.2857 | #DIV/0! |  | #DIV/0! | 18 | 0 | 0 | 0 | 0 | 0 | 0 | 0 | 10714.2857 | 64.0807 | 30.0417 | 64.0807 | 11.1703 | 21901.064 | 21897.0937 | 10703.1154 | 35.0417 | 35.0353 | 35.0417 | 35 | 1 | 1 | 0 | 7.2 | 1 | 7.2 | 10703.1154 | 18 | 0 | 0 | 0 | 0 | 0 | 0 | 0 | 0 | 0 | 0 | 0 | 0 | 0
1665 | 70 | 3 | 11 | 2500 | 2571.4286 | 142.8571 | 1428.5714 | 135.5685 | 6778.4257 | #DIV/0! |  | #DIV/0! | 18 | 0 | 0 | 0 | 0 | 0 | 0 | 0 | 6778.4257 | 40.5408 | 30.0353 | 40.5408 | 5.9904 | 21897.0937 | 21898.3033 | 6772.4352 | 35.0353 | 35.0373 | 35.0353 | 35 | 1 | 1 | 0 | 7.2 | 1 | 7.2 | 6772.4352 | 18 | 0 | 0 | 0 | 0 | 0 | 0 | 0 | 0 | 0 | 0 | 0 | 0 | 0
1666 | 70 | 3 | 11 | 2500 | 0 | 142.8571 | 1428.5714 | 83.0904 | 4154.519 | #DIV/0! |  | #DIV/0! | 18 | 0 | 0 | 0 | 0 | 0 | 0 | 0 | 4154.519 | 24.8476 | 30.0373 | 24.8476 | 3.8726 | 21898.3033 | 21901.6307 | 4150.6464 | 35.0373 | 35.0426 | 35.0373 | 35 | 1 | 1 | 0 | 7.2 | 1 | 7.2 | 4150.6464 | 18 | 0 | 0 | 0 | 0 | 0 | 0 | 0 | 0 | 0 | 0 | 0 | 0 | 0
1667 | 70 | 3 | 11 | 2500 | 0 | 142.8571 | 1428.5714 | 83.0904 | 4154.519 | #DIV/0! |  | #DIV/0! | 18 | 0 | 0 | 0 | 0 | 0 | 0 | 0 | 4154.519 | 24.8476 | 30.0426 | 24.8476 | 4.4255 | 21901.6307 | 21904.4052 | 4150.0934 | 35.0426 | 35.047 | 35.0426 | 35 | 1 | 1 | 0 | 7.2 | 1 | 7.2 | 4150.0934 | 18 | 0 | 0 | 0 | 0 | 0 | 0 | 0 | 0 | 0 | 0 | 0 | 0 | 0
1668 | 70 | 3 | 11 | 2500 | 0 | 142.8571 | 1428.5714 | 83.0904 | 4154.519 | #DIV/0! |  | #DIV/0! | 18 | 2500 | 0 | 238.0952 | 0 | 55.8795 | 2793.9747 | #DIV/0! | 4154.519 | 24.8476 | 30.047 | 24.8476 | 4.8866 | 21904.4052 | 21906.7186 | 4149.6324 | 35.047 | 35.0507 | 35.047 | 35 | 1 | 1 | 0 | 7.2 | 1 | 7.2 | 4149.6324 | 18 | 0 | 0 | 0 | 0 | 0 | 0 | 0 | 0 | 0 | 0 | 0 | 0 | 0
1669 | 70 | 3 | 11 | 2500 | 0 | 142.8571 | 1428.5714 | 83.0904 | 4154.519 | #DIV/0! |  | #DIV/0! | 18 | 2500 | 0 | 238.0952 | 0 | 55.8795 | 2793.9747 | #DIV/0! | 4154.519 | 24.8476 | 30.0507 | 24.8476 | 5.271 | 21906.7186 | 21908.6476 | 4149.2479 | 35.0507 | 35.0538 | 35.0507 | 35 | 1 | 1 | 0 | 7.2 | 1 | 7.2 | 4149.2479 | 18 | 0 | 0 | 0 | 0 | 0 | 0 | 0 | 0 | 0 | 0 | 0 | 0 | 0
1670 | 70 | 3 | 11 | 2500 | 0 | 142.8571 | 1428.5714 | 83.0904 | 4154.519 | #DIV/0! |  | #DIV/0! | 18 | 2500 | 0 | 238.0952 | 0 | 55.8795 | 2793.9747 | #DIV/0! | 4154.519 | 24.8476 | 30.0538 | 24.8476 | 5.5916 | 21908.6476 | 21910.256 | 4148.9274 | 35.0538 | 35.0564 | 35.0538 | 35 | 1 | 1 | 0 | 7.2 | 1 | 7.2 | 4148.9274 | 18 | 0 | 0 | 0 | 0 | 0 | 0 | 0 | 0 | 0 | 0 | 0 | 0 | 0
1671 | 70 | 3 | 11 | 2500 | 0 | 142.8571 | 1428.5714 | 83.0904 | 4154.519 | #DIV/0! |  | #DIV/0! | 18 | 2500 | 0 | 238.0952 | 0 | 55.8795 | 2793.9747 | #DIV/0! | 4154.519 | 24.8476 | 30.0564 | 24.8476 | 5.8589 | 21910.256 | 21911.5972 | 4148.6601 | 35.0564 | 35.0586 | 35.0564 | 35 | 1 | 1 | 0 | 7.2 | 1 | 7.2 | 4148.6601 | 18 | 0 | 0 | 0 | 0 | 0 | 0 | 0 | 0 | 0 | 0 | 0 | 0 | 0
1672 | 70 | 3 | 11 | 2500 | 0 | 142.8571 | 1428.5714 | 83.0904 | 4154.519 | #DIV/0! |  | #DIV/0! | 18 | 2500 | 0 | 238.0952 | 0 | 55.8795 | 2793.9747 | #DIV/0! | 4154.519 | 24.8476 | 30.0586 | 24.8476 | 6.0817 | 21911.5972 | 21912.7154 | 4148.4372 | 35.0586 | 35.0603 | 35.0586 | 35 | 1 | 1 | 0 | 7.2 | 1 | 7.2 | 4148.4372 | 18 | 0 | 0 | 0 | 0 | 0 | 0 | 0 | 0 | 0 | 0 | 0 | 0 | 0
1673 | 70 | 3 | 11 | 2500 | 0 | 142.8571 | 0 | 53.9359 | 2696.793 | #DIV/0! |  | #DIV/0! | 18 | 2500 | 3857.1429 | 238.0952 | 0 | 134.5967 | 6729.8348 | #DIV/0! | 2696.793 | 16.1291 | 30.0603 | 16.1291 | 4.0684 | 21912.7154 | 21915.847 | 2692.7246 | 35.0603 | 35.0654 | 35.0603 | 35 | 1 | 1 | 0 | 7.2 | 1 | 7.2 | 2692.7246 | 18 | 0 | 0 | 0 | 0 | 0 | 0 | 0 | 0 | 0 | 0 | 0 | 0 | 0
1674 | 70 | 3 | 11 | 2500 | 3214.2857 | 142.8571 | 0 | 119.5335 | 5976.6764 | #DIV/0! |  | #DIV/0! | 18 | 2500 | 6428.5714 | 238.0952 | 0 | 187.0748 | 9353.7415 | #DIV/0! | 5976.6764 | 35.7457 | 30.0654 | 35.7457 | 9.7652 | 21915.847 | 21913.2818 | 5966.9112 | 35.0654 | 35.0613 | 35.0654 | 35 | 1 | 1 | 0 | 7.2 | 1 | 7.2 | 5966.9112 | 18 | 0 | 0 | 0 | 0 | 0 | 0 | 0 | 0 | 0 | 0 | 0 | 0 | 0
1675 | 70 | 3 | 11 | 2500 | 6428.5714 | 142.8571 | 0 | 185.1312 | 9256.5598 | #DIV/0! |  | #DIV/0! | 18 | 2500 | 6428.5714 | 238.0952 | 2000 | 227.8912 | 11394.5578 | #DIV/0! | 9256.5598 | 55.3622 | 30.0613 | 55.3622 | 14.1743 | 21913.2818 | 21906.3075 | 9242.3854 | 35.0613 | 35.0501 | 35.0613 | 35 | 1 | 1 | 0 | 7.2 | 1 | 7.2 | 9242.3854 | 18 | 0 | 0 | 0 | 0 | 0 | 0 | 0 | 0 | 0 | 0 | 0 | 0 | 0
1676 | 70 | 3 | 11 | 2500 | 6428.5714 | 142.8571 | 0 | 185.1312 | 9256.5598 | #DIV/0! |  | #DIV/0! | 18 | 2500 | 6428.5714 | 238.0952 | 2000 | 227.8912 | 11394.5578 | #DIV/0! | 9256.5598 | 55.3622 | 30.0501 | 55.3622 | 11.592 | 21906.3075 | 21901.9155 | 9244.9678 | 35.0501 | 35.0431 | 35.0501 | 35 | 1 | 1 | 0 | 7.2 | 1 | 7.2 | 9244.9678 | 18 | 0 | 0 | 0 | 0 | 0 | 0 | 0 | 0 | 0 | 0 | 0 | 0 | 0
1677 | 70 | 3 | 11 | 2500 | 6428.5714 | 142.8571 | 0 | 185.1312 | 9256.5598 | #DIV/0! |  | #DIV/0! | 18 | 2500 | 2571.4286 | 238.0952 | 2000 | 149.174 | 7458.6978 | #DIV/0! | 9256.5598 | 55.3622 | 30.0431 | 55.3622 | 9.9658 | 21901.9155 | 21899.1497 | 9246.594 | 35.0431 | 35.0386 | 35.0431 | 35 | 1 | 1 | 0 | 7.2 | 1 | 7.2 | 9246.594 | 18 | 0 | 0 | 0 | 0 | 0 | 0 | 0 | 0 | 0 | 0 | 0 | 0 | 0
1678 | 70 | 3 | 11 | 2500 | 3214.2857 | 142.8571 | 0 | 119.5335 | 5976.6764 | #DIV/0! |  | #DIV/0! | 18 | 2500 | 0 | 238.0952 | 2000 | 96.6958 | 4834.7911 | #DIV/0! | 5976.6764 | 35.7457 | 30.0386 | 35.7457 | 5.7734 | 21899.1497 | 21900.5763 | 5970.903 | 35.0386 | 35.0409 | 35.0386 | 35 | 1 | 1 | 0 | 7.2 | 1 | 7.2 | 5970.903 | 18 | 0 | 0 | 0 | 0 | 0 | 0 | 0 | 0 | 0 | 0 | 0 | 0 | 0
1679 | 70 | 3 | 12 | 2500 | 0 | 142.8571 | 0 | 53.9359 | 2696.793 | #DIV/0! |  | #DIV/0! | 18 | 2500 | 0 | 238.0952 | 2000 | 96.6958 | 4834.7911 | #DIV/0! | 2696.793 | 16.1291 | 30.0409 | 16.1291 | 2.759 | 21900.5763 | 21905.0173 | 2694.034 | 35.0409 | 35.048 | 35.0409 | 35 | 1 | 1 | 0 | 7.2 | 1 | 7.2 | 2694.034 | 18 | 0 | 0 | 0 | 0 | 0 | 0 | 0 | 0 | 0 | 0 | 0 | 0 | 0
1680 | 71 | 3 | 12 | 2500 | 0 | 142.8571 | 0 | 53.9359 | 2696.793 | #DIV/0! |  | #DIV/0! | 18 | 0 | 0 | 0 | 0 | 0 | 0 | 0 | 2696.793 | 16.1291 | 30.048 | 16.1291 | 3.238 | 21905.0173 | 21908.9793 | 2693.555 | 35.048 | 35.0544 | 35.048 | 35 | 1 | 1 | 0 | 7.2 | 1 | 7.2 | 2693.555 | 18 | 0 | 0 | 0 | 0 | 0 | 0 | 0 | 0 | 0 | 0 | 0 | 0 | 0
1681 | 71 | 3 | 12 | 2500 | 0 | 142.8571 | 0 | 53.9359 | 2696.793 | #DIV/0! |  | #DIV/0! | 18 | 0 | 0 | 0 | 0 | 0 | 0 | 0 | 2696.793 | 16.1291 | 30.0544 | 16.1291 | 3.6654 | 21908.9793 | 21912.5139 | 2693.1276 | 35.0544 | 35.06 | 35.0544 | 35 | 1 | 1 | 0 | 7.2 | 1 | 7.2 | 2693.1276 | 18 | 0 | 0 | 0 | 0 | 0 | 0 | 0 | 0 | 0 | 0 | 0 | 0 | 0
1682 | 71 | 3 | 12 | 2500 | 0 | 142.8571 | 0 | 53.9359 | 2696.793 | #DIV/0! |  | #DIV/0! | 18 | 0 | 0 | 0 | 0 | 0 | 0 | 0 | 2696.793 | 16.1291 | 30.06 | 16.1291 | 4.0467 | 21912.5139 | 21915.6672 | 2692.7463 | 35.06 | 35.0651 | 35.06 | 35 | 1 | 1 | 0 | 7.2 | 1 | 7.2 | 2692.7463 | 18 | 0 | 0 | 0 | 0 | 0 | 0 | 0 | 0 | 0 | 0 | 0 | 0 | 0
1683 | 71 | 3 | 12 | 2500 | 0 | 142.8571 | 0 | 53.9359 | 2696.793 | #DIV/0! |  | #DIV/0! | 18 | 0 | 0 | 0 | 0 | 0 | 0 | 0 | 2696.793 | 16.1291 | 30.0651 | 16.1291 | 4.3868 | 21915.6672 | 21918.4804 | 2692.4062 | 35.0651 | 35.0696 | 35.0651 | 35 | 1 | 1 | 0 | 7.2 | 1 | 7.2 | 2692.4062 | 18 | 0 | 0 | 0 | 0 | 0 | 0 | 0 | 0 | 0 | 0 | 0 | 0 | 0
1684 | 71 | 3 | 12 | 2500 | 0 | 142.8571 | 0 | 53.9359 | 2696.793 | #DIV/0! |  | #DIV/0! | 18 | 0 | 0 | 0 | 0 | 0 | 0 | 0 | 2696.793 | 16.1291 | 30.0696 | 16.1291 | 4.6903 | 21918.4804 | 21920.9901 | 2692.1027 | 35.0696 | 35.0736 | 35.0696 | 35 | 1 | 1 | 0 | 7.2 | 1 | 7.2 | 2692.1027 | 18 | 0 | 0 | 0 | 0 | 0 | 0 | 0 | 0 | 0 | 0 | 0 | 0 | 0
1685 | 71 | 3 | 12 | 2500 | 3857.1429 | 142.8571 | 0 | 132.6531 | 6632.6531 | #DIV/0! |  | #DIV/0! | 18 | 0 | 0 | 0 | 0 | 0 | 0 | 0 | 6632.6531 | 39.669 | 30.0736 | 39.669 | 12.2014 | 21920.9901 | 21915.9886 | 6620.4516 | 35.0736 | 35.0656 | 35.0736 | 35 | 1 | 1 | 0 | 7.2 | 1 | 7.2 | 6620.4516 | 18 | 0 | 0 | 0 | 0 | 0 | 0 | 0 | 0 | 0 | 0 | 0 | 0 | 0
1686 | 71 | 3 | 12 | 2500 | 6428.5714 | 142.8571 | 0 | 185.1312 | 9256.5598 | #DIV/0! |  | #DIV/0! | 18 | 0 | 0 | 0 | 0 | 0 | 0 | 0 | 9256.5598 | 55.3622 | 30.0656 | 55.3622 | 15.1765 | 21915.9886 | 21908.0121 | 9241.3832 | 35.0656 | 35.0528 | 35.0656 | 35 | 1 | 1 | 0 | 7.2 | 1 | 7.2 | 9241.3832 | 18 | 0 | 0 | 0 | 0 | 0 | 0 | 0 | 0 | 0 | 0 | 0 | 0 | 0
1687 | 71 | 3 | 12 | 2500 | 6428.5714 | 142.8571 | 1428.5714 | 214.2857 | 10714.2857 | #DIV/0! |  | #DIV/0! | 18 | 0 | 0 | 0 | 0 | 0 | 0 | 0 | 10714.2857 | 64.0807 | 30.0528 | 64.0807 | 14.148 | 21908.0121 | 21901.064 | 10700.1377 | 35.0528 | 35.0417 | 35.0528 | 35 | 1 | 1 | 0 | 7.2 | 1 | 7.2 | 10700.1377 | 18 | 0 | 0 | 0 | 0 | 0 | 0 | 0 | 0 | 0 | 0 | 0 | 0 | 0
1688 | 71 | 3 | 12 | 2500 | 6428.5714 | 142.8571 | 1428.5714 | 214.2857 | 10714.2857 | #DIV/0! |  | #DIV/0! | 18 | 0 | 0 | 0 | 0 | 0 | 0 | 0 | 10714.2857 | 64.0807 | 30.0417 | 64.0807 | 11.1703 | 21901.064 | 21897.0937 | 10703.1154 | 35.0417 | 35.0353 | 35.0417 | 35 | 1 | 1 | 0 | 7.2 | 1 | 7.2 | 10703.1154 | 18 | 0 | 0 | 0 | 0 | 0 | 0 | 0 | 0 | 0 | 0 | 0 | 0 | 0
1689 | 71 | 3 | 12 | 2500 | 2571.4286 | 142.8571 | 1428.5714 | 135.5685 | 6778.4257 | #DIV/0! |  | #DIV/0! | 18 | 0 | 0 | 0 | 0 | 0 | 0 | 0 | 6778.4257 | 40.5408 | 30.0353 | 40.5408 | 5.9904 | 21897.0937 | 21898.3033 | 6772.4352 | 35.0353 | 35.0373 | 35.0353 | 35 | 1 | 1 | 0 | 7.2 | 1 | 7.2 | 6772.4352 | 18 | 0 | 0 | 0 | 0 | 0 | 0 | 0 | 0 | 0 | 0 | 0 | 0 | 0
1690 | 71 | 3 | 12 | 2500 | 0 | 142.8571 | 1428.5714 | 83.0904 | 4154.519 | #DIV/0! |  | #DIV/0! | 18 | 0 | 0 | 0 | 0 | 0 | 0 | 0 | 4154.519 | 24.8476 | 30.0373 | 24.8476 | 3.8726 | 21898.3033 | 21901.6307 | 4150.6464 | 35.0373 | 35.0426 | 35.0373 | 35 | 1 | 1 | 0 | 7.2 | 1 | 7.2 | 4150.6464 | 18 | 0 | 0 | 0 | 0 | 0 | 0 | 0 | 0 | 0 | 0 | 0 | 0 | 0
1691 | 71 | 3 | 12 | 2500 | 0 | 142.8571 | 1428.5714 | 83.0904 | 4154.519 | #DIV/0! |  | #DIV/0! | 18 | 0 | 0 | 0 | 0 | 0 | 0 | 0 | 4154.519 | 24.8476 | 30.0426 | 24.8476 | 4.4255 | 21901.6307 | 21904.4052 | 4150.0934 | 35.0426 | 35.047 | 35.0426 | 35 | 1 | 1 | 0 | 7.2 | 1 | 7.2 | 4150.0934 | 18 | 0 | 0 | 0 | 0 | 0 | 0 | 0 | 0 | 0 | 0 | 0 | 0 | 0
1692 | 71 | 3 | 12 | 2500 | 0 | 142.8571 | 1428.5714 | 83.0904 | 4154.519 | #DIV/0! |  | #DIV/0! | 18 | 2500 | 0 | 238.0952 | 0 | 55.8795 | 2793.9747 | #DIV/0! | 4154.519 | 24.8476 | 30.047 | 24.8476 | 4.8866 | 21904.4052 | 21906.7186 | 4149.6324 | 35.047 | 35.0507 | 35.047 | 35 | 1 | 1 | 0 | 7.2 | 1 | 7.2 | 4149.6324 | 18 | 0 | 0 | 0 | 0 | 0 | 0 | 0 | 0 | 0 | 0 | 0 | 0 | 0
1693 | 71 | 3 | 12 | 2500 | 0 | 142.8571 | 1428.5714 | 83.0904 | 4154.519 | #DIV/0! |  | #DIV/0! | 18 | 2500 | 0 | 238.0952 | 0 | 55.8795 | 2793.9747 | #DIV/0! | 4154.519 | 24.8476 | 30.0507 | 24.8476 | 5.271 | 21906.7186 | 21908.6476 | 4149.2479 | 35.0507 | 35.0538 | 35.0507 | 35 | 1 | 1 | 0 | 7.2 | 1 | 7.2 | 4149.2479 | 18 | 0 | 0 | 0 | 0 | 0 | 0 | 0 | 0 | 0 | 0 | 0 | 0 | 0
1694 | 71 | 3 | 12 | 2500 | 0 | 142.8571 | 1428.5714 | 83.0904 | 4154.519 | #DIV/0! |  | #DIV/0! | 18 | 2500 | 0 | 238.0952 | 0 | 55.8795 | 2793.9747 | #DIV/0! | 4154.519 | 24.8476 | 30.0538 | 24.8476 | 5.5916 | 21908.6476 | 21910.256 | 4148.9274 | 35.0538 | 35.0564 | 35.0538 | 35 | 1 | 1 | 0 | 7.2 | 1 | 7.2 | 4148.9274 | 18 | 0 | 0 | 0 | 0 | 0 | 0 | 0 | 0 | 0 | 0 | 0 | 0 | 0
1695 | 71 | 3 | 12 | 2500 | 0 | 142.8571 | 1428.5714 | 83.0904 | 4154.519 | #DIV/0! |  | #DIV/0! | 18 | 2500 | 0 | 238.0952 | 0 | 55.8795 | 2793.9747 | #DIV/0! | 4154.519 | 24.8476 | 30.0564 | 24.8476 | 5.8589 | 21910.256 | 21911.5972 | 4148.6601 | 35.0564 | 35.0586 | 35.0564 | 35 | 1 | 1 | 0 | 7.2 | 1 | 7.2 | 4148.6601 | 18 | 0 | 0 | 0 | 0 | 0 | 0 | 0 | 0 | 0 | 0 | 0 | 0 | 0
1696 | 71 | 3 | 12 | 2500 | 0 | 142.8571 | 1428.5714 | 83.0904 | 4154.519 | #DIV/0! |  | #DIV/0! | 18 | 2500 | 0 | 238.0952 | 0 | 55.8795 | 2793.9747 | #DIV/0! | 4154.519 | 24.8476 | 30.0586 | 24.8476 | 6.0817 | 21911.5972 | 21912.7154 | 4148.4372 | 35.0586 | 35.0603 | 35.0586 | 35 | 1 | 1 | 0 | 7.2 | 1 | 7.2 | 4148.4372 | 18 | 0 | 0 | 0 | 0 | 0 | 0 | 0 | 0 | 0 | 0 | 0 | 0 | 0
1697 | 71 | 3 | 12 | 2500 | 0 | 142.8571 | 0 | 53.9359 | 2696.793 | #DIV/0! |  | #DIV/0! | 18 | 2500 | 3857.1429 | 238.0952 | 0 | 134.5967 | 6729.8348 | #DIV/0! | 2696.793 | 16.1291 | 30.0603 | 16.1291 | 4.0684 | 21912.7154 | 21915.847 | 2692.7246 | 35.0603 | 35.0654 | 35.0603 | 35 | 1 | 1 | 0 | 7.2 | 1 | 7.2 | 2692.7246 | 18 | 0 | 0 | 0 | 0 | 0 | 0 | 0 | 0 | 0 | 0 | 0 | 0 | 0
1698 | 71 | 3 | 12 | 2500 | 3214.2857 | 142.8571 | 0 | 119.5335 | 5976.6764 | #DIV/0! |  | #DIV/0! | 18 | 2500 | 6428.5714 | 238.0952 | 0 | 187.0748 | 9353.7415 | #DIV/0! | 5976.6764 | 35.7457 | 30.0654 | 35.7457 | 9.7652 | 21915.847 | 21913.2818 | 5966.9112 | 35.0654 | 35.0613 | 35.0654 | 35 | 1 | 1 | 0 | 7.2 | 1 | 7.2 | 5966.9112 | 18 | 0 | 0 | 0 | 0 | 0 | 0 | 0 | 0 | 0 | 0 | 0 | 0 | 0
1699 | 71 | 3 | 12 | 2500 | 6428.5714 | 142.8571 | 0 | 185.1312 | 9256.5598 | #DIV/0! |  | #DIV/0! | 18 | 2500 | 6428.5714 | 238.0952 | 2000 | 227.8912 | 11394.5578 | #DIV/0! | 9256.5598 | 55.3622 | 30.0613 | 55.3622 | 14.1743 | 21913.2818 | 21906.3075 | 9242.3854 | 35.0613 | 35.0501 | 35.0613 | 35 | 1 | 1 | 0 | 7.2 | 1 | 7.2 | 9242.3854 | 18 | 0 | 0 | 0 | 0 | 0 | 0 | 0 | 0 | 0 | 0 | 0 | 0 | 0
1700 | 71 | 3 | 12 | 2500 | 6428.5714 | 142.8571 | 0 | 185.1312 | 9256.5598 | #DIV/0! |  | #DIV/0! | 18 | 2500 | 6428.5714 | 238.0952 | 2000 | 227.8912 | 11394.5578 | #DIV/0! | 9256.5598 | 55.3622 | 30.0501 | 55.3622 | 11.592 | 21906.3075 | 21901.9155 | 9244.9678 | 35.0501 | 35.0431 | 35.0501 | 35 | 1 | 1 | 0 | 7.2 | 1 | 7.2 | 9244.9678 | 18 | 0 | 0 | 0 | 0 | 0 | 0 | 0 | 0 | 0 | 0 | 0 | 0 | 0
1701 | 71 | 3 | 12 | 2500 | 6428.5714 | 142.8571 | 0 | 185.1312 | 9256.5598 | #DIV/0! |  | #DIV/0! | 18 | 2500 | 2571.4286 | 238.0952 | 2000 | 149.174 | 7458.6978 | #DIV/0! | 9256.5598 | 55.3622 | 30.0431 | 55.3622 | 9.9658 | 21901.9155 | 21899.1497 | 9246.594 | 35.0431 | 35.0386 | 35.0431 | 35 | 1 | 1 | 0 | 7.2 | 1 | 7.2 | 9246.594 | 18 | 0 | 0 | 0 | 0 | 0 | 0 | 0 | 0 | 0 | 0 | 0 | 0 | 0
1702 | 71 | 3 | 12 | 2500 | 3214.2857 | 142.8571 | 0 | 119.5335 | 5976.6764 | #DIV/0! |  | #DIV/0! | 18 | 2500 | 0 | 238.0952 | 2000 | 96.6958 | 4834.7911 | #DIV/0! | 5976.6764 | 35.7457 | 30.0386 | 35.7457 | 5.7734 | 21899.1497 | 21900.5763 | 5970.903 | 35.0386 | 35.0409 | 35.0386 | 35 | 1 | 1 | 0 | 7.2 | 1 | 7.2 | 5970.903 | 18 | 0 | 0 | 0 | 0 | 0 | 0 | 0 | 0 | 0 | 0 | 0 | 0 | 0
1703 | 71 | 3 | 13 | 2500 | 0 | 142.8571 | 0 | 53.9359 | 2696.793 | #DIV/0! |  | #DIV/0! | 18 | 2500 | 0 | 238.0952 | 2000 | 96.6958 | 4834.7911 | #DIV/0! | 2696.793 | 16.1291 | 30.0409 | 16.1291 | 2.759 | 21900.5763 | 21905.0173 | 2694.034 | 35.0409 | 35.048 | 35.0409 | 35 | 1 | 1 | 0 | 7.2 | 1 | 7.2 | 2694.034 | 18 | 0 | 0 | 0 | 0 | 0 | 0 | 0 | 0 | 0 | 0 | 0 | 0 | 0
1704 | 72 | 3 | 13 | 2500 | 0 | 142.8571 | 0 | 53.9359 | 2696.793 | #DIV/0! |  | #DIV/0! | 18 | 0 | 0 | 0 | 0 | 0 | 0 | 0 | 2696.793 | 16.1291 | 30.048 | 16.1291 | 3.238 | 21905.0173 | 21908.9793 | 2693.555 | 35.048 | 35.0544 | 35.048 | 35 | 1 | 1 | 0 | 7.2 | 1 | 7.2 | 2693.555 | 18 | 0 | 0 | 0 | 0 | 0 | 0 | 0 | 0 | 0 | 0 | 0 | 0 | 0
1705 | 72 | 3 | 13 | 2500 | 0 | 142.8571 | 0 | 53.9359 | 2696.793 | #DIV/0! |  | #DIV/0! | 18 | 0 | 0 | 0 | 0 | 0 | 0 | 0 | 2696.793 | 16.1291 | 30.0544 | 16.1291 | 3.6654 | 21908.9793 | 21912.5139 | 2693.1276 | 35.0544 | 35.06 | 35.0544 | 35 | 1 | 1 | 0 | 7.2 | 1 | 7.2 | 2693.1276 | 18 | 0 | 0 | 0 | 0 | 0 | 0 | 0 | 0 | 0 | 0 | 0 | 0 | 0
1706 | 72 | 3 | 13 | 2500 | 0 | 142.8571 | 0 | 53.9359 | 2696.793 | #DIV/0! |  | #DIV/0! | 18 | 0 | 0 | 0 | 0 | 0 | 0 | 0 | 2696.793 | 16.1291 | 30.06 | 16.1291 | 4.0467 | 21912.5139 | 21915.6672 | 2692.7463 | 35.06 | 35.0651 | 35.06 | 35 | 1 | 1 | 0 | 7.2 | 1 | 7.2 | 2692.7463 | 18 | 0 | 0 | 0 | 0 | 0 | 0 | 0 | 0 | 0 | 0 | 0 | 0 | 0
1707 | 72 | 3 | 13 | 2500 | 0 | 142.8571 | 0 | 53.9359 | 2696.793 | #DIV/0! |  | #DIV/0! | 18 | 0 | 0 | 0 | 0 | 0 | 0 | 0 | 2696.793 | 16.1291 | 30.0651 | 16.1291 | 4.3868 | 21915.6672 | 21918.4804 | 2692.4062 | 35.0651 | 35.0696 | 35.0651 | 35 | 1 | 1 | 0 | 7.2 | 1 | 7.2 | 2692.4062 | 18 | 0 | 0 | 0 | 0 | 0 | 0 | 0 | 0 | 0 | 0 | 0 | 0 | 0
1708 | 72 | 3 | 13 | 2500 | 0 | 142.8571 | 0 | 53.9359 | 2696.793 | #DIV/0! |  | #DIV/0! | 18 | 0 | 0 | 0 | 0 | 0 | 0 | 0 | 2696.793 | 16.1291 | 30.0696 | 16.1291 | 4.6903 | 21918.4804 | 21920.9901 | 2692.1027 | 35.0696 | 35.0736 | 35.0696 | 35 | 1 | 1 | 0 | 7.2 | 1 | 7.2 | 2692.1027 | 18 | 0 | 0 | 0 | 0 | 0 | 0 | 0 | 0 | 0 | 0 | 0 | 0 | 0
1709 | 72 | 3 | 13 | 2500 | 3857.1429 | 142.8571 | 0 | 132.6531 | 6632.6531 | #DIV/0! |  | #DIV/0! | 18 | 0 | 0 | 0 | 0 | 0 | 0 | 0 | 6632.6531 | 39.669 | 30.0736 | 39.669 | 12.2014 | 21920.9901 | 21915.9886 | 6620.4516 | 35.0736 | 35.0656 | 35.0736 | 35 | 1 | 1 | 0 | 7.2 | 1 | 7.2 | 6620.4516 | 18 | 0 | 0 | 0 | 0 | 0 | 0 | 0 | 0 | 0 | 0 | 0 | 0 | 0
1710 | 72 | 3 | 13 | 2500 | 6428.5714 | 142.8571 | 0 | 185.1312 | 9256.5598 | #DIV/0! |  | #DIV/0! | 18 | 0 | 0 | 0 | 0 | 0 | 0 | 0 | 9256.5598 | 55.3622 | 30.0656 | 55.3622 | 15.1765 | 21915.9886 | 21908.0121 | 9241.3832 | 35.0656 | 35.0528 | 35.0656 | 35 | 1 | 1 | 0 | 7.2 | 1 | 7.2 | 9241.3832 | 18 | 0 | 0 | 0 | 0 | 0 | 0 | 0 | 0 | 0 | 0 | 0 | 0 | 0
1711 | 72 | 3 | 13 | 2500 | 6428.5714 | 142.8571 | 1428.5714 | 214.2857 | 10714.2857 | #DIV/0! |  | #DIV/0! | 18 | 0 | 0 | 0 | 0 | 0 | 0 | 0 | 10714.2857 | 64.0807 | 30.0528 | 64.0807 | 14.148 | 21908.0121 | 21901.064 | 10700.1377 | 35.0528 | 35.0417 | 35.0528 | 35 | 1 | 1 | 0 | 7.2 | 1 | 7.2 | 10700.1377 | 18 | 0 | 0 | 0 | 0 | 0 | 0 | 0 | 0 | 0 | 0 | 0 | 0 | 0
1712 | 72 | 3 | 13 | 2500 | 6428.5714 | 142.8571 | 1428.5714 | 214.2857 | 10714.2857 | #DIV/0! |  | #DIV/0! | 18 | 0 | 0 | 0 | 0 | 0 | 0 | 0 | 10714.2857 | 64.0807 | 30.0417 | 64.0807 | 11.1703 | 21901.064 | 21897.0937 | 10703.1154 | 35.0417 | 35.0353 | 35.0417 | 35 | 1 | 1 | 0 | 7.2 | 1 | 7.2 | 10703.1154 | 18 | 0 | 0 | 0 | 0 | 0 | 0 | 0 | 0 | 0 | 0 | 0 | 0 | 0
1713 | 72 | 3 | 13 | 2500 | 2571.4286 | 142.8571 | 1428.5714 | 135.5685 | 6778.4257 | #DIV/0! |  | #DIV/0! | 18 | 0 | 0 | 0 | 0 | 0 | 0 | 0 | 6778.4257 | 40.5408 | 30.0353 | 40.5408 | 5.9904 | 21897.0937 | 21898.3033 | 6772.4352 | 35.0353 | 35.0373 | 35.0353 | 35 | 1 | 1 | 0 | 7.2 | 1 | 7.2 | 6772.4352 | 18 | 0 | 0 | 0 | 0 | 0 | 0 | 0 | 0 | 0 | 0 | 0 | 0 | 0
1714 | 72 | 3 | 13 | 2500 | 0 | 142.8571 | 1428.5714 | 83.0904 | 4154.519 | #DIV/0! |  | #DIV/0! | 18 | 0 | 0 | 0 | 0 | 0 | 0 | 0 | 4154.519 | 24.8476 | 30.0373 | 24.8476 | 3.8726 | 21898.3033 | 21901.6307 | 4150.6464 | 35.0373 | 35.0426 | 35.0373 | 35 | 1 | 1 | 0 | 7.2 | 1 | 7.2 | 4150.6464 | 18 | 0 | 0 | 0 | 0 | 0 | 0 | 0 | 0 | 0 | 0 | 0 | 0 | 0
1715 | 72 | 3 | 13 | 2500 | 0 | 142.8571 | 1428.5714 | 83.0904 | 4154.519 | #DIV/0! |  | #DIV/0! | 18 | 0 | 0 | 0 | 0 | 0 | 0 | 0 | 4154.519 | 24.8476 | 30.0426 | 24.8476 | 4.4255 | 21901.6307 | 21904.4052 | 4150.0934 | 35.0426 | 35.047 | 35.0426 | 35 | 1 | 1 | 0 | 7.2 | 1 | 7.2 | 4150.0934 | 18 | 0 | 0 | 0 | 0 | 0 | 0 | 0 | 0 | 0 | 0 | 0 | 0 | 0
1716 | 72 | 3 | 13 | 2500 | 0 | 142.8571 | 1428.5714 | 83.0904 | 4154.519 | #DIV/0! |  | #DIV/0! | 18 | 2500 | 0 | 238.0952 | 0 | 55.8795 | 2793.9747 | #DIV/0! | 4154.519 | 24.8476 | 30.047 | 24.8476 | 4.8866 | 21904.4052 | 21906.7186 | 4149.6324 | 35.047 | 35.0507 | 35.047 | 35 | 1 | 1 | 0 | 7.2 | 1 | 7.2 | 4149.6324 | 18 | 0 | 0 | 0 | 0 | 0 | 0 | 0 | 0 | 0 | 0 | 0 | 0 | 0
1717 | 72 | 3 | 13 | 2500 | 0 | 142.8571 | 1428.5714 | 83.0904 | 4154.519 | #DIV/0! |  | #DIV/0! | 18 | 2500 | 0 | 238.0952 | 0 | 55.8795 | 2793.9747 | #DIV/0! | 4154.519 | 24.8476 | 30.0507 | 24.8476 | 5.271 | 21906.7186 | 21908.6476 | 4149.2479 | 35.0507 | 35.0538 | 35.0507 | 35 | 1 | 1 | 0 | 7.2 | 1 | 7.2 | 4149.2479 | 18 | 0 | 0 | 0 | 0 | 0 | 0 | 0 | 0 | 0 | 0 | 0 | 0 | 0
1718 | 72 | 3 | 13 | 2500 | 0 | 142.8571 | 1428.5714 | 83.0904 | 4154.519 | #DIV/0! |  | #DIV/0! | 18 | 2500 | 0 | 238.0952 | 0 | 55.8795 | 2793.9747 | #DIV/0! | 4154.519 | 24.8476 | 30.0538 | 24.8476 | 5.5916 | 21908.6476 | 21910.256 | 4148.9274 | 35.0538 | 35.0564 | 35.0538 | 35 | 1 | 1 | 0 | 7.2 | 1 | 7.2 | 4148.9274 | 18 | 0 | 0 | 0 | 0 | 0 | 0 | 0 | 0 | 0 | 0 | 0 | 0 | 0
1719 | 72 | 3 | 13 | 2500 | 0 | 142.8571 | 1428.5714 | 83.0904 | 4154.519 | #DIV/0! |  | #DIV/0! | 18 | 2500 | 0 | 238.0952 | 0 | 55.8795 | 2793.9747 | #DIV/0! | 4154.519 | 24.8476 | 30.0564 | 24.8476 | 5.8589 | 21910.256 | 21911.5972 | 4148.6601 | 35.0564 | 35.0586 | 35.0564 | 35 | 1 | 1 | 0 | 7.2 | 1 | 7.2 | 4148.6601 | 18 | 0 | 0 | 0 | 0 | 0 | 0 | 0 | 0 | 0 | 0 | 0 | 0 | 0
1720 | 72 | 3 | 13 | 2500 | 0 | 142.8571 | 1428.5714 | 83.0904 | 4154.519 | #DIV/0! |  | #DIV/0! | 18 | 2500 | 0 | 238.0952 | 0 | 55.8795 | 2793.9747 | #DIV/0! | 4154.519 | 24.8476 | 30.0586 | 24.8476 | 6.0817 | 21911.5972 | 21912.7154 | 4148.4372 | 35.0586 | 35.0603 | 35.0586 | 35 | 1 | 1 | 0 | 7.2 | 1 | 7.2 | 4148.4372 | 18 | 0 | 0 | 0 | 0 | 0 | 0 | 0 | 0 | 0 | 0 | 0 | 0 | 0
1721 | 72 | 3 | 13 | 2500 | 0 | 142.8571 | 0 | 53.9359 | 2696.793 | #DIV/0! |  | #DIV/0! | 18 | 2500 | 3857.1429 | 238.0952 | 0 | 134.5967 | 6729.8348 | #DIV/0! | 2696.793 | 16.1291 | 30.0603 | 16.1291 | 4.0684 | 21912.7154 | 21915.847 | 2692.7246 | 35.0603 | 35.0654 | 35.0603 | 35 | 1 | 1 | 0 | 7.2 | 1 | 7.2 | 2692.7246 | 18 | 0 | 0 | 0 | 0 | 0 | 0 | 0 | 0 | 0 | 0 | 0 | 0 | 0
1722 | 72 | 3 | 13 | 2500 | 3214.2857 | 142.8571 | 0 | 119.5335 | 5976.6764 | #DIV/0! |  | #DIV/0! | 18 | 2500 | 6428.5714 | 238.0952 | 0 | 187.0748 | 9353.7415 | #DIV/0! | 5976.6764 | 35.7457 | 30.0654 | 35.7457 | 9.7652 | 21915.847 | 21913.2818 | 5966.9112 | 35.0654 | 35.0613 | 35.0654 | 35 | 1 | 1 | 0 | 7.2 | 1 | 7.2 | 5966.9112 | 18 | 0 | 0 | 0 | 0 | 0 | 0 | 0 | 0 | 0 | 0 | 0 | 0 | 0
1723 | 72 | 3 | 13 | 2500 | 6428.5714 | 142.8571 | 0 | 185.1312 | 9256.5598 | #DIV/0! |  | #DIV/0! | 18 | 2500 | 6428.5714 | 238.0952 | 2000 | 227.8912 | 11394.5578 | #DIV/0! | 9256.5598 | 55.3622 | 30.0613 | 55.3622 | 14.1743 | 21913.2818 | 21906.3075 | 9242.3854 | 35.0613 | 35.0501 | 35.0613 | 35 | 1 | 1 | 0 | 7.2 | 1 | 7.2 | 9242.3854 | 18 | 0 | 0 | 0 | 0 | 0 | 0 | 0 | 0 | 0 | 0 | 0 | 0 | 0
1724 | 72 | 3 | 13 | 2500 | 6428.5714 | 142.8571 | 0 | 185.1312 | 9256.5598 | #DIV/0! |  | #DIV/0! | 18 | 2500 | 6428.5714 | 238.0952 | 2000 | 227.8912 | 11394.5578 | #DIV/0! | 9256.5598 | 55.3622 | 30.0501 | 55.3622 | 11.592 | 21906.3075 | 21901.9155 | 9244.9678 | 35.0501 | 35.0431 | 35.0501 | 35 | 1 | 1 | 0 | 7.2 | 1 | 7.2 | 9244.9678 | 18 | 0 | 0 | 0 | 0 | 0 | 0 | 0 | 0 | 0 | 0 | 0 | 0 | 0
1725 | 72 | 3 | 13 | 2500 | 6428.5714 | 142.8571 | 0 | 185.1312 | 9256.5598 | #DIV/0! |  | #DIV/0! | 18 | 2500 | 2571.4286 | 238.0952 | 2000 | 149.174 | 7458.6978 | #DIV/0! | 9256.5598 | 55.3622 | 30.0431 | 55.3622 | 9.9658 | 21901.9155 | 21899.1497 | 9246.594 | 35.0431 | 35.0386 | 35.0431 | 35 | 1 | 1 | 0 | 7.2 | 1 | 7.2 | 9246.594 | 18 | 0 | 0 | 0 | 0 | 0 | 0 | 0 | 0 | 0 | 0 | 0 | 0 | 0
1726 | 72 | 3 | 13 | 2500 | 3214.2857 | 142.8571 | 0 | 119.5335 | 5976.6764 | #DIV/0! |  | #DIV/0! | 18 | 2500 | 0 | 238.0952 | 2000 | 96.6958 | 4834.7911 | #DIV/0! | 5976.6764 | 35.7457 | 30.0386 | 35.7457 | 5.7734 | 21899.1497 | 21900.5763 | 5970.903 | 35.0386 | 35.0409 | 35.0386 | 35 | 1 | 1 | 0 | 7.2 | 1 | 7.2 | 5970.903 | 18 | 0 | 0 | 0 | 0 | 0 | 0 | 0 | 0 | 0 | 0 | 0 | 0 | 0
1727 | 72 | 3 | 14 | 2500 | 0 | 142.8571 | 0 | 53.9359 | 2696.793 | #DIV/0! |  | #DIV/0! | 18 | 2500 | 0 | 238.0952 | 2000 | 96.6958 | 4834.7911 | #DIV/0! | 2696.793 | 16.1291 | 30.0409 | 16.1291 | 2.759 | 21900.5763 | 21905.0173 | 2694.034 | 35.0409 | 35.048 | 35.0409 | 35 | 1 | 1 | 0 | 7.2 | 1 | 7.2 | 2694.034 | 18 | 0 | 0 | 0 | 0 | 0 | 0 | 0 | 0 | 0 | 0 | 0 | 0 | 0
1728 | 73 | 3 | 14 | 2500 | 0 | 142.8571 | 0 | 53.9359 | 2696.793 | #DIV/0! |  | #DIV/0! | 18 | 0 | 0 | 0 | 0 | 0 | 0 | 0 | 2696.793 | 16.1291 | 30.048 | 16.1291 | 3.238 | 21905.0173 | 21908.9793 | 2693.555 | 35.048 | 35.0544 | 35.048 | 35 | 1 | 1 | 0 | 7.2 | 1 | 7.2 | 2693.555 | 18 | 0 | 0 | 0 | 0 | 0 | 0 | 0 | 0 | 0 | 0 | 0 | 0 | 0
1729 | 73 | 3 | 14 | 2500 | 0 | 142.8571 | 0 | 53.9359 | 2696.793 | #DIV/0! |  | #DIV/0! | 18 | 0 | 0 | 0 | 0 | 0 | 0 | 0 | 2696.793 | 16.1291 | 30.0544 | 16.1291 | 3.6654 | 21908.9793 | 21912.5139 | 2693.1276 | 35.0544 | 35.06 | 35.0544 | 35 | 1 | 1 | 0 | 7.2 | 1 | 7.2 | 2693.1276 | 18 | 0 | 0 | 0 | 0 | 0 | 0 | 0 | 0 | 0 | 0 | 0 | 0 | 0
1730 | 73 | 3 | 14 | 2500 | 0 | 142.8571 | 0 | 53.9359 | 2696.793 | #DIV/0! |  | #DIV/0! | 18 | 0 | 0 | 0 | 0 | 0 | 0 | 0 | 2696.793 | 16.1291 | 30.06 | 16.1291 | 4.0467 | 21912.5139 | 21915.6672 | 2692.7463 | 35.06 | 35.0651 | 35.06 | 35 | 1 | 1 | 0 | 7.2 | 1 | 7.2 | 2692.7463 | 18 | 0 | 0 | 0 | 0 | 0 | 0 | 0 | 0 | 0 | 0 | 0 | 0 | 0
1731 | 73 | 3 | 14 | 2500 | 0 | 142.8571 | 0 | 53.9359 | 2696.793 | #DIV/0! |  | #DIV/0! | 18 | 0 | 0 | 0 | 0 | 0 | 0 | 0 | 2696.793 | 16.1291 | 30.0651 | 16.1291 | 4.3868 | 21915.6672 | 21918.4804 | 2692.4062 | 35.0651 | 35.0696 | 35.0651 | 35 | 1 | 1 | 0 | 7.2 | 1 | 7.2 | 2692.4062 | 18 | 0 | 0 | 0 | 0 | 0 | 0 | 0 | 0 | 0 | 0 | 0 | 0 | 0
1732 | 73 | 3 | 14 | 2500 | 0 | 142.8571 | 0 | 53.9359 | 2696.793 | #DIV/0! |  | #DIV/0! | 18 | 0 | 0 | 0 | 0 | 0 | 0 | 0 | 2696.793 | 16.1291 | 30.0696 | 16.1291 | 4.6903 | 21918.4804 | 21920.9901 | 2692.1027 | 35.0696 | 35.0736 | 35.0696 | 35 | 1 | 1 | 0 | 7.2 | 1 | 7.2 | 2692.1027 | 18 | 0 | 0 | 0 | 0 | 0 | 0 | 0 | 0 | 0 | 0 | 0 | 0 | 0
1733 | 73 | 3 | 14 | 2500 | 3857.1429 | 142.8571 | 0 | 132.6531 | 6632.6531 | #DIV/0! |  | #DIV/0! | 18 | 0 | 0 | 0 | 0 | 0 | 0 | 0 | 6632.6531 | 39.669 | 30.0736 | 39.669 | 12.2014 | 21920.9901 | 21915.9886 | 6620.4516 | 35.0736 | 35.0656 | 35.0736 | 35 | 1 | 1 | 0 | 7.2 | 1 | 7.2 | 6620.4516 | 18 | 0 | 0 | 0 | 0 | 0 | 0 | 0 | 0 | 0 | 0 | 0 | 0 | 0
1734 | 73 | 3 | 14 | 2500 | 6428.5714 | 142.8571 | 0 | 185.1312 | 9256.5598 | #DIV/0! |  | #DIV/0! | 18 | 0 | 0 | 0 | 0 | 0 | 0 | 0 | 9256.5598 | 55.3622 | 30.0656 | 55.3622 | 15.1765 | 21915.9886 | 21908.0121 | 9241.3832 | 35.0656 | 35.0528 | 35.0656 | 35 | 1 | 1 | 0 | 7.2 | 1 | 7.2 | 9241.3832 | 18 | 0 | 0 | 0 | 0 | 0 | 0 | 0 | 0 | 0 | 0 | 0 | 0 | 0
1735 | 73 | 3 | 14 | 2500 | 6428.5714 | 142.8571 | 1428.5714 | 214.2857 | 10714.2857 | #DIV/0! |  | #DIV/0! | 18 | 0 | 0 | 0 | 0 | 0 | 0 | 0 | 10714.2857 | 64.0807 | 30.0528 | 64.0807 | 14.148 | 21908.0121 | 21901.064 | 10700.1377 | 35.0528 | 35.0417 | 35.0528 | 35 | 1 | 1 | 0 | 7.2 | 1 | 7.2 | 10700.1377 | 18 | 0 | 0 | 0 | 0 | 0 | 0 | 0 | 0 | 0 | 0 | 0 | 0 | 0
1736 | 73 | 3 | 14 | 2500 | 6428.5714 | 142.8571 | 1428.5714 | 214.2857 | 10714.2857 | #DIV/0! |  | #DIV/0! | 18 | 0 | 0 | 0 | 0 | 0 | 0 | 0 | 10714.2857 | 64.0807 | 30.0417 | 64.0807 | 11.1703 | 21901.064 | 21897.0937 | 10703.1154 | 35.0417 | 35.0353 | 35.0417 | 35 | 1 | 1 | 0 | 7.2 | 1 | 7.2 | 10703.1154 | 18 | 0 | 0 | 0 | 0 | 0 | 0 | 0 | 0 | 0 | 0 | 0 | 0 | 0
1737 | 73 | 3 | 14 | 2500 | 2571.4286 | 142.8571 | 1428.5714 | 135.5685 | 6778.4257 | #DIV/0! |  | #DIV/0! | 18 | 0 | 0 | 0 | 0 | 0 | 0 | 0 | 6778.4257 | 40.5408 | 30.0353 | 40.5408 | 5.9904 | 21897.0937 | 21898.3033 | 6772.4352 | 35.0353 | 35.0373 | 35.0353 | 35 | 1 | 1 | 0 | 7.2 | 1 | 7.2 | 6772.4352 | 18 | 0 | 0 | 0 | 0 | 0 | 0 | 0 | 0 | 0 | 0 | 0 | 0 | 0
1738 | 73 | 3 | 14 | 2500 | 0 | 142.8571 | 1428.5714 | 83.0904 | 4154.519 | #DIV/0! |  | #DIV/0! | 18 | 0 | 0 | 0 | 0 | 0 | 0 | 0 | 4154.519 | 24.8476 | 30.0373 | 24.8476 | 3.8726 | 21898.3033 | 21901.6307 | 4150.6464 | 35.0373 | 35.0426 | 35.0373 | 35 | 1 | 1 | 0 | 7.2 | 1 | 7.2 | 4150.6464 | 18 | 0 | 0 | 0 | 0 | 0 | 0 | 0 | 0 | 0 | 0 | 0 | 0 | 0
1739 | 73 | 3 | 14 | 2500 | 0 | 142.8571 | 1428.5714 | 83.0904 | 4154.519 | #DIV/0! |  | #DIV/0! | 18 | 0 | 0 | 0 | 0 | 0 | 0 | 0 | 4154.519 | 24.8476 | 30.0426 | 24.8476 | 4.4255 | 21901.6307 | 21904.4052 | 4150.0934 | 35.0426 | 35.047 | 35.0426 | 35 | 1 | 1 | 0 | 7.2 | 1 | 7.2 | 4150.0934 | 18 | 0 | 0 | 0 | 0 | 0 | 0 | 0 | 0 | 0 | 0 | 0 | 0 | 0
1740 | 73 | 3 | 14 | 2500 | 0 | 142.8571 | 1428.5714 | 83.0904 | 4154.519 | #DIV/0! |  | #DIV/0! | 18 | 2500 | 0 | 238.0952 | 0 | 55.8795 | 2793.9747 | #DIV/0! | 4154.519 | 24.8476 | 30.047 | 24.8476 | 4.8866 | 21904.4052 | 21906.7186 | 4149.6324 | 35.047 | 35.0507 | 35.047 | 35 | 1 | 1 | 0 | 7.2 | 1 | 7.2 | 4149.6324 | 18 | 0 | 0 | 0 | 0 | 0 | 0 | 0 | 0 | 0 | 0 | 0 | 0 | 0
1741 | 73 | 3 | 14 | 2500 | 0 | 142.8571 | 1428.5714 | 83.0904 | 4154.519 | #DIV/0! |  | #DIV/0! | 18 | 2500 | 0 | 238.0952 | 0 | 55.8795 | 2793.9747 | #DIV/0! | 4154.519 | 24.8476 | 30.0507 | 24.8476 | 5.271 | 21906.7186 | 21908.6476 | 4149.2479 | 35.0507 | 35.0538 | 35.0507 | 35 | 1 | 1 | 0 | 7.2 | 1 | 7.2 | 4149.2479 | 18 | 0 | 0 | 0 | 0 | 0 | 0 | 0 | 0 | 0 | 0 | 0 | 0 | 0
1742 | 73 | 3 | 14 | 2500 | 0 | 142.8571 | 1428.5714 | 83.0904 | 4154.519 | #DIV/0! |  | #DIV/0! | 18 | 2500 | 0 | 238.0952 | 0 | 55.8795 | 2793.9747 | #DIV/0! | 4154.519 | 24.8476 | 30.0538 | 24.8476 | 5.5916 | 21908.6476 | 21910.256 | 4148.9274 | 35.0538 | 35.0564 | 35.0538 | 35 | 1 | 1 | 0 | 7.2 | 1 | 7.2 | 4148.9274 | 18 | 0 | 0 | 0 | 0 | 0 | 0 | 0 | 0 | 0 | 0 | 0 | 0 | 0
1743 | 73 | 3 | 14 | 2500 | 0 | 142.8571 | 1428.5714 | 83.0904 | 4154.519 | #DIV/0! |  | #DIV/0! | 18 | 2500 | 0 | 238.0952 | 0 | 55.8795 | 2793.9747 | #DIV/0! | 4154.519 | 24.8476 | 30.0564 | 24.8476 | 5.8589 | 21910.256 | 21911.5972 | 4148.6601 | 35.0564 | 35.0586 | 35.0564 | 35 | 1 | 1 | 0 | 7.2 | 1 | 7.2 | 4148.6601 | 18 | 0 | 0 | 0 | 0 | 0 | 0 | 0 | 0 | 0 | 0 | 0 | 0 | 0
1744 | 73 | 3 | 14 | 2500 | 0 | 142.8571 | 1428.5714 | 83.0904 | 4154.519 | #DIV/0! |  | #DIV/0! | 18 | 2500 | 0 | 238.0952 | 0 | 55.8795 | 2793.9747 | #DIV/0! | 4154.519 | 24.8476 | 30.0586 | 24.8476 | 6.0817 | 21911.5972 | 21912.7154 | 4148.4372 | 35.0586 | 35.0603 | 35.0586 | 35 | 1 | 1 | 0 | 7.2 | 1 | 7.2 | 4148.4372 | 18 | 0 | 0 | 0 | 0 | 0 | 0 | 0 | 0 | 0 | 0 | 0 | 0 | 0
1745 | 73 | 3 | 14 | 2500 | 0 | 142.8571 | 0 | 53.9359 | 2696.793 | #DIV/0! |  | #DIV/0! | 18 | 2500 | 3857.1429 | 238.0952 | 0 | 134.5967 | 6729.8348 | #DIV/0! | 2696.793 | 16.1291 | 30.0603 | 16.1291 | 4.0684 | 21912.7154 | 21915.847 | 2692.7246 | 35.0603 | 35.0654 | 35.0603 | 35 | 1 | 1 | 0 | 7.2 | 1 | 7.2 | 2692.7246 | 18 | 0 | 0 | 0 | 0 | 0 | 0 | 0 | 0 | 0 | 0 | 0 | 0 | 0
1746 | 73 | 3 | 14 | 2500 | 3214.2857 | 142.8571 | 0 | 119.5335 | 5976.6764 | #DIV/0! |  | #DIV/0! | 18 | 2500 | 6428.5714 | 238.0952 | 0 | 187.0748 | 9353.7415 | #DIV/0! | 5976.6764 | 35.7457 | 30.0654 | 35.7457 | 9.7652 | 21915.847 | 21913.2818 | 5966.9112 | 35.0654 | 35.0613 | 35.0654 | 35 | 1 | 1 | 0 | 7.2 | 1 | 7.2 | 5966.9112 | 18 | 0 | 0 | 0 | 0 | 0 | 0 | 0 | 0 | 0 | 0 | 0 | 0 | 0
1747 | 73 | 3 | 14 | 2500 | 6428.5714 | 142.8571 | 0 | 185.1312 | 9256.5598 | #DIV/0! |  | #DIV/0! | 18 | 2500 | 6428.5714 | 238.0952 | 2000 | 227.8912 | 11394.5578 | #DIV/0! | 9256.5598 | 55.3622 | 30.0613 | 55.3622 | 14.1743 | 21913.2818 | 21906.3075 | 9242.3854 | 35.0613 | 35.0501 | 35.0613 | 35 | 1 | 1 | 0 | 7.2 | 1 | 7.2 | 9242.3854 | 18 | 0 | 0 | 0 | 0 | 0 | 0 | 0 | 0 | 0 | 0 | 0 | 0 | 0
1748 | 73 | 3 | 14 | 2500 | 6428.5714 | 142.8571 | 0 | 185.1312 | 9256.5598 | #DIV/0! |  | #DIV/0! | 18 | 2500 | 6428.5714 | 238.0952 | 2000 | 227.8912 | 11394.5578 | #DIV/0! | 9256.5598 | 55.3622 | 30.0501 | 55.3622 | 11.592 | 21906.3075 | 21901.9155 | 9244.9678 | 35.0501 | 35.0431 | 35.0501 | 35 | 1 | 1 | 0 | 7.2 | 1 | 7.2 | 9244.9678 | 18 | 0 | 0 | 0 | 0 | 0 | 0 | 0 | 0 | 0 | 0 | 0 | 0 | 0
1749 | 73 | 3 | 14 | 2500 | 6428.5714 | 142.8571 | 0 | 185.1312 | 9256.5598 | #DIV/0! |  | #DIV/0! | 18 | 2500 | 2571.4286 | 238.0952 | 2000 | 149.174 | 7458.6978 | #DIV/0! | 9256.5598 | 55.3622 | 30.0431 | 55.3622 | 9.9658 | 21901.9155 | 21899.1497 | 9246.594 | 35.0431 | 35.0386 | 35.0431 | 35 | 1 | 1 | 0 | 7.2 | 1 | 7.2 | 9246.594 | 18 | 0 | 0 | 0 | 0 | 0 | 0 | 0 | 0 | 0 | 0 | 0 | 0 | 0
1750 | 73 | 3 | 14 | 2500 | 3214.2857 | 142.8571 | 0 | 119.5335 | 5976.6764 | #DIV/0! |  | #DIV/0! | 18 | 2500 | 0 | 238.0952 | 2000 | 96.6958 | 4834.7911 | #DIV/0! | 5976.6764 | 35.7457 | 30.0386 | 35.7457 | 5.7734 | 21899.1497 | 21900.5763 | 5970.903 | 35.0386 | 35.0409 | 35.0386 | 35 | 1 | 1 | 0 | 7.2 | 1 | 7.2 | 5970.903 | 18 | 0 | 0 | 0 | 0 | 0 | 0 | 0 | 0 | 0 | 0 | 0 | 0 | 0
1751 | 73 | 3 | 15 | 2500 | 0 | 142.8571 | 0 | 53.9359 | 2696.793 | #DIV/0! |  | #DIV/0! | 18 | 2500 | 0 | 238.0952 | 2000 | 96.6958 | 4834.7911 | #DIV/0! | 2696.793 | 16.1291 | 30.0409 | 16.1291 | 2.759 | 21900.5763 | 21905.0173 | 2694.034 | 35.0409 | 35.048 | 35.0409 | 35 | 1 | 1 | 0 | 7.2 | 1 | 7.2 | 2694.034 | 18 | 0 | 0 | 0 | 0 | 0 | 0 | 0 | 0 | 0 | 0 | 0 | 0 | 0
1752 | 74 | 3 | 15 | 2500 | 0 | 142.8571 | 0 | 53.9359 | 2696.793 | #DIV/0! |  | #DIV/0! | 18 | 0 | 0 | 0 | 0 | 0 | 0 | 0 | 2696.793 | 16.1291 | 30.048 | 16.1291 | 3.238 | 21905.0173 | 21908.9793 | 2693.555 | 35.048 | 35.0544 | 35.048 | 35 | 1 | 1 | 0 | 7.2 | 1 | 7.2 | 2693.555 | 18 | 0 | 0 | 0 | 0 | 0 | 0 | 0 | 0 | 0 | 0 | 0 | 0 | 0
1753 | 74 | 3 | 15 | 2500 | 0 | 142.8571 | 0 | 53.9359 | 2696.793 | #DIV/0! |  | #DIV/0! | 18 | 0 | 0 | 0 | 0 | 0 | 0 | 0 | 2696.793 | 16.1291 | 30.0544 | 16.1291 | 3.6654 | 21908.9793 | 21912.5139 | 2693.1276 | 35.0544 | 35.06 | 35.0544 | 35 | 1 | 1 | 0 | 7.2 | 1 | 7.2 | 2693.1276 | 18 | 0 | 0 | 0 | 0 | 0 | 0 | 0 | 0 | 0 | 0 | 0 | 0 | 0
1754 | 74 | 3 | 15 | 2500 | 0 | 142.8571 | 0 | 53.9359 | 2696.793 | #DIV/0! |  | #DIV/0! | 18 | 0 | 0 | 0 | 0 | 0 | 0 | 0 | 2696.793 | 16.1291 | 30.06 | 16.1291 | 4.0467 | 21912.5139 | 21915.6672 | 2692.7463 | 35.06 | 35.0651 | 35.06 | 35 | 1 | 1 | 0 | 7.2 | 1 | 7.2 | 2692.7463 | 18 | 0 | 0 | 0 | 0 | 0 | 0 | 0 | 0 | 0 | 0 | 0 | 0 | 0
1755 | 74 | 3 | 15 | 2500 | 0 | 142.8571 | 0 | 53.9359 | 2696.793 | #DIV/0! |  | #DIV/0! | 18 | 0 | 0 | 0 | 0 | 0 | 0 | 0 | 2696.793 | 16.1291 | 30.0651 | 16.1291 | 4.3868 | 21915.6672 | 21918.4804 | 2692.4062 | 35.0651 | 35.0696 | 35.0651 | 35 | 1 | 1 | 0 | 7.2 | 1 | 7.2 | 2692.4062 | 18 | 0 | 0 | 0 | 0 | 0 | 0 | 0 | 0 | 0 | 0 | 0 | 0 | 0
1756 | 74 | 3 | 15 | 2500 | 0 | 142.8571 | 0 | 53.9359 | 2696.793 | #DIV/0! |  | #DIV/0! | 18 | 0 | 0 | 0 | 0 | 0 | 0 | 0 | 2696.793 | 16.1291 | 30.0696 | 16.1291 | 4.6903 | 21918.4804 | 21920.9901 | 2692.1027 | 35.0696 | 35.0736 | 35.0696 | 35 | 1 | 1 | 0 | 7.2 | 1 | 7.2 | 2692.1027 | 18 | 0 | 0 | 0 | 0 | 0 | 0 | 0 | 0 | 0 | 0 | 0 | 0 | 0
1757 | 74 | 3 | 15 | 2500 | 3857.1429 | 142.8571 | 0 | 132.6531 | 6632.6531 | #DIV/0! |  | #DIV/0! | 18 | 0 | 0 | 0 | 0 | 0 | 0 | 0 | 6632.6531 | 39.669 | 30.0736 | 39.669 | 12.2014 | 21920.9901 | 21915.9886 | 6620.4516 | 35.0736 | 35.0656 | 35.0736 | 35 | 1 | 1 | 0 | 7.2 | 1 | 7.2 | 6620.4516 | 18 | 0 | 0 | 0 | 0 | 0 | 0 | 0 | 0 | 0 | 0 | 0 | 0 | 0
1758 | 74 | 3 | 15 | 2500 | 6428.5714 | 142.8571 | 0 | 185.1312 | 9256.5598 | #DIV/0! |  | #DIV/0! | 18 | 0 | 0 | 0 | 0 | 0 | 0 | 0 | 9256.5598 | 55.3622 | 30.0656 | 55.3622 | 15.1765 | 21915.9886 | 21908.0121 | 9241.3832 | 35.0656 | 35.0528 | 35.0656 | 35 | 1 | 1 | 0 | 7.2 | 1 | 7.2 | 9241.3832 | 18 | 0 | 0 | 0 | 0 | 0 | 0 | 0 | 0 | 0 | 0 | 0 | 0 | 0
1759 | 74 | 3 | 15 | 2500 | 6428.5714 | 142.8571 | 1428.5714 | 214.2857 | 10714.2857 | #DIV/0! |  | #DIV/0! | 18 | 0 | 0 | 0 | 0 | 0 | 0 | 0 | 10714.2857 | 64.0807 | 30.0528 | 64.0807 | 14.148 | 21908.0121 | 21901.064 | 10700.1377 | 35.0528 | 35.0417 | 35.0528 | 35 | 1 | 1 | 0 | 7.2 | 1 | 7.2 | 10700.1377 | 18 | 0 | 0 | 0 | 0 | 0 | 0 | 0 | 0 | 0 | 0 | 0 | 0 | 0
1760 | 74 | 3 | 15 | 2500 | 6428.5714 | 142.8571 | 1428.5714 | 214.2857 | 10714.2857 | #DIV/0! |  | #DIV/0! | 18 | 0 | 0 | 0 | 0 | 0 | 0 | 0 | 10714.2857 | 64.0807 | 30.0417 | 64.0807 | 11.1703 | 21901.064 | 21897.0937 | 10703.1154 | 35.0417 | 35.0353 | 35.0417 | 35 | 1 | 1 | 0 | 7.2 | 1 | 7.2 | 10703.1154 | 18 | 0 | 0 | 0 | 0 | 0 | 0 | 0 | 0 | 0 | 0 | 0 | 0 | 0
1761 | 74 | 3 | 15 | 2500 | 2571.4286 | 142.8571 | 1428.5714 | 135.5685 | 6778.4257 | #DIV/0! |  | #DIV/0! | 18 | 0 | 0 | 0 | 0 | 0 | 0 | 0 | 6778.4257 | 40.5408 | 30.0353 | 40.5408 | 5.9904 | 21897.0937 | 21898.3033 | 6772.4352 | 35.0353 | 35.0373 | 35.0353 | 35 | 1 | 1 | 0 | 7.2 | 1 | 7.2 | 6772.4352 | 18 | 0 | 0 | 0 | 0 | 0 | 0 | 0 | 0 | 0 | 0 | 0 | 0 | 0
1762 | 74 | 3 | 15 | 2500 | 0 | 142.8571 | 1428.5714 | 83.0904 | 4154.519 | #DIV/0! |  | #DIV/0! | 18 | 0 | 0 | 0 | 0 | 0 | 0 | 0 | 4154.519 | 24.8476 | 30.0373 | 24.8476 | 3.8726 | 21898.3033 | 21901.6307 | 4150.6464 | 35.0373 | 35.0426 | 35.0373 | 35 | 1 | 1 | 0 | 7.2 | 1 | 7.2 | 4150.6464 | 18 | 0 | 0 | 0 | 0 | 0 | 0 | 0 | 0 | 0 | 0 | 0 | 0 | 0
1763 | 74 | 3 | 15 | 2500 | 0 | 142.8571 | 1428.5714 | 83.0904 | 4154.519 | #DIV/0! |  | #DIV/0! | 18 | 0 | 0 | 0 | 0 | 0 | 0 | 0 | 4154.519 | 24.8476 | 30.0426 | 24.8476 | 4.4255 | 21901.6307 | 21904.4052 | 4150.0934 | 35.0426 | 35.047 | 35.0426 | 35 | 1 | 1 | 0 | 7.2 | 1 | 7.2 | 4150.0934 | 18 | 0 | 0 | 0 | 0 | 0 | 0 | 0 | 0 | 0 | 0 | 0 | 0 | 0
1764 | 74 | 3 | 15 | 2500 | 0 | 142.8571 | 1428.5714 | 83.0904 | 4154.519 | #DIV/0! |  | #DIV/0! | 18 | 2500 | 0 | 238.0952 | 0 | 55.8795 | 2793.9747 | #DIV/0! | 4154.519 | 24.8476 | 30.047 | 24.8476 | 4.8866 | 21904.4052 | 21906.7186 | 4149.6324 | 35.047 | 35.0507 | 35.047 | 35 | 1 | 1 | 0 | 7.2 | 1 | 7.2 | 4149.6324 | 18 | 0 | 0 | 0 | 0 | 0 | 0 | 0 | 0 | 0 | 0 | 0 | 0 | 0
1765 | 74 | 3 | 15 | 2500 | 0 | 142.8571 | 1428.5714 | 83.0904 | 4154.519 | #DIV/0! |  | #DIV/0! | 18 | 2500 | 0 | 238.0952 | 0 | 55.8795 | 2793.9747 | #DIV/0! | 4154.519 | 24.8476 | 30.0507 | 24.8476 | 5.271 | 21906.7186 | 21908.6476 | 4149.2479 | 35.0507 | 35.0538 | 35.0507 | 35 | 1 | 1 | 0 | 7.2 | 1 | 7.2 | 4149.2479 | 18 | 0 | 0 | 0 | 0 | 0 | 0 | 0 | 0 | 0 | 0 | 0 | 0 | 0
1766 | 74 | 3 | 15 | 2500 | 0 | 142.8571 | 1428.5714 | 83.0904 | 4154.519 | #DIV/0! |  | #DIV/0! | 18 | 2500 | 0 | 238.0952 | 0 | 55.8795 | 2793.9747 | #DIV/0! | 4154.519 | 24.8476 | 30.0538 | 24.8476 | 5.5916 | 21908.6476 | 21910.256 | 4148.9274 | 35.0538 | 35.0564 | 35.0538 | 35 | 1 | 1 | 0 | 7.2 | 1 | 7.2 | 4148.9274 | 18 | 0 | 0 | 0 | 0 | 0 | 0 | 0 | 0 | 0 | 0 | 0 | 0 | 0
1767 | 74 | 3 | 15 | 2500 | 0 | 142.8571 | 1428.5714 | 83.0904 | 4154.519 | #DIV/0! |  | #DIV/0! | 18 | 2500 | 0 | 238.0952 | 0 | 55.8795 | 2793.9747 | #DIV/0! | 4154.519 | 24.8476 | 30.0564 | 24.8476 | 5.8589 | 21910.256 | 21911.5972 | 4148.6601 | 35.0564 | 35.0586 | 35.0564 | 35 | 1 | 1 | 0 | 7.2 | 1 | 7.2 | 4148.6601 | 18 | 0 | 0 | 0 | 0 | 0 | 0 | 0 | 0 | 0 | 0 | 0 | 0 | 0
1768 | 74 | 3 | 15 | 2500 | 0 | 142.8571 | 1428.5714 | 83.0904 | 4154.519 | #DIV/0! |  | #DIV/0! | 18 | 2500 | 0 | 238.0952 | 0 | 55.8795 | 2793.9747 | #DIV/0! | 4154.519 | 24.8476 | 30.0586 | 24.8476 | 6.0817 | 21911.5972 | 21912.7154 | 4148.4372 | 35.0586 | 35.0603 | 35.0586 | 35 | 1 | 1 | 0 | 7.2 | 1 | 7.2 | 4148.4372 | 18 | 0 | 0 | 0 | 0 | 0 | 0 | 0 | 0 | 0 | 0 | 0 | 0 | 0
1769 | 74 | 3 | 15 | 2500 | 0 | 142.8571 | 0 | 53.9359 | 2696.793 | #DIV/0! |  | #DIV/0! | 18 | 2500 | 3857.1429 | 238.0952 | 0 | 134.5967 | 6729.8348 | #DIV/0! | 2696.793 | 16.1291 | 30.0603 | 16.1291 | 4.0684 | 21912.7154 | 21915.847 | 2692.7246 | 35.0603 | 35.0654 | 35.0603 | 35 | 1 | 1 | 0 | 7.2 | 1 | 7.2 | 2692.7246 | 18 | 0 | 0 | 0 | 0 | 0 | 0 | 0 | 0 | 0 | 0 | 0 | 0 | 0
1770 | 74 | 3 | 15 | 2500 | 3214.2857 | 142.8571 | 0 | 119.5335 | 5976.6764 | #DIV/0! |  | #DIV/0! | 18 | 2500 | 6428.5714 | 238.0952 | 0 | 187.0748 | 9353.7415 | #DIV/0! | 5976.6764 | 35.7457 | 30.0654 | 35.7457 | 9.7652 | 21915.847 | 21913.2818 | 5966.9112 | 35.0654 | 35.0613 | 35.0654 | 35 | 1 | 1 | 0 | 7.2 | 1 | 7.2 | 5966.9112 | 18 | 0 | 0 | 0 | 0 | 0 | 0 | 0 | 0 | 0 | 0 | 0 | 0 | 0
1771 | 74 | 3 | 15 | 2500 | 6428.5714 | 142.8571 | 0 | 185.1312 | 9256.5598 | #DIV/0! |  | #DIV/0! | 18 | 2500 | 6428.5714 | 238.0952 | 2000 | 227.8912 | 11394.5578 | #DIV/0! | 9256.5598 | 55.3622 | 30.0613 | 55.3622 | 14.1743 | 21913.2818 | 21906.3075 | 9242.3854 | 35.0613 | 35.0501 | 35.0613 | 35 | 1 | 1 | 0 | 7.2 | 1 | 7.2 | 9242.3854 | 18 | 0 | 0 | 0 | 0 | 0 | 0 | 0 | 0 | 0 | 0 | 0 | 0 | 0
1772 | 74 | 3 | 15 | 2500 | 6428.5714 | 142.8571 | 0 | 185.1312 | 9256.5598 | #DIV/0! |  | #DIV/0! | 18 | 2500 | 6428.5714 | 238.0952 | 2000 | 227.8912 | 11394.5578 | #DIV/0! | 9256.5598 | 55.3622 | 30.0501 | 55.3622 | 11.592 | 21906.3075 | 21901.9155 | 9244.9678 | 35.0501 | 35.0431 | 35.0501 | 35 | 1 | 1 | 0 | 7.2 | 1 | 7.2 | 9244.9678 | 18 | 0 | 0 | 0 | 0 | 0 | 0 | 0 | 0 | 0 | 0 | 0 | 0 | 0
1773 | 74 | 3 | 15 | 2500 | 6428.5714 | 142.8571 | 0 | 185.1312 | 9256.5598 | #DIV/0! |  | #DIV/0! | 18 | 2500 | 2571.4286 | 238.0952 | 2000 | 149.174 | 7458.6978 | #DIV/0! | 9256.5598 | 55.3622 | 30.0431 | 55.3622 | 9.9658 | 21901.9155 | 21899.1497 | 9246.594 | 35.0431 | 35.0386 | 35.0431 | 35 | 1 | 1 | 0 | 7.2 | 1 | 7.2 | 9246.594 | 18 | 0 | 0 | 0 | 0 | 0 | 0 | 0 | 0 | 0 | 0 | 0 | 0 | 0
1774 | 74 | 3 | 15 | 2500 | 3214.2857 | 142.8571 | 0 | 119.5335 | 5976.6764 | #DIV/0! |  | #DIV/0! | 18 | 2500 | 0 | 238.0952 | 2000 | 96.6958 | 4834.7911 | #DIV/0! | 5976.6764 | 35.7457 | 30.0386 | 35.7457 | 5.7734 | 21899.1497 | 21900.5763 | 5970.903 | 35.0386 | 35.0409 | 35.0386 | 35 | 1 | 1 | 0 | 7.2 | 1 | 7.2 | 5970.903 | 18 | 0 | 0 | 0 | 0 | 0 | 0 | 0 | 0 | 0 | 0 | 0 | 0 | 0
1775 | 74 | 3 | 16 | 2500 | 0 | 142.8571 | 0 | 53.9359 | 2696.793 | #DIV/0! |  | #DIV/0! | 18 | 2500 | 0 | 238.0952 | 2000 | 96.6958 | 4834.7911 | #DIV/0! | 2696.793 | 16.1291 | 30.0409 | 16.1291 | 2.759 | 21900.5763 | 21905.0173 | 2694.034 | 35.0409 | 35.048 | 35.0409 | 35 | 1 | 1 | 0 | 7.2 | 1 | 7.2 | 2694.034 | 18 | 0 | 0 | 0 | 0 | 0 | 0 | 0 | 0 | 0 | 0 | 0 | 0 | 0
1776 | 75 | 3 | 16 | 2500 | 0 | 142.8571 | 0 | 53.9359 | 2696.793 | #DIV/0! |  | #DIV/0! | 18 | 0 | 0 | 0 | 0 | 0 | 0 | 0 | 2696.793 | 16.1291 | 30.048 | 16.1291 | 3.238 | 21905.0173 | 21908.9793 | 2693.555 | 35.048 | 35.0544 | 35.048 | 35 | 1 | 1 | 0 | 7.2 | 1 | 7.2 | 2693.555 | 18 | 0 | 0 | 0 | 0 | 0 | 0 | 0 | 0 | 0 | 0 | 0 | 0 | 0
1777 | 75 | 3 | 16 | 2500 | 0 | 142.8571 | 0 | 53.9359 | 2696.793 | #DIV/0! |  | #DIV/0! | 18 | 0 | 0 | 0 | 0 | 0 | 0 | 0 | 2696.793 | 16.1291 | 30.0544 | 16.1291 | 3.6654 | 21908.9793 | 21912.5139 | 2693.1276 | 35.0544 | 35.06 | 35.0544 | 35 | 1 | 1 | 0 | 7.2 | 1 | 7.2 | 2693.1276 | 18 | 0 | 0 | 0 | 0 | 0 | 0 | 0 | 0 | 0 | 0 | 0 | 0 | 0
1778 | 75 | 3 | 16 | 2500 | 0 | 142.8571 | 0 | 53.9359 | 2696.793 | #DIV/0! |  | #DIV/0! | 18 | 0 | 0 | 0 | 0 | 0 | 0 | 0 | 2696.793 | 16.1291 | 30.06 | 16.1291 | 4.0467 | 21912.5139 | 21915.6672 | 2692.7463 | 35.06 | 35.0651 | 35.06 | 35 | 1 | 1 | 0 | 7.2 | 1 | 7.2 | 2692.7463 | 18 | 0 | 0 | 0 | 0 | 0 | 0 | 0 | 0 | 0 | 0 | 0 | 0 | 0
1779 | 75 | 3 | 16 | 2500 | 0 | 142.8571 | 0 | 53.9359 | 2696.793 | #DIV/0! |  | #DIV/0! | 18 | 0 | 0 | 0 | 0 | 0 | 0 | 0 | 2696.793 | 16.1291 | 30.0651 | 16.1291 | 4.3868 | 21915.6672 | 21918.4804 | 2692.4062 | 35.0651 | 35.0696 | 35.0651 | 35 | 1 | 1 | 0 | 7.2 | 1 | 7.2 | 2692.4062 | 18 | 0 | 0 | 0 | 0 | 0 | 0 | 0 | 0 | 0 | 0 | 0 | 0 | 0
1780 | 75 | 3 | 16 | 2500 | 0 | 142.8571 | 0 | 53.9359 | 2696.793 | #DIV/0! |  | #DIV/0! | 18 | 0 | 0 | 0 | 0 | 0 | 0 | 0 | 2696.793 | 16.1291 | 30.0696 | 16.1291 | 4.6903 | 21918.4804 | 21920.9901 | 2692.1027 | 35.0696 | 35.0736 | 35.0696 | 35 | 1 | 1 | 0 | 7.2 | 1 | 7.2 | 2692.1027 | 18 | 0 | 0 | 0 | 0 | 0 | 0 | 0 | 0 | 0 | 0 | 0 | 0 | 0
1781 | 75 | 3 | 16 | 2500 | 3857.1429 | 142.8571 | 0 | 132.6531 | 6632.6531 | #DIV/0! |  | #DIV/0! | 18 | 0 | 0 | 0 | 0 | 0 | 0 | 0 | 6632.6531 | 39.669 | 30.0736 | 39.669 | 12.2014 | 21920.9901 | 21915.9886 | 6620.4516 | 35.0736 | 35.0656 | 35.0736 | 35 | 1 | 1 | 0 | 7.2 | 1 | 7.2 | 6620.4516 | 18 | 0 | 0 | 0 | 0 | 0 | 0 | 0 | 0 | 0 | 0 | 0 | 0 | 0
1782 | 75 | 3 | 16 | 2500 | 6428.5714 | 142.8571 | 0 | 185.1312 | 9256.5598 | #DIV/0! |  | #DIV/0! | 18 | 0 | 0 | 0 | 0 | 0 | 0 | 0 | 9256.5598 | 55.3622 | 30.0656 | 55.3622 | 15.1765 | 21915.9886 | 21908.0121 | 9241.3832 | 35.0656 | 35.0528 | 35.0656 | 35 | 1 | 1 | 0 | 7.2 | 1 | 7.2 | 9241.3832 | 18 | 0 | 0 | 0 | 0 | 0 | 0 | 0 | 0 | 0 | 0 | 0 | 0 | 0
1783 | 75 | 3 | 16 | 2500 | 6428.5714 | 142.8571 | 1428.5714 | 214.2857 | 10714.2857 | #DIV/0! |  | #DIV/0! | 18 | 0 | 0 | 0 | 0 | 0 | 0 | 0 | 10714.2857 | 64.0807 | 30.0528 | 64.0807 | 14.148 | 21908.0121 | 21901.064 | 10700.1377 | 35.0528 | 35.0417 | 35.0528 | 35 | 1 | 1 | 0 | 7.2 | 1 | 7.2 | 10700.1377 | 18 | 0 | 0 | 0 | 0 | 0 | 0 | 0 | 0 | 0 | 0 | 0 | 0 | 0
1784 | 75 | 3 | 16 | 2500 | 6428.5714 | 142.8571 | 1428.5714 | 214.2857 | 10714.2857 | #DIV/0! |  | #DIV/0! | 18 | 0 | 0 | 0 | 0 | 0 | 0 | 0 | 10714.2857 | 64.0807 | 30.0417 | 64.0807 | 11.1703 | 21901.064 | 21897.0937 | 10703.1154 | 35.0417 | 35.0353 | 35.0417 | 35 | 1 | 1 | 0 | 7.2 | 1 | 7.2 | 10703.1154 | 18 | 0 | 0 | 0 | 0 | 0 | 0 | 0 | 0 | 0 | 0 | 0 | 0 | 0
1785 | 75 | 3 | 16 | 2500 | 2571.4286 | 142.8571 | 1428.5714 | 135.5685 | 6778.4257 | #DIV/0! |  | #DIV/0! | 18 | 0 | 0 | 0 | 0 | 0 | 0 | 0 | 6778.4257 | 40.5408 | 30.0353 | 40.5408 | 5.9904 | 21897.0937 | 21898.3033 | 6772.4352 | 35.0353 | 35.0373 | 35.0353 | 35 | 1 | 1 | 0 | 7.2 | 1 | 7.2 | 6772.4352 | 18 | 0 | 0 | 0 | 0 | 0 | 0 | 0 | 0 | 0 | 0 | 0 | 0 | 0
1786 | 75 | 3 | 16 | 2500 | 0 | 142.8571 | 1428.5714 | 83.0904 | 4154.519 | #DIV/0! |  | #DIV/0! | 18 | 0 | 0 | 0 | 0 | 0 | 0 | 0 | 4154.519 | 24.8476 | 30.0373 | 24.8476 | 3.8726 | 21898.3033 | 21901.6307 | 4150.6464 | 35.0373 | 35.0426 | 35.0373 | 35 | 1 | 1 | 0 | 7.2 | 1 | 7.2 | 4150.6464 | 18 | 0 | 0 | 0 | 0 | 0 | 0 | 0 | 0 | 0 | 0 | 0 | 0 | 0
1787 | 75 | 3 | 16 | 2500 | 0 | 142.8571 | 1428.5714 | 83.0904 | 4154.519 | #DIV/0! |  | #DIV/0! | 18 | 0 | 0 | 0 | 0 | 0 | 0 | 0 | 4154.519 | 24.8476 | 30.0426 | 24.8476 | 4.4255 | 21901.6307 | 21904.4052 | 4150.0934 | 35.0426 | 35.047 | 35.0426 | 35 | 1 | 1 | 0 | 7.2 | 1 | 7.2 | 4150.0934 | 18 | 0 | 0 | 0 | 0 | 0 | 0 | 0 | 0 | 0 | 0 | 0 | 0 | 0
1788 | 75 | 3 | 16 | 2500 | 0 | 142.8571 | 1428.5714 | 83.0904 | 4154.519 | #DIV/0! |  | #DIV/0! | 18 | 2500 | 0 | 238.0952 | 0 | 55.8795 | 2793.9747 | #DIV/0! | 4154.519 | 24.8476 | 30.047 | 24.8476 | 4.8866 | 21904.4052 | 21906.7186 | 4149.6324 | 35.047 | 35.0507 | 35.047 | 35 | 1 | 1 | 0 | 7.2 | 1 | 7.2 | 4149.6324 | 18 | 0 | 0 | 0 | 0 | 0 | 0 | 0 | 0 | 0 | 0 | 0 | 0 | 0
1789 | 75 | 3 | 16 | 2500 | 0 | 142.8571 | 1428.5714 | 83.0904 | 4154.519 | #DIV/0! |  | #DIV/0! | 18 | 2500 | 0 | 238.0952 | 0 | 55.8795 | 2793.9747 | #DIV/0! | 4154.519 | 24.8476 | 30.0507 | 24.8476 | 5.271 | 21906.7186 | 21908.6476 | 4149.2479 | 35.0507 | 35.0538 | 35.0507 | 35 | 1 | 1 | 0 | 7.2 | 1 | 7.2 | 4149.2479 | 18 | 0 | 0 | 0 | 0 | 0 | 0 | 0 | 0 | 0 | 0 | 0 | 0 | 0
1790 | 75 | 3 | 16 | 2500 | 0 | 142.8571 | 1428.5714 | 83.0904 | 4154.519 | #DIV/0! |  | #DIV/0! | 18 | 2500 | 0 | 238.0952 | 0 | 55.8795 | 2793.9747 | #DIV/0! | 4154.519 | 24.8476 | 30.0538 | 24.8476 | 5.5916 | 21908.6476 | 21910.256 | 4148.9274 | 35.0538 | 35.0564 | 35.0538 | 35 | 1 | 1 | 0 | 7.2 | 1 | 7.2 | 4148.9274 | 18 | 0 | 0 | 0 | 0 | 0 | 0 | 0 | 0 | 0 | 0 | 0 | 0 | 0
1791 | 75 | 3 | 16 | 2500 | 0 | 142.8571 | 1428.5714 | 83.0904 | 4154.519 | #DIV/0! |  | #DIV/0! | 18 | 2500 | 0 | 238.0952 | 0 | 55.8795 | 2793.9747 | #DIV/0! | 4154.519 | 24.8476 | 30.0564 | 24.8476 | 5.8589 | 21910.256 | 21911.5972 | 4148.6601 | 35.0564 | 35.0586 | 35.0564 | 35 | 1 | 1 | 0 | 7.2 | 1 | 7.2 | 4148.6601 | 18 | 0 | 0 | 0 | 0 | 0 | 0 | 0 | 0 | 0 | 0 | 0 | 0 | 0
1792 | 75 | 3 | 16 | 2500 | 0 | 142.8571 | 1428.5714 | 83.0904 | 4154.519 | #DIV/0! |  | #DIV/0! | 18 | 2500 | 0 | 238.0952 | 0 | 55.8795 | 2793.9747 | #DIV/0! | 4154.519 | 24.8476 | 30.0586 | 24.8476 | 6.0817 | 21911.5972 | 21912.7154 | 4148.4372 | 35.0586 | 35.0603 | 35.0586 | 35 | 1 | 1 | 0 | 7.2 | 1 | 7.2 | 4148.4372 | 18 | 0 | 0 | 0 | 0 | 0 | 0 | 0 | 0 | 0 | 0 | 0 | 0 | 0
1793 | 75 | 3 | 16 | 2500 | 0 | 142.8571 | 0 | 53.9359 | 2696.793 | #DIV/0! |  | #DIV/0! | 18 | 2500 | 3857.1429 | 238.0952 | 0 | 134.5967 | 6729.8348 | #DIV/0! | 2696.793 | 16.1291 | 30.0603 | 16.1291 | 4.0684 | 21912.7154 | 21915.847 | 2692.7246 | 35.0603 | 35.0654 | 35.0603 | 35 | 1 | 1 | 0 | 7.2 | 1 | 7.2 | 2692.7246 | 18 | 0 | 0 | 0 | 0 | 0 | 0 | 0 | 0 | 0 | 0 | 0 | 0 | 0
1794 | 75 | 3 | 16 | 2500 | 3214.2857 | 142.8571 | 0 | 119.5335 | 5976.6764 | #DIV/0! |  | #DIV/0! | 18 | 2500 | 6428.5714 | 238.0952 | 0 | 187.0748 | 9353.7415 | #DIV/0! | 5976.6764 | 35.7457 | 30.0654 | 35.7457 | 9.7652 | 21915.847 | 21913.2818 | 5966.9112 | 35.0654 | 35.0613 | 35.0654 | 35 | 1 | 1 | 0 | 7.2 | 1 | 7.2 | 5966.9112 | 18 | 0 | 0 | 0 | 0 | 0 | 0 | 0 | 0 | 0 | 0 | 0 | 0 | 0
1795 | 75 | 3 | 16 | 2500 | 6428.5714 | 142.8571 | 0 | 185.1312 | 9256.5598 | #DIV/0! |  | #DIV/0! | 18 | 2500 | 6428.5714 | 238.0952 | 2000 | 227.8912 | 11394.5578 | #DIV/0! | 9256.5598 | 55.3622 | 30.0613 | 55.3622 | 14.1743 | 21913.2818 | 21906.3075 | 9242.3854 | 35.0613 | 35.0501 | 35.0613 | 35 | 1 | 1 | 0 | 7.2 | 1 | 7.2 | 9242.3854 | 18 | 0 | 0 | 0 | 0 | 0 | 0 | 0 | 0 | 0 | 0 | 0 | 0 | 0
1796 | 75 | 3 | 16 | 2500 | 6428.5714 | 142.8571 | 0 | 185.1312 | 9256.5598 | #DIV/0! |  | #DIV/0! | 18 | 2500 | 6428.5714 | 238.0952 | 2000 | 227.8912 | 11394.5578 | #DIV/0! | 9256.5598 | 55.3622 | 30.0501 | 55.3622 | 11.592 | 21906.3075 | 21901.9155 | 9244.9678 | 35.0501 | 35.0431 | 35.0501 | 35 | 1 | 1 | 0 | 7.2 | 1 | 7.2 | 9244.9678 | 18 | 0 | 0 | 0 | 0 | 0 | 0 | 0 | 0 | 0 | 0 | 0 | 0 | 0
1797 | 75 | 3 | 16 | 2500 | 6428.5714 | 142.8571 | 0 | 185.1312 | 9256.5598 | #DIV/0! |  | #DIV/0! | 18 | 2500 | 2571.4286 | 238.0952 | 2000 | 149.174 | 7458.6978 | #DIV/0! | 9256.5598 | 55.3622 | 30.0431 | 55.3622 | 9.9658 | 21901.9155 | 21899.1497 | 9246.594 | 35.0431 | 35.0386 | 35.0431 | 35 | 1 | 1 | 0 | 7.2 | 1 | 7.2 | 9246.594 | 18 | 0 | 0 | 0 | 0 | 0 | 0 | 0 | 0 | 0 | 0 | 0 | 0 | 0
1798 | 75 | 3 | 16 | 2500 | 3214.2857 | 142.8571 | 0 | 119.5335 | 5976.6764 | #DIV/0! |  | #DIV/0! | 18 | 2500 | 0 | 238.0952 | 2000 | 96.6958 | 4834.7911 | #DIV/0! | 5976.6764 | 35.7457 | 30.0386 | 35.7457 | 5.7734 | 21899.1497 | 21900.5763 | 5970.903 | 35.0386 | 35.0409 | 35.0386 | 35 | 1 | 1 | 0 | 7.2 | 1 | 7.2 | 5970.903 | 18 | 0 | 0 | 0 | 0 | 0 | 0 | 0 | 0 | 0 | 0 | 0 | 0 | 0
1799 | 75 | 3 | 17 | 2500 | 0 | 142.8571 | 0 | 53.9359 | 2696.793 | #DIV/0! |  | #DIV/0! | 18 | 2500 | 0 | 238.0952 | 2000 | 96.6958 | 4834.7911 | #DIV/0! | 2696.793 | 16.1291 | 30.0409 | 16.1291 | 2.759 | 21900.5763 | 21905.0173 | 2694.034 | 35.0409 | 35.048 | 35.0409 | 35 | 1 | 1 | 0 | 7.2 | 1 | 7.2 | 2694.034 | 18 | 0 | 0 | 0 | 0 | 0 | 0 | 0 | 0 | 0 | 0 | 0 | 0 | 0
1800 | 76 | 3 | 17 | 2500 | 0 | 142.8571 | 0 | 53.9359 | 2696.793 | #DIV/0! |  | #DIV/0! | 18 | 0 | 0 | 0 | 0 | 0 | 0 | 0 | 2696.793 | 16.1291 | 30.048 | 16.1291 | 3.238 | 21905.0173 | 21908.9793 | 2693.555 | 35.048 | 35.0544 | 35.048 | 35 | 1 | 1 | 0 | 7.2 | 1 | 7.2 | 2693.555 | 18 | 0 | 0 | 0 | 0 | 0 | 0 | 0 | 0 | 0 | 0 | 0 | 0 | 0
1801 | 76 | 3 | 17 | 2500 | 0 | 142.8571 | 0 | 53.9359 | 2696.793 | #DIV/0! |  | #DIV/0! | 18 | 0 | 0 | 0 | 0 | 0 | 0 | 0 | 2696.793 | 16.1291 | 30.0544 | 16.1291 | 3.6654 | 21908.9793 | 21912.5139 | 2693.1276 | 35.0544 | 35.06 | 35.0544 | 35 | 1 | 1 | 0 | 7.2 | 1 | 7.2 | 2693.1276 | 18 | 0 | 0 | 0 | 0 | 0 | 0 | 0 | 0 | 0 | 0 | 0 | 0 | 0
1802 | 76 | 3 | 17 | 2500 | 0 | 142.8571 | 0 | 53.9359 | 2696.793 | #DIV/0! |  | #DIV/0! | 18 | 0 | 0 | 0 | 0 | 0 | 0 | 0 | 2696.793 | 16.1291 | 30.06 | 16.1291 | 4.0467 | 21912.5139 | 21915.6672 | 2692.7463 | 35.06 | 35.0651 | 35.06 | 35 | 1 | 1 | 0 | 7.2 | 1 | 7.2 | 2692.7463 | 18 | 0 | 0 | 0 | 0 | 0 | 0 | 0 | 0 | 0 | 0 | 0 | 0 | 0
1803 | 76 | 3 | 17 | 2500 | 0 | 142.8571 | 0 | 53.9359 | 2696.793 | #DIV/0! |  | #DIV/0! | 18 | 0 | 0 | 0 | 0 | 0 | 0 | 0 | 2696.793 | 16.1291 | 30.0651 | 16.1291 | 4.3868 | 21915.6672 | 21918.4804 | 2692.4062 | 35.0651 | 35.0696 | 35.0651 | 35 | 1 | 1 | 0 | 7.2 | 1 | 7.2 | 2692.4062 | 18 | 0 | 0 | 0 | 0 | 0 | 0 | 0 | 0 | 0 | 0 | 0 | 0 | 0
1804 | 76 | 3 | 17 | 2500 | 0 | 142.8571 | 0 | 53.9359 | 2696.793 | #DIV/0! |  | #DIV/0! | 18 | 0 | 0 | 0 | 0 | 0 | 0 | 0 | 2696.793 | 16.1291 | 30.0696 | 16.1291 | 4.6903 | 21918.4804 | 21920.9901 | 2692.1027 | 35.0696 | 35.0736 | 35.0696 | 35 | 1 | 1 | 0 | 7.2 | 1 | 7.2 | 2692.1027 | 18 | 0 | 0 | 0 | 0 | 0 | 0 | 0 | 0 | 0 | 0 | 0 | 0 | 0
1805 | 76 | 3 | 17 | 2500 | 3857.1429 | 142.8571 | 0 | 132.6531 | 6632.6531 | #DIV/0! |  | #DIV/0! | 18 | 0 | 0 | 0 | 0 | 0 | 0 | 0 | 6632.6531 | 39.669 | 30.0736 | 39.669 | 12.2014 | 21920.9901 | 21915.9886 | 6620.4516 | 35.0736 | 35.0656 | 35.0736 | 35 | 1 | 1 | 0 | 7.2 | 1 | 7.2 | 6620.4516 | 18 | 0 | 0 | 0 | 0 | 0 | 0 | 0 | 0 | 0 | 0 | 0 | 0 | 0
1806 | 76 | 3 | 17 | 2500 | 6428.5714 | 142.8571 | 0 | 185.1312 | 9256.5598 | #DIV/0! |  | #DIV/0! | 18 | 0 | 0 | 0 | 0 | 0 | 0 | 0 | 9256.5598 | 55.3622 | 30.0656 | 55.3622 | 15.1765 | 21915.9886 | 21908.0121 | 9241.3832 | 35.0656 | 35.0528 | 35.0656 | 35 | 1 | 1 | 0 | 7.2 | 1 | 7.2 | 9241.3832 | 18 | 0 | 0 | 0 | 0 | 0 | 0 | 0 | 0 | 0 | 0 | 0 | 0 | 0
1807 | 76 | 3 | 17 | 2500 | 6428.5714 | 142.8571 | 1428.5714 | 214.2857 | 10714.2857 | #DIV/0! |  | #DIV/0! | 18 | 0 | 0 | 0 | 0 | 0 | 0 | 0 | 10714.2857 | 64.0807 | 30.0528 | 64.0807 | 14.148 | 21908.0121 | 21901.064 | 10700.1377 | 35.0528 | 35.0417 | 35.0528 | 35 | 1 | 1 | 0 | 7.2 | 1 | 7.2 | 10700.1377 | 18 | 0 | 0 | 0 | 0 | 0 | 0 | 0 | 0 | 0 | 0 | 0 | 0 | 0
1808 | 76 | 3 | 17 | 2500 | 6428.5714 | 142.8571 | 1428.5714 | 214.2857 | 10714.2857 | #DIV/0! |  | #DIV/0! | 18 | 0 | 0 | 0 | 0 | 0 | 0 | 0 | 10714.2857 | 64.0807 | 30.0417 | 64.0807 | 11.1703 | 21901.064 | 21897.0937 | 10703.1154 | 35.0417 | 35.0353 | 35.0417 | 35 | 1 | 1 | 0 | 7.2 | 1 | 7.2 | 10703.1154 | 18 | 0 | 0 | 0 | 0 | 0 | 0 | 0 | 0 | 0 | 0 | 0 | 0 | 0
1809 | 76 | 3 | 17 | 2500 | 2571.4286 | 142.8571 | 1428.5714 | 135.5685 | 6778.4257 | #DIV/0! |  | #DIV/0! | 18 | 0 | 0 | 0 | 0 | 0 | 0 | 0 | 6778.4257 | 40.5408 | 30.0353 | 40.5408 | 5.9904 | 21897.0937 | 21898.3033 | 6772.4352 | 35.0353 | 35.0373 | 35.0353 | 35 | 1 | 1 | 0 | 7.2 | 1 | 7.2 | 6772.4352 | 18 | 0 | 0 | 0 | 0 | 0 | 0 | 0 | 0 | 0 | 0 | 0 | 0 | 0
1810 | 76 | 3 | 17 | 2500 | 0 | 142.8571 | 1428.5714 | 83.0904 | 4154.519 | #DIV/0! |  | #DIV/0! | 18 | 0 | 0 | 0 | 0 | 0 | 0 | 0 | 4154.519 | 24.8476 | 30.0373 | 24.8476 | 3.8726 | 21898.3033 | 21901.6307 | 4150.6464 | 35.0373 | 35.0426 | 35.0373 | 35 | 1 | 1 | 0 | 7.2 | 1 | 7.2 | 4150.6464 | 18 | 0 | 0 | 0 | 0 | 0 | 0 | 0 | 0 | 0 | 0 | 0 | 0 | 0
1811 | 76 | 3 | 17 | 2500 | 0 | 142.8571 | 1428.5714 | 83.0904 | 4154.519 | #DIV/0! |  | #DIV/0! | 18 | 0 | 0 | 0 | 0 | 0 | 0 | 0 | 4154.519 | 24.8476 | 30.0426 | 24.8476 | 4.4255 | 21901.6307 | 21904.4052 | 4150.0934 | 35.0426 | 35.047 | 35.0426 | 35 | 1 | 1 | 0 | 7.2 | 1 | 7.2 | 4150.0934 | 18 | 0 | 0 | 0 | 0 | 0 | 0 | 0 | 0 | 0 | 0 | 0 | 0 | 0
1812 | 76 | 3 | 17 | 2500 | 0 | 142.8571 | 1428.5714 | 83.0904 | 4154.519 | #DIV/0! |  | #DIV/0! | 18 | 2500 | 0 | 238.0952 | 0 | 55.8795 | 2793.9747 | #DIV/0! | 4154.519 | 24.8476 | 30.047 | 24.8476 | 4.8866 | 21904.4052 | 21906.7186 | 4149.6324 | 35.047 | 35.0507 | 35.047 | 35 | 1 | 1 | 0 | 7.2 | 1 | 7.2 | 4149.6324 | 18 | 0 | 0 | 0 | 0 | 0 | 0 | 0 | 0 | 0 | 0 | 0 | 0 | 0
1813 | 76 | 3 | 17 | 2500 | 0 | 142.8571 | 1428.5714 | 83.0904 | 4154.519 | #DIV/0! |  | #DIV/0! | 18 | 2500 | 0 | 238.0952 | 0 | 55.8795 | 2793.9747 | #DIV/0! | 4154.519 | 24.8476 | 30.0507 | 24.8476 | 5.271 | 21906.7186 | 21908.6476 | 4149.2479 | 35.0507 | 35.0538 | 35.0507 | 35 | 1 | 1 | 0 | 7.2 | 1 | 7.2 | 4149.2479 | 18 | 0 | 0 | 0 | 0 | 0 | 0 | 0 | 0 | 0 | 0 | 0 | 0 | 0
1814 | 76 | 3 | 17 | 2500 | 0 | 142.8571 | 1428.5714 | 83.0904 | 4154.519 | #DIV/0! |  | #DIV/0! | 18 | 2500 | 0 | 238.0952 | 0 | 55.8795 | 2793.9747 | #DIV/0! | 4154.519 | 24.8476 | 30.0538 | 24.8476 | 5.5916 | 21908.6476 | 21910.256 | 4148.9274 | 35.0538 | 35.0564 | 35.0538 | 35 | 1 | 1 | 0 | 7.2 | 1 | 7.2 | 4148.9274 | 18 | 0 | 0 | 0 | 0 | 0 | 0 | 0 | 0 | 0 | 0 | 0 | 0 | 0
1815 | 76 | 3 | 17 | 2500 | 0 | 142.8571 | 1428.5714 | 83.0904 | 4154.519 | #DIV/0! |  | #DIV/0! | 18 | 2500 | 0 | 238.0952 | 0 | 55.8795 | 2793.9747 | #DIV/0! | 4154.519 | 24.8476 | 30.0564 | 24.8476 | 5.8589 | 21910.256 | 21911.5972 | 4148.6601 | 35.0564 | 35.0586 | 35.0564 | 35 | 1 | 1 | 0 | 7.2 | 1 | 7.2 | 4148.6601 | 18 | 0 | 0 | 0 | 0 | 0 | 0 | 0 | 0 | 0 | 0 | 0 | 0 | 0
1816 | 76 | 3 | 17 | 2500 | 0 | 142.8571 | 1428.5714 | 83.0904 | 4154.519 | #DIV/0! |  | #DIV/0! | 18 | 2500 | 0 | 238.0952 | 0 | 55.8795 | 2793.9747 | #DIV/0! | 4154.519 | 24.8476 | 30.0586 | 24.8476 | 6.0817 | 21911.5972 | 21912.7154 | 4148.4372 | 35.0586 | 35.0603 | 35.0586 | 35 | 1 | 1 | 0 | 7.2 | 1 | 7.2 | 4148.4372 | 18 | 0 | 0 | 0 | 0 | 0 | 0 | 0 | 0 | 0 | 0 | 0 | 0 | 0
1817 | 76 | 3 | 17 | 2500 | 0 | 142.8571 | 0 | 53.9359 | 2696.793 | #DIV/0! |  | #DIV/0! | 18 | 2500 | 3857.1429 | 238.0952 | 0 | 134.5967 | 6729.8348 | #DIV/0! | 2696.793 | 16.1291 | 30.0603 | 16.1291 | 4.0684 | 21912.7154 | 21915.847 | 2692.7246 | 35.0603 | 35.0654 | 35.0603 | 35 | 1 | 1 | 0 | 7.2 | 1 | 7.2 | 2692.7246 | 18 | 0 | 0 | 0 | 0 | 0 | 0 | 0 | 0 | 0 | 0 | 0 | 0 | 0
1818 | 76 | 3 | 17 | 2500 | 3214.2857 | 142.8571 | 0 | 119.5335 | 5976.6764 | #DIV/0! |  | #DIV/0! | 18 | 2500 | 6428.5714 | 238.0952 | 0 | 187.0748 | 9353.7415 | #DIV/0! | 5976.6764 | 35.7457 | 30.0654 | 35.7457 | 9.7652 | 21915.847 | 21913.2818 | 5966.9112 | 35.0654 | 35.0613 | 35.0654 | 35 | 1 | 1 | 0 | 7.2 | 1 | 7.2 | 5966.9112 | 18 | 0 | 0 | 0 | 0 | 0 | 0 | 0 | 0 | 0 | 0 | 0 | 0 | 0
1819 | 76 | 3 | 17 | 2500 | 6428.5714 | 142.8571 | 0 | 185.1312 | 9256.5598 | #DIV/0! |  | #DIV/0! | 18 | 2500 | 6428.5714 | 238.0952 | 2000 | 227.8912 | 11394.5578 | #DIV/0! | 9256.5598 | 55.3622 | 30.0613 | 55.3622 | 14.1743 | 21913.2818 | 21906.3075 | 9242.3854 | 35.0613 | 35.0501 | 35.0613 | 35 | 1 | 1 | 0 | 7.2 | 1 | 7.2 | 9242.3854 | 18 | 0 | 0 | 0 | 0 | 0 | 0 | 0 | 0 | 0 | 0 | 0 | 0 | 0
1820 | 76 | 3 | 17 | 2500 | 6428.5714 | 142.8571 | 0 | 185.1312 | 9256.5598 | #DIV/0! |  | #DIV/0! | 18 | 2500 | 6428.5714 | 238.0952 | 2000 | 227.8912 | 11394.5578 | #DIV/0! | 9256.5598 | 55.3622 | 30.0501 | 55.3622 | 11.592 | 21906.3075 | 21901.9155 | 9244.9678 | 35.0501 | 35.0431 | 35.0501 | 35 | 1 | 1 | 0 | 7.2 | 1 | 7.2 | 9244.9678 | 18 | 0 | 0 | 0 | 0 | 0 | 0 | 0 | 0 | 0 | 0 | 0 | 0 | 0
1821 | 76 | 3 | 17 | 2500 | 6428.5714 | 142.8571 | 0 | 185.1312 | 9256.5598 | #DIV/0! |  | #DIV/0! | 18 | 2500 | 2571.4286 | 238.0952 | 2000 | 149.174 | 7458.6978 | #DIV/0! | 9256.5598 | 55.3622 | 30.0431 | 55.3622 | 9.9658 | 21901.9155 | 21899.1497 | 9246.594 | 35.0431 | 35.0386 | 35.0431 | 35 | 1 | 1 | 0 | 7.2 | 1 | 7.2 | 9246.594 | 18 | 0 | 0 | 0 | 0 | 0 | 0 | 0 | 0 | 0 | 0 | 0 | 0 | 0
1822 | 76 | 3 | 17 | 2500 | 3214.2857 | 142.8571 | 0 | 119.5335 | 5976.6764 | #DIV/0! |  | #DIV/0! | 18 | 2500 | 0 | 238.0952 | 2000 | 96.6958 | 4834.7911 | #DIV/0! | 5976.6764 | 35.7457 | 30.0386 | 35.7457 | 5.7734 | 21899.1497 | 21900.5763 | 5970.903 | 35.0386 | 35.0409 | 35.0386 | 35 | 1 | 1 | 0 | 7.2 | 1 | 7.2 | 5970.903 | 18 | 0 | 0 | 0 | 0 | 0 | 0 | 0 | 0 | 0 | 0 | 0 | 0 | 0
1823 | 76 | 3 | 18 | 2500 | 0 | 142.8571 | 0 | 53.9359 | 2696.793 | #DIV/0! |  | #DIV/0! | 18 | 2500 | 0 | 238.0952 | 2000 | 96.6958 | 4834.7911 | #DIV/0! | 2696.793 | 16.1291 | 30.0409 | 16.1291 | 2.759 | 21900.5763 | 21905.0173 | 2694.034 | 35.0409 | 35.048 | 35.0409 | 35 | 1 | 1 | 0 | 7.2 | 1 | 7.2 | 2694.034 | 18 | 0 | 0 | 0 | 0 | 0 | 0 | 0 | 0 | 0 | 0 | 0 | 0 | 0
1824 | 77 | 3 | 18 | 2500 | 0 | 142.8571 | 0 | 53.9359 | 2696.793 | #DIV/0! |  | #DIV/0! | 18 | 0 | 0 | 0 | 0 | 0 | 0 | 0 | 2696.793 | 16.1291 | 30.048 | 16.1291 | 3.238 | 21905.0173 | 21908.9793 | 2693.555 | 35.048 | 35.0544 | 35.048 | 35 | 1 | 1 | 0 | 7.2 | 1 | 7.2 | 2693.555 | 18 | 0 | 0 | 0 | 0 | 0 | 0 | 0 | 0 | 0 | 0 | 0 | 0 | 0
1825 | 77 | 3 | 18 | 2500 | 0 | 142.8571 | 0 | 53.9359 | 2696.793 | #DIV/0! |  | #DIV/0! | 18 | 0 | 0 | 0 | 0 | 0 | 0 | 0 | 2696.793 | 16.1291 | 30.0544 | 16.1291 | 3.6654 | 21908.9793 | 21912.5139 | 2693.1276 | 35.0544 | 35.06 | 35.0544 | 35 | 1 | 1 | 0 | 7.2 | 1 | 7.2 | 2693.1276 | 18 | 0 | 0 | 0 | 0 | 0 | 0 | 0 | 0 | 0 | 0 | 0 | 0 | 0
1826 | 77 | 3 | 18 | 2500 | 0 | 142.8571 | 0 | 53.9359 | 2696.793 | #DIV/0! |  | #DIV/0! | 18 | 0 | 0 | 0 | 0 | 0 | 0 | 0 | 2696.793 | 16.1291 | 30.06 | 16.1291 | 4.0467 | 21912.5139 | 21915.6672 | 2692.7463 | 35.06 | 35.0651 | 35.06 | 35 | 1 | 1 | 0 | 7.2 | 1 | 7.2 | 2692.7463 | 18 | 0 | 0 | 0 | 0 | 0 | 0 | 0 | 0 | 0 | 0 | 0 | 0 | 0
1827 | 77 | 3 | 18 | 2500 | 0 | 142.8571 | 0 | 53.9359 | 2696.793 | #DIV/0! |  | #DIV/0! | 18 | 0 | 0 | 0 | 0 | 0 | 0 | 0 | 2696.793 | 16.1291 | 30.0651 | 16.1291 | 4.3868 | 21915.6672 | 21918.4804 | 2692.4062 | 35.0651 | 35.0696 | 35.0651 | 35 | 1 | 1 | 0 | 7.2 | 1 | 7.2 | 2692.4062 | 18 | 0 | 0 | 0 | 0 | 0 | 0 | 0 | 0 | 0 | 0 | 0 | 0 | 0
1828 | 77 | 3 | 18 | 2500 | 0 | 142.8571 | 0 | 53.9359 | 2696.793 | #DIV/0! |  | #DIV/0! | 18 | 0 | 0 | 0 | 0 | 0 | 0 | 0 | 2696.793 | 16.1291 | 30.0696 | 16.1291 | 4.6903 | 21918.4804 | 21920.9901 | 2692.1027 | 35.0696 | 35.0736 | 35.0696 | 35 | 1 | 1 | 0 | 7.2 | 1 | 7.2 | 2692.1027 | 18 | 0 | 0 | 0 | 0 | 0 | 0 | 0 | 0 | 0 | 0 | 0 | 0 | 0
1829 | 77 | 3 | 18 | 2500 | 3857.1429 | 142.8571 | 0 | 132.6531 | 6632.6531 | #DIV/0! |  | #DIV/0! | 18 | 0 | 0 | 0 | 0 | 0 | 0 | 0 | 6632.6531 | 39.669 | 30.0736 | 39.669 | 12.2014 | 21920.9901 | 21915.9886 | 6620.4516 | 35.0736 | 35.0656 | 35.0736 | 35 | 1 | 1 | 0 | 7.2 | 1 | 7.2 | 6620.4516 | 18 | 0 | 0 | 0 | 0 | 0 | 0 | 0 | 0 | 0 | 0 | 0 | 0 | 0
1830 | 77 | 3 | 18 | 2500 | 6428.5714 | 142.8571 | 0 | 185.1312 | 9256.5598 | #DIV/0! |  | #DIV/0! | 18 | 0 | 0 | 0 | 0 | 0 | 0 | 0 | 9256.5598 | 55.3622 | 30.0656 | 55.3622 | 15.1765 | 21915.9886 | 21908.0121 | 9241.3832 | 35.0656 | 35.0528 | 35.0656 | 35 | 1 | 1 | 0 | 7.2 | 1 | 7.2 | 9241.3832 | 18 | 0 | 0 | 0 | 0 | 0 | 0 | 0 | 0 | 0 | 0 | 0 | 0 | 0
1831 | 77 | 3 | 18 | 2500 | 6428.5714 | 142.8571 | 1428.5714 | 214.2857 | 10714.2857 | #DIV/0! |  | #DIV/0! | 18 | 0 | 0 | 0 | 0 | 0 | 0 | 0 | 10714.2857 | 64.0807 | 30.0528 | 64.0807 | 14.148 | 21908.0121 | 21901.064 | 10700.1377 | 35.0528 | 35.0417 | 35.0528 | 35 | 1 | 1 | 0 | 7.2 | 1 | 7.2 | 10700.1377 | 18 | 0 | 0 | 0 | 0 | 0 | 0 | 0 | 0 | 0 | 0 | 0 | 0 | 0
1832 | 77 | 3 | 18 | 2500 | 6428.5714 | 142.8571 | 1428.5714 | 214.2857 | 10714.2857 | #DIV/0! |  | #DIV/0! | 18 | 0 | 0 | 0 | 0 | 0 | 0 | 0 | 10714.2857 | 64.0807 | 30.0417 | 64.0807 | 11.1703 | 21901.064 | 21897.0937 | 10703.1154 | 35.0417 | 35.0353 | 35.0417 | 35 | 1 | 1 | 0 | 7.2 | 1 | 7.2 | 10703.1154 | 18 | 0 | 0 | 0 | 0 | 0 | 0 | 0 | 0 | 0 | 0 | 0 | 0 | 0
1833 | 77 | 3 | 18 | 2500 | 2571.4286 | 142.8571 | 1428.5714 | 135.5685 | 6778.4257 | #DIV/0! |  | #DIV/0! | 18 | 0 | 0 | 0 | 0 | 0 | 0 | 0 | 6778.4257 | 40.5408 | 30.0353 | 40.5408 | 5.9904 | 21897.0937 | 21898.3033 | 6772.4352 | 35.0353 | 35.0373 | 35.0353 | 35 | 1 | 1 | 0 | 7.2 | 1 | 7.2 | 6772.4352 | 18 | 0 | 0 | 0 | 0 | 0 | 0 | 0 | 0 | 0 | 0 | 0 | 0 | 0
1834 | 77 | 3 | 18 | 2500 | 0 | 142.8571 | 1428.5714 | 83.0904 | 4154.519 | #DIV/0! |  | #DIV/0! | 18 | 0 | 0 | 0 | 0 | 0 | 0 | 0 | 4154.519 | 24.8476 | 30.0373 | 24.8476 | 3.8726 | 21898.3033 | 21901.6307 | 4150.6464 | 35.0373 | 35.0426 | 35.0373 | 35 | 1 | 1 | 0 | 7.2 | 1 | 7.2 | 4150.6464 | 18 | 0 | 0 | 0 | 0 | 0 | 0 | 0 | 0 | 0 | 0 | 0 | 0 | 0
1835 | 77 | 3 | 18 | 2500 | 0 | 142.8571 | 1428.5714 | 83.0904 | 4154.519 | #DIV/0! |  | #DIV/0! | 18 | 0 | 0 | 0 | 0 | 0 | 0 | 0 | 4154.519 | 24.8476 | 30.0426 | 24.8476 | 4.4255 | 21901.6307 | 21904.4052 | 4150.0934 | 35.0426 | 35.047 | 35.0426 | 35 | 1 | 1 | 0 | 7.2 | 1 | 7.2 | 4150.0934 | 18 | 0 | 0 | 0 | 0 | 0 | 0 | 0 | 0 | 0 | 0 | 0 | 0 | 0
1836 | 77 | 3 | 18 | 2500 | 0 | 142.8571 | 1428.5714 | 83.0904 | 4154.519 | #DIV/0! |  | #DIV/0! | 18 | 2500 | 0 | 238.0952 | 0 | 55.8795 | 2793.9747 | #DIV/0! | 4154.519 | 24.8476 | 30.047 | 24.8476 | 4.8866 | 21904.4052 | 21906.7186 | 4149.6324 | 35.047 | 35.0507 | 35.047 | 35 | 1 | 1 | 0 | 7.2 | 1 | 7.2 | 4149.6324 | 18 | 0 | 0 | 0 | 0 | 0 | 0 | 0 | 0 | 0 | 0 | 0 | 0 | 0
1837 | 77 | 3 | 18 | 2500 | 0 | 142.8571 | 1428.5714 | 83.0904 | 4154.519 | #DIV/0! |  | #DIV/0! | 18 | 2500 | 0 | 238.0952 | 0 | 55.8795 | 2793.9747 | #DIV/0! | 4154.519 | 24.8476 | 30.0507 | 24.8476 | 5.271 | 21906.7186 | 21908.6476 | 4149.2479 | 35.0507 | 35.0538 | 35.0507 | 35 | 1 | 1 | 0 | 7.2 | 1 | 7.2 | 4149.2479 | 18 | 0 | 0 | 0 | 0 | 0 | 0 | 0 | 0 | 0 | 0 | 0 | 0 | 0
1838 | 77 | 3 | 18 | 2500 | 0 | 142.8571 | 1428.5714 | 83.0904 | 4154.519 | #DIV/0! |  | #DIV/0! | 18 | 2500 | 0 | 238.0952 | 0 | 55.8795 | 2793.9747 | #DIV/0! | 4154.519 | 24.8476 | 30.0538 | 24.8476 | 5.5916 | 21908.6476 | 21910.256 | 4148.9274 | 35.0538 | 35.0564 | 35.0538 | 35 | 1 | 1 | 0 | 7.2 | 1 | 7.2 | 4148.9274 | 18 | 0 | 0 | 0 | 0 | 0 | 0 | 0 | 0 | 0 | 0 | 0 | 0 | 0
1839 | 77 | 3 | 18 | 2500 | 0 | 142.8571 | 1428.5714 | 83.0904 | 4154.519 | #DIV/0! |  | #DIV/0! | 18 | 2500 | 0 | 238.0952 | 0 | 55.8795 | 2793.9747 | #DIV/0! | 4154.519 | 24.8476 | 30.0564 | 24.8476 | 5.8589 | 21910.256 | 21911.5972 | 4148.6601 | 35.0564 | 35.0586 | 35.0564 | 35 | 1 | 1 | 0 | 7.2 | 1 | 7.2 | 4148.6601 | 18 | 0 | 0 | 0 | 0 | 0 | 0 | 0 | 0 | 0 | 0 | 0 | 0 | 0
1840 | 77 | 3 | 18 | 2500 | 0 | 142.8571 | 1428.5714 | 83.0904 | 4154.519 | #DIV/0! |  | #DIV/0! | 18 | 2500 | 0 | 238.0952 | 0 | 55.8795 | 2793.9747 | #DIV/0! | 4154.519 | 24.8476 | 30.0586 | 24.8476 | 6.0817 | 21911.5972 | 21912.7154 | 4148.4372 | 35.0586 | 35.0603 | 35.0586 | 35 | 1 | 1 | 0 | 7.2 | 1 | 7.2 | 4148.4372 | 18 | 0 | 0 | 0 | 0 | 0 | 0 | 0 | 0 | 0 | 0 | 0 | 0 | 0
1841 | 77 | 3 | 18 | 2500 | 0 | 142.8571 | 0 | 53.9359 | 2696.793 | #DIV/0! |  | #DIV/0! | 18 | 2500 | 3857.1429 | 238.0952 | 0 | 134.5967 | 6729.8348 | #DIV/0! | 2696.793 | 16.1291 | 30.0603 | 16.1291 | 4.0684 | 21912.7154 | 21915.847 | 2692.7246 | 35.0603 | 35.0654 | 35.0603 | 35 | 1 | 1 | 0 | 7.2 | 1 | 7.2 | 2692.7246 | 18 | 0 | 0 | 0 | 0 | 0 | 0 | 0 | 0 | 0 | 0 | 0 | 0 | 0
1842 | 77 | 3 | 18 | 2500 | 3214.2857 | 142.8571 | 0 | 119.5335 | 5976.6764 | #DIV/0! |  | #DIV/0! | 18 | 2500 | 6428.5714 | 238.0952 | 0 | 187.0748 | 9353.7415 | #DIV/0! | 5976.6764 | 35.7457 | 30.0654 | 35.7457 | 9.7652 | 21915.847 | 21913.2818 | 5966.9112 | 35.0654 | 35.0613 | 35.0654 | 35 | 1 | 1 | 0 | 7.2 | 1 | 7.2 | 5966.9112 | 18 | 0 | 0 | 0 | 0 | 0 | 0 | 0 | 0 | 0 | 0 | 0 | 0 | 0
1843 | 77 | 3 | 18 | 2500 | 6428.5714 | 142.8571 | 0 | 185.1312 | 9256.5598 | #DIV/0! |  | #DIV/0! | 18 | 2500 | 6428.5714 | 238.0952 | 2000 | 227.8912 | 11394.5578 | #DIV/0! | 9256.5598 | 55.3622 | 30.0613 | 55.3622 | 14.1743 | 21913.2818 | 21906.3075 | 9242.3854 | 35.0613 | 35.0501 | 35.0613 | 35 | 1 | 1 | 0 | 7.2 | 1 | 7.2 | 9242.3854 | 18 | 0 | 0 | 0 | 0 | 0 | 0 | 0 | 0 | 0 | 0 | 0 | 0 | 0
1844 | 77 | 3 | 18 | 2500 | 6428.5714 | 142.8571 | 0 | 185.1312 | 9256.5598 | #DIV/0! |  | #DIV/0! | 18 | 2500 | 6428.5714 | 238.0952 | 2000 | 227.8912 | 11394.5578 | #DIV/0! | 9256.5598 | 55.3622 | 30.0501 | 55.3622 | 11.592 | 21906.3075 | 21901.9155 | 9244.9678 | 35.0501 | 35.0431 | 35.0501 | 35 | 1 | 1 | 0 | 7.2 | 1 | 7.2 | 9244.9678 | 18 | 0 | 0 | 0 | 0 | 0 | 0 | 0 | 0 | 0 | 0 | 0 | 0 | 0
1845 | 77 | 3 | 18 | 2500 | 6428.5714 | 142.8571 | 0 | 185.1312 | 9256.5598 | #DIV/0! |  | #DIV/0! | 18 | 2500 | 2571.4286 | 238.0952 | 2000 | 149.174 | 7458.6978 | #DIV/0! | 9256.5598 | 55.3622 | 30.0431 | 55.3622 | 9.9658 | 21901.9155 | 21899.1497 | 9246.594 | 35.0431 | 35.0386 | 35.0431 | 35 | 1 | 1 | 0 | 7.2 | 1 | 7.2 | 9246.594 | 18 | 0 | 0 | 0 | 0 | 0 | 0 | 0 | 0 | 0 | 0 | 0 | 0 | 0
1846 | 77 | 3 | 18 | 2500 | 3214.2857 | 142.8571 | 0 | 119.5335 | 5976.6764 | #DIV/0! |  | #DIV/0! | 18 | 2500 | 0 | 238.0952 | 2000 | 96.6958 | 4834.7911 | #DIV/0! | 5976.6764 | 35.7457 | 30.0386 | 35.7457 | 5.7734 | 21899.1497 | 21900.5763 | 5970.903 | 35.0386 | 35.0409 | 35.0386 | 35 | 1 | 1 | 0 | 7.2 | 1 | 7.2 | 5970.903 | 18 | 0 | 0 | 0 | 0 | 0 | 0 | 0 | 0 | 0 | 0 | 0 | 0 | 0
1847 | 77 | 3 | 19 | 2500 | 0 | 142.8571 | 0 | 53.9359 | 2696.793 | #DIV/0! |  | #DIV/0! | 18 | 2500 | 0 | 238.0952 | 2000 | 96.6958 | 4834.7911 | #DIV/0! | 2696.793 | 16.1291 | 30.0409 | 16.1291 | 2.759 | 21900.5763 | 21905.0173 | 2694.034 | 35.0409 | 35.048 | 35.0409 | 35 | 1 | 1 | 0 | 7.2 | 1 | 7.2 | 2694.034 | 18 | 0 | 0 | 0 | 0 | 0 | 0 | 0 | 0 | 0 | 0 | 0 | 0 | 0
1848 | 78 | 3 | 19 | 2500 | 0 | 142.8571 | 0 | 53.9359 | 2696.793 | #DIV/0! |  | #DIV/0! | 18 | 0 | 0 | 0 | 0 | 0 | 0 | 0 | 2696.793 | 16.1291 | 30.048 | 16.1291 | 3.238 | 21905.0173 | 21908.9793 | 2693.555 | 35.048 | 35.0544 | 35.048 | 35 | 1 | 1 | 0 | 7.2 | 1 | 7.2 | 2693.555 | 18 | 0 | 0 | 0 | 0 | 0 | 0 | 0 | 0 | 0 | 0 | 0 | 0 | 0
1849 | 78 | 3 | 19 | 2500 | 0 | 142.8571 | 0 | 53.9359 | 2696.793 | #DIV/0! |  | #DIV/0! | 18 | 0 | 0 | 0 | 0 | 0 | 0 | 0 | 2696.793 | 16.1291 | 30.0544 | 16.1291 | 3.6654 | 21908.9793 | 21912.5139 | 2693.1276 | 35.0544 | 35.06 | 35.0544 | 35 | 1 | 1 | 0 | 7.2 | 1 | 7.2 | 2693.1276 | 18 | 0 | 0 | 0 | 0 | 0 | 0 | 0 | 0 | 0 | 0 | 0 | 0 | 0
1850 | 78 | 3 | 19 | 2500 | 0 | 142.8571 | 0 | 53.9359 | 2696.793 | #DIV/0! |  | #DIV/0! | 18 | 0 | 0 | 0 | 0 | 0 | 0 | 0 | 2696.793 | 16.1291 | 30.06 | 16.1291 | 4.0467 | 21912.5139 | 21915.6672 | 2692.7463 | 35.06 | 35.0651 | 35.06 | 35 | 1 | 1 | 0 | 7.2 | 1 | 7.2 | 2692.7463 | 18 | 0 | 0 | 0 | 0 | 0 | 0 | 0 | 0 | 0 | 0 | 0 | 0 | 0
1851 | 78 | 3 | 19 | 2500 | 0 | 142.8571 | 0 | 53.9359 | 2696.793 | #DIV/0! |  | #DIV/0! | 18 | 0 | 0 | 0 | 0 | 0 | 0 | 0 | 2696.793 | 16.1291 | 30.0651 | 16.1291 | 4.3868 | 21915.6672 | 21918.4804 | 2692.4062 | 35.0651 | 35.0696 | 35.0651 | 35 | 1 | 1 | 0 | 7.2 | 1 | 7.2 | 2692.4062 | 18 | 0 | 0 | 0 | 0 | 0 | 0 | 0 | 0 | 0 | 0 | 0 | 0 | 0
1852 | 78 | 3 | 19 | 2500 | 0 | 142.8571 | 0 | 53.9359 | 2696.793 | #DIV/0! |  | #DIV/0! | 18 | 0 | 0 | 0 | 0 | 0 | 0 | 0 | 2696.793 | 16.1291 | 30.0696 | 16.1291 | 4.6903 | 21918.4804 | 21920.9901 | 2692.1027 | 35.0696 | 35.0736 | 35.0696 | 35 | 1 | 1 | 0 | 7.2 | 1 | 7.2 | 2692.1027 | 18 | 0 | 0 | 0 | 0 | 0 | 0 | 0 | 0 | 0 | 0 | 0 | 0 | 0
1853 | 78 | 3 | 19 | 2500 | 3857.1429 | 142.8571 | 0 | 132.6531 | 6632.6531 | #DIV/0! |  | #DIV/0! | 18 | 0 | 0 | 0 | 0 | 0 | 0 | 0 | 6632.6531 | 39.669 | 30.0736 | 39.669 | 12.2014 | 21920.9901 | 21915.9886 | 6620.4516 | 35.0736 | 35.0656 | 35.0736 | 35 | 1 | 1 | 0 | 7.2 | 1 | 7.2 | 6620.4516 | 18 | 0 | 0 | 0 | 0 | 0 | 0 | 0 | 0 | 0 | 0 | 0 | 0 | 0
1854 | 78 | 3 | 19 | 2500 | 6428.5714 | 142.8571 | 0 | 185.1312 | 9256.5598 | #DIV/0! |  | #DIV/0! | 18 | 0 | 0 | 0 | 0 | 0 | 0 | 0 | 9256.5598 | 55.3622 | 30.0656 | 55.3622 | 15.1765 | 21915.9886 | 21908.0121 | 9241.3832 | 35.0656 | 35.0528 | 35.0656 | 35 | 1 | 1 | 0 | 7.2 | 1 | 7.2 | 9241.3832 | 18 | 0 | 0 | 0 | 0 | 0 | 0 | 0 | 0 | 0 | 0 | 0 | 0 | 0
1855 | 78 | 3 | 19 | 2500 | 6428.5714 | 142.8571 | 1428.5714 | 214.2857 | 10714.2857 | #DIV/0! |  | #DIV/0! | 18 | 0 | 0 | 0 | 0 | 0 | 0 | 0 | 10714.2857 | 64.0807 | 30.0528 | 64.0807 | 14.148 | 21908.0121 | 21901.064 | 10700.1377 | 35.0528 | 35.0417 | 35.0528 | 35 | 1 | 1 | 0 | 7.2 | 1 | 7.2 | 10700.1377 | 18 | 0 | 0 | 0 | 0 | 0 | 0 | 0 | 0 | 0 | 0 | 0 | 0 | 0
1856 | 78 | 3 | 19 | 2500 | 6428.5714 | 142.8571 | 1428.5714 | 214.2857 | 10714.2857 | #DIV/0! |  | #DIV/0! | 18 | 0 | 0 | 0 | 0 | 0 | 0 | 0 | 10714.2857 | 64.0807 | 30.0417 | 64.0807 | 11.1703 | 21901.064 | 21897.0937 | 10703.1154 | 35.0417 | 35.0353 | 35.0417 | 35 | 1 | 1 | 0 | 7.2 | 1 | 7.2 | 10703.1154 | 18 | 0 | 0 | 0 | 0 | 0 | 0 | 0 | 0 | 0 | 0 | 0 | 0 | 0
1857 | 78 | 3 | 19 | 2500 | 2571.4286 | 142.8571 | 1428.5714 | 135.5685 | 6778.4257 | #DIV/0! |  | #DIV/0! | 18 | 0 | 0 | 0 | 0 | 0 | 0 | 0 | 6778.4257 | 40.5408 | 30.0353 | 40.5408 | 5.9904 | 21897.0937 | 21898.3033 | 6772.4352 | 35.0353 | 35.0373 | 35.0353 | 35 | 1 | 1 | 0 | 7.2 | 1 | 7.2 | 6772.4352 | 18 | 0 | 0 | 0 | 0 | 0 | 0 | 0 | 0 | 0 | 0 | 0 | 0 | 0
1858 | 78 | 3 | 19 | 2500 | 0 | 142.8571 | 1428.5714 | 83.0904 | 4154.519 | #DIV/0! |  | #DIV/0! | 18 | 0 | 0 | 0 | 0 | 0 | 0 | 0 | 4154.519 | 24.8476 | 30.0373 | 24.8476 | 3.8726 | 21898.3033 | 21901.6307 | 4150.6464 | 35.0373 | 35.0426 | 35.0373 | 35 | 1 | 1 | 0 | 7.2 | 1 | 7.2 | 4150.6464 | 18 | 0 | 0 | 0 | 0 | 0 | 0 | 0 | 0 | 0 | 0 | 0 | 0 | 0
1859 | 78 | 3 | 19 | 2500 | 0 | 142.8571 | 1428.5714 | 83.0904 | 4154.519 | #DIV/0! |  | #DIV/0! | 18 | 0 | 0 | 0 | 0 | 0 | 0 | 0 | 4154.519 | 24.8476 | 30.0426 | 24.8476 | 4.4255 | 21901.6307 | 21904.4052 | 4150.0934 | 35.0426 | 35.047 | 35.0426 | 35 | 1 | 1 | 0 | 7.2 | 1 | 7.2 | 4150.0934 | 18 | 0 | 0 | 0 | 0 | 0 | 0 | 0 | 0 | 0 | 0 | 0 | 0 | 0
1860 | 78 | 3 | 19 | 2500 | 0 | 142.8571 | 1428.5714 | 83.0904 | 4154.519 | #DIV/0! |  | #DIV/0! | 18 | 2500 | 0 | 238.0952 | 0 | 55.8795 | 2793.9747 | #DIV/0! | 4154.519 | 24.8476 | 30.047 | 24.8476 | 4.8866 | 21904.4052 | 21906.7186 | 4149.6324 | 35.047 | 35.0507 | 35.047 | 35 | 1 | 1 | 0 | 7.2 | 1 | 7.2 | 4149.6324 | 18 | 0 | 0 | 0 | 0 | 0 | 0 | 0 | 0 | 0 | 0 | 0 | 0 | 0
1861 | 78 | 3 | 19 | 2500 | 0 | 142.8571 | 1428.5714 | 83.0904 | 4154.519 | #DIV/0! |  | #DIV/0! | 18 | 2500 | 0 | 238.0952 | 0 | 55.8795 | 2793.9747 | #DIV/0! | 4154.519 | 24.8476 | 30.0507 | 24.8476 | 5.271 | 21906.7186 | 21908.6476 | 4149.2479 | 35.0507 | 35.0538 | 35.0507 | 35 | 1 | 1 | 0 | 7.2 | 1 | 7.2 | 4149.2479 | 18 | 0 | 0 | 0 | 0 | 0 | 0 | 0 | 0 | 0 | 0 | 0 | 0 | 0
1862 | 78 | 3 | 19 | 2500 | 0 | 142.8571 | 1428.5714 | 83.0904 | 4154.519 | #DIV/0! |  | #DIV/0! | 18 | 2500 | 0 | 238.0952 | 0 | 55.8795 | 2793.9747 | #DIV/0! | 4154.519 | 24.8476 | 30.0538 | 24.8476 | 5.5916 | 21908.6476 | 21910.256 | 4148.9274 | 35.0538 | 35.0564 | 35.0538 | 35 | 1 | 1 | 0 | 7.2 | 1 | 7.2 | 4148.9274 | 18 | 0 | 0 | 0 | 0 | 0 | 0 | 0 | 0 | 0 | 0 | 0 | 0 | 0
1863 | 78 | 3 | 19 | 2500 | 0 | 142.8571 | 1428.5714 | 83.0904 | 4154.519 | #DIV/0! |  | #DIV/0! | 18 | 2500 | 0 | 238.0952 | 0 | 55.8795 | 2793.9747 | #DIV/0! | 4154.519 | 24.8476 | 30.0564 | 24.8476 | 5.8589 | 21910.256 | 21911.5972 | 4148.6601 | 35.0564 | 35.0586 | 35.0564 | 35 | 1 | 1 | 0 | 7.2 | 1 | 7.2 | 4148.6601 | 18 | 0 | 0 | 0 | 0 | 0 | 0 | 0 | 0 | 0 | 0 | 0 | 0 | 0
1864 | 78 | 3 | 19 | 2500 | 0 | 142.8571 | 1428.5714 | 83.0904 | 4154.519 | #DIV/0! |  | #DIV/0! | 18 | 2500 | 0 | 238.0952 | 0 | 55.8795 | 2793.9747 | #DIV/0! | 4154.519 | 24.8476 | 30.0586 | 24.8476 | 6.0817 | 21911.5972 | 21912.7154 | 4148.4372 | 35.0586 | 35.0603 | 35.0586 | 35 | 1 | 1 | 0 | 7.2 | 1 | 7.2 | 4148.4372 | 18 | 0 | 0 | 0 | 0 | 0 | 0 | 0 | 0 | 0 | 0 | 0 | 0 | 0
1865 | 78 | 3 | 19 | 2500 | 0 | 142.8571 | 0 | 53.9359 | 2696.793 | #DIV/0! |  | #DIV/0! | 18 | 2500 | 3857.1429 | 238.0952 | 0 | 134.5967 | 6729.8348 | #DIV/0! | 2696.793 | 16.1291 | 30.0603 | 16.1291 | 4.0684 | 21912.7154 | 21915.847 | 2692.7246 | 35.0603 | 35.0654 | 35.0603 | 35 | 1 | 1 | 0 | 7.2 | 1 | 7.2 | 2692.7246 | 18 | 0 | 0 | 0 | 0 | 0 | 0 | 0 | 0 | 0 | 0 | 0 | 0 | 0
1866 | 78 | 3 | 19 | 2500 | 3214.2857 | 142.8571 | 0 | 119.5335 | 5976.6764 | #DIV/0! |  | #DIV/0! | 18 | 2500 | 6428.5714 | 238.0952 | 0 | 187.0748 | 9353.7415 | #DIV/0! | 5976.6764 | 35.7457 | 30.0654 | 35.7457 | 9.7652 | 21915.847 | 21913.2818 | 5966.9112 | 35.0654 | 35.0613 | 35.0654 | 35 | 1 | 1 | 0 | 7.2 | 1 | 7.2 | 5966.9112 | 18 | 0 | 0 | 0 | 0 | 0 | 0 | 0 | 0 | 0 | 0 | 0 | 0 | 0
1867 | 78 | 3 | 19 | 2500 | 6428.5714 | 142.8571 | 0 | 185.1312 | 9256.5598 | #DIV/0! |  | #DIV/0! | 18 | 2500 | 6428.5714 | 238.0952 | 2000 | 227.8912 | 11394.5578 | #DIV/0! | 9256.5598 | 55.3622 | 30.0613 | 55.3622 | 14.1743 | 21913.2818 | 21906.3075 | 9242.3854 | 35.0613 | 35.0501 | 35.0613 | 35 | 1 | 1 | 0 | 7.2 | 1 | 7.2 | 9242.3854 | 18 | 0 | 0 | 0 | 0 | 0 | 0 | 0 | 0 | 0 | 0 | 0 | 0 | 0
1868 | 78 | 3 | 19 | 2500 | 6428.5714 | 142.8571 | 0 | 185.1312 | 9256.5598 | #DIV/0! |  | #DIV/0! | 18 | 2500 | 6428.5714 | 238.0952 | 2000 | 227.8912 | 11394.5578 | #DIV/0! | 9256.5598 | 55.3622 | 30.0501 | 55.3622 | 11.592 | 21906.3075 | 21901.9155 | 9244.9678 | 35.0501 | 35.0431 | 35.0501 | 35 | 1 | 1 | 0 | 7.2 | 1 | 7.2 | 9244.9678 | 18 | 0 | 0 | 0 | 0 | 0 | 0 | 0 | 0 | 0 | 0 | 0 | 0 | 0
1869 | 78 | 3 | 19 | 2500 | 6428.5714 | 142.8571 | 0 | 185.1312 | 9256.5598 | #DIV/0! |  | #DIV/0! | 18 | 2500 | 2571.4286 | 238.0952 | 2000 | 149.174 | 7458.6978 | #DIV/0! | 9256.5598 | 55.3622 | 30.0431 | 55.3622 | 9.9658 | 21901.9155 | 21899.1497 | 9246.594 | 35.0431 | 35.0386 | 35.0431 | 35 | 1 | 1 | 0 | 7.2 | 1 | 7.2 | 9246.594 | 18 | 0 | 0 | 0 | 0 | 0 | 0 | 0 | 0 | 0 | 0 | 0 | 0 | 0
1870 | 78 | 3 | 19 | 2500 | 3214.2857 | 142.8571 | 0 | 119.5335 | 5976.6764 | #DIV/0! |  | #DIV/0! | 18 | 2500 | 0 | 238.0952 | 2000 | 96.6958 | 4834.7911 | #DIV/0! | 5976.6764 | 35.7457 | 30.0386 | 35.7457 | 5.7734 | 21899.1497 | 21900.5763 | 5970.903 | 35.0386 | 35.0409 | 35.0386 | 35 | 1 | 1 | 0 | 7.2 | 1 | 7.2 | 5970.903 | 18 | 0 | 0 | 0 | 0 | 0 | 0 | 0 | 0 | 0 | 0 | 0 | 0 | 0
1871 | 78 | 3 | 20 | 2500 | 0 | 142.8571 | 0 | 53.9359 | 2696.793 | #DIV/0! |  | #DIV/0! | 18 | 2500 | 0 | 238.0952 | 2000 | 96.6958 | 4834.7911 | #DIV/0! | 2696.793 | 16.1291 | 30.0409 | 16.1291 | 2.759 | 21900.5763 | 21905.0173 | 2694.034 | 35.0409 | 35.048 | 35.0409 | 35 | 1 | 1 | 0 | 7.2 | 1 | 7.2 | 2694.034 | 18 | 0 | 0 | 0 | 0 | 0 | 0 | 0 | 0 | 0 | 0 | 0 | 0 | 0
1872 | 79 | 3 | 20 | 2500 | 0 | 142.8571 | 0 | 53.9359 | 2696.793 | #DIV/0! |  | #DIV/0! | 18 | 0 | 0 | 0 | 0 | 0 | 0 | 0 | 2696.793 | 16.1291 | 30.048 | 16.1291 | 3.238 | 21905.0173 | 21908.9793 | 2693.555 | 35.048 | 35.0544 | 35.048 | 35 | 1 | 1 | 0 | 7.2 | 1 | 7.2 | 2693.555 | 18 | 0 | 0 | 0 | 0 | 0 | 0 | 0 | 0 | 0 | 0 | 0 | 0 | 0
1873 | 79 | 3 | 20 | 2500 | 0 | 142.8571 | 0 | 53.9359 | 2696.793 | #DIV/0! |  | #DIV/0! | 18 | 0 | 0 | 0 | 0 | 0 | 0 | 0 | 2696.793 | 16.1291 | 30.0544 | 16.1291 | 3.6654 | 21908.9793 | 21912.5139 | 2693.1276 | 35.0544 | 35.06 | 35.0544 | 35 | 1 | 1 | 0 | 7.2 | 1 | 7.2 | 2693.1276 | 18 | 0 | 0 | 0 | 0 | 0 | 0 | 0 | 0 | 0 | 0 | 0 | 0 | 0
1874 | 79 | 3 | 20 | 2500 | 0 | 142.8571 | 0 | 53.9359 | 2696.793 | #DIV/0! |  | #DIV/0! | 18 | 0 | 0 | 0 | 0 | 0 | 0 | 0 | 2696.793 | 16.1291 | 30.06 | 16.1291 | 4.0467 | 21912.5139 | 21915.6672 | 2692.7463 | 35.06 | 35.0651 | 35.06 | 35 | 1 | 1 | 0 | 7.2 | 1 | 7.2 | 2692.7463 | 18 | 0 | 0 | 0 | 0 | 0 | 0 | 0 | 0 | 0 | 0 | 0 | 0 | 0
1875 | 79 | 3 | 20 | 2500 | 0 | 142.8571 | 0 | 53.9359 | 2696.793 | #DIV/0! |  | #DIV/0! | 18 | 0 | 0 | 0 | 0 | 0 | 0 | 0 | 2696.793 | 16.1291 | 30.0651 | 16.1291 | 4.3868 | 21915.6672 | 21918.4804 | 2692.4062 | 35.0651 | 35.0696 | 35.0651 | 35 | 1 | 1 | 0 | 7.2 | 1 | 7.2 | 2692.4062 | 18 | 0 | 0 | 0 | 0 | 0 | 0 | 0 | 0 | 0 | 0 | 0 | 0 | 0
1876 | 79 | 3 | 20 | 2500 | 0 | 142.8571 | 0 | 53.9359 | 2696.793 | #DIV/0! |  | #DIV/0! | 18 | 0 | 0 | 0 | 0 | 0 | 0 | 0 | 2696.793 | 16.1291 | 30.0696 | 16.1291 | 4.6903 | 21918.4804 | 21920.9901 | 2692.1027 | 35.0696 | 35.0736 | 35.0696 | 35 | 1 | 1 | 0 | 7.2 | 1 | 7.2 | 2692.1027 | 18 | 0 | 0 | 0 | 0 | 0 | 0 | 0 | 0 | 0 | 0 | 0 | 0 | 0
1877 | 79 | 3 | 20 | 2500 | 3857.1429 | 142.8571 | 0 | 132.6531 | 6632.6531 | #DIV/0! |  | #DIV/0! | 18 | 0 | 0 | 0 | 0 | 0 | 0 | 0 | 6632.6531 | 39.669 | 30.0736 | 39.669 | 12.2014 | 21920.9901 | 21915.9886 | 6620.4516 | 35.0736 | 35.0656 | 35.0736 | 35 | 1 | 1 | 0 | 7.2 | 1 | 7.2 | 6620.4516 | 18 | 0 | 0 | 0 | 0 | 0 | 0 | 0 | 0 | 0 | 0 | 0 | 0 | 0
1878 | 79 | 3 | 20 | 2500 | 6428.5714 | 142.8571 | 0 | 185.1312 | 9256.5598 | #DIV/0! |  | #DIV/0! | 18 | 0 | 0 | 0 | 0 | 0 | 0 | 0 | 9256.5598 | 55.3622 | 30.0656 | 55.3622 | 15.1765 | 21915.9886 | 21908.0121 | 9241.3832 | 35.0656 | 35.0528 | 35.0656 | 35 | 1 | 1 | 0 | 7.2 | 1 | 7.2 | 9241.3832 | 18 | 0 | 0 | 0 | 0 | 0 | 0 | 0 | 0 | 0 | 0 | 0 | 0 | 0
1879 | 79 | 3 | 20 | 2500 | 6428.5714 | 142.8571 | 1428.5714 | 214.2857 | 10714.2857 | #DIV/0! |  | #DIV/0! | 18 | 0 | 0 | 0 | 0 | 0 | 0 | 0 | 10714.2857 | 64.0807 | 30.0528 | 64.0807 | 14.148 | 21908.0121 | 21901.064 | 10700.1377 | 35.0528 | 35.0417 | 35.0528 | 35 | 1 | 1 | 0 | 7.2 | 1 | 7.2 | 10700.1377 | 18 | 0 | 0 | 0 | 0 | 0 | 0 | 0 | 0 | 0 | 0 | 0 | 0 | 0
1880 | 79 | 3 | 20 | 2500 | 6428.5714 | 142.8571 | 1428.5714 | 214.2857 | 10714.2857 | #DIV/0! |  | #DIV/0! | 18 | 0 | 0 | 0 | 0 | 0 | 0 | 0 | 10714.2857 | 64.0807 | 30.0417 | 64.0807 | 11.1703 | 21901.064 | 21897.0937 | 10703.1154 | 35.0417 | 35.0353 | 35.0417 | 35 | 1 | 1 | 0 | 7.2 | 1 | 7.2 | 10703.1154 | 18 | 0 | 0 | 0 | 0 | 0 | 0 | 0 | 0 | 0 | 0 | 0 | 0 | 0
1881 | 79 | 3 | 20 | 2500 | 2571.4286 | 142.8571 | 1428.5714 | 135.5685 | 6778.4257 | #DIV/0! |  | #DIV/0! | 18 | 0 | 0 | 0 | 0 | 0 | 0 | 0 | 6778.4257 | 40.5408 | 30.0353 | 40.5408 | 5.9904 | 21897.0937 | 21898.3033 | 6772.4352 | 35.0353 | 35.0373 | 35.0353 | 35 | 1 | 1 | 0 | 7.2 | 1 | 7.2 | 6772.4352 | 18 | 0 | 0 | 0 | 0 | 0 | 0 | 0 | 0 | 0 | 0 | 0 | 0 | 0
1882 | 79 | 3 | 20 | 2500 | 0 | 142.8571 | 1428.5714 | 83.0904 | 4154.519 | #DIV/0! |  | #DIV/0! | 18 | 0 | 0 | 0 | 0 | 0 | 0 | 0 | 4154.519 | 24.8476 | 30.0373 | 24.8476 | 3.8726 | 21898.3033 | 21901.6307 | 4150.6464 | 35.0373 | 35.0426 | 35.0373 | 35 | 1 | 1 | 0 | 7.2 | 1 | 7.2 | 4150.6464 | 18 | 0 | 0 | 0 | 0 | 0 | 0 | 0 | 0 | 0 | 0 | 0 | 0 | 0
1883 | 79 | 3 | 20 | 2500 | 0 | 142.8571 | 1428.5714 | 83.0904 | 4154.519 | #DIV/0! |  | #DIV/0! | 18 | 0 | 0 | 0 | 0 | 0 | 0 | 0 | 4154.519 | 24.8476 | 30.0426 | 24.8476 | 4.4255 | 21901.6307 | 21904.4052 | 4150.0934 | 35.0426 | 35.047 | 35.0426 | 35 | 1 | 1 | 0 | 7.2 | 1 | 7.2 | 4150.0934 | 18 | 0 | 0 | 0 | 0 | 0 | 0 | 0 | 0 | 0 | 0 | 0 | 0 | 0
1884 | 79 | 3 | 20 | 2500 | 0 | 142.8571 | 1428.5714 | 83.0904 | 4154.519 | #DIV/0! |  | #DIV/0! | 18 | 2500 | 0 | 238.0952 | 0 | 55.8795 | 2793.9747 | #DIV/0! | 4154.519 | 24.8476 | 30.047 | 24.8476 | 4.8866 | 21904.4052 | 21906.7186 | 4149.6324 | 35.047 | 35.0507 | 35.047 | 35 | 1 | 1 | 0 | 7.2 | 1 | 7.2 | 4149.6324 | 18 | 0 | 0 | 0 | 0 | 0 | 0 | 0 | 0 | 0 | 0 | 0 | 0 | 0
1885 | 79 | 3 | 20 | 2500 | 0 | 142.8571 | 1428.5714 | 83.0904 | 4154.519 | #DIV/0! |  | #DIV/0! | 18 | 2500 | 0 | 238.0952 | 0 | 55.8795 | 2793.9747 | #DIV/0! | 4154.519 | 24.8476 | 30.0507 | 24.8476 | 5.271 | 21906.7186 | 21908.6476 | 4149.2479 | 35.0507 | 35.0538 | 35.0507 | 35 | 1 | 1 | 0 | 7.2 | 1 | 7.2 | 4149.2479 | 18 | 0 | 0 | 0 | 0 | 0 | 0 | 0 | 0 | 0 | 0 | 0 | 0 | 0
1886 | 79 | 3 | 20 | 2500 | 0 | 142.8571 | 1428.5714 | 83.0904 | 4154.519 | #DIV/0! |  | #DIV/0! | 18 | 2500 | 0 | 238.0952 | 0 | 55.8795 | 2793.9747 | #DIV/0! | 4154.519 | 24.8476 | 30.0538 | 24.8476 | 5.5916 | 21908.6476 | 21910.256 | 4148.9274 | 35.0538 | 35.0564 | 35.0538 | 35 | 1 | 1 | 0 | 7.2 | 1 | 7.2 | 4148.9274 | 18 | 0 | 0 | 0 | 0 | 0 | 0 | 0 | 0 | 0 | 0 | 0 | 0 | 0
1887 | 79 | 3 | 20 | 2500 | 0 | 142.8571 | 1428.5714 | 83.0904 | 4154.519 | #DIV/0! |  | #DIV/0! | 18 | 2500 | 0 | 238.0952 | 0 | 55.8795 | 2793.9747 | #DIV/0! | 4154.519 | 24.8476 | 30.0564 | 24.8476 | 5.8589 | 21910.256 | 21911.5972 | 4148.6601 | 35.0564 | 35.0586 | 35.0564 | 35 | 1 | 1 | 0 | 7.2 | 1 | 7.2 | 4148.6601 | 18 | 0 | 0 | 0 | 0 | 0 | 0 | 0 | 0 | 0 | 0 | 0 | 0 | 0
1888 | 79 | 3 | 20 | 2500 | 0 | 142.8571 | 1428.5714 | 83.0904 | 4154.519 | #DIV/0! |  | #DIV/0! | 18 | 2500 | 0 | 238.0952 | 0 | 55.8795 | 2793.9747 | #DIV/0! | 4154.519 | 24.8476 | 30.0586 | 24.8476 | 6.0817 | 21911.5972 | 21912.7154 | 4148.4372 | 35.0586 | 35.0603 | 35.0586 | 35 | 1 | 1 | 0 | 7.2 | 1 | 7.2 | 4148.4372 | 18 | 0 | 0 | 0 | 0 | 0 | 0 | 0 | 0 | 0 | 0 | 0 | 0 | 0
1889 | 79 | 3 | 20 | 2500 | 0 | 142.8571 | 0 | 53.9359 | 2696.793 | #DIV/0! |  | #DIV/0! | 18 | 2500 | 3857.1429 | 238.0952 | 0 | 134.5967 | 6729.8348 | #DIV/0! | 2696.793 | 16.1291 | 30.0603 | 16.1291 | 4.0684 | 21912.7154 | 21915.847 | 2692.7246 | 35.0603 | 35.0654 | 35.0603 | 35 | 1 | 1 | 0 | 7.2 | 1 | 7.2 | 2692.7246 | 18 | 0 | 0 | 0 | 0 | 0 | 0 | 0 | 0 | 0 | 0 | 0 | 0 | 0
1890 | 79 | 3 | 20 | 2500 | 3214.2857 | 142.8571 | 0 | 119.5335 | 5976.6764 | #DIV/0! |  | #DIV/0! | 18 | 2500 | 6428.5714 | 238.0952 | 0 | 187.0748 | 9353.7415 | #DIV/0! | 5976.6764 | 35.7457 | 30.0654 | 35.7457 | 9.7652 | 21915.847 | 21913.2818 | 5966.9112 | 35.0654 | 35.0613 | 35.0654 | 35 | 1 | 1 | 0 | 7.2 | 1 | 7.2 | 5966.9112 | 18 | 0 | 0 | 0 | 0 | 0 | 0 | 0 | 0 | 0 | 0 | 0 | 0 | 0
1891 | 79 | 3 | 20 | 2500 | 6428.5714 | 142.8571 | 0 | 185.1312 | 9256.5598 | #DIV/0! |  | #DIV/0! | 18 | 2500 | 6428.5714 | 238.0952 | 2000 | 227.8912 | 11394.5578 | #DIV/0! | 9256.5598 | 55.3622 | 30.0613 | 55.3622 | 14.1743 | 21913.2818 | 21906.3075 | 9242.3854 | 35.0613 | 35.0501 | 35.0613 | 35 | 1 | 1 | 0 | 7.2 | 1 | 7.2 | 9242.3854 | 18 | 0 | 0 | 0 | 0 | 0 | 0 | 0 | 0 | 0 | 0 | 0 | 0 | 0
1892 | 79 | 3 | 20 | 2500 | 6428.5714 | 142.8571 | 0 | 185.1312 | 9256.5598 | #DIV/0! |  | #DIV/0! | 18 | 2500 | 6428.5714 | 238.0952 | 2000 | 227.8912 | 11394.5578 | #DIV/0! | 9256.5598 | 55.3622 | 30.0501 | 55.3622 | 11.592 | 21906.3075 | 21901.9155 | 9244.9678 | 35.0501 | 35.0431 | 35.0501 | 35 | 1 | 1 | 0 | 7.2 | 1 | 7.2 | 9244.9678 | 18 | 0 | 0 | 0 | 0 | 0 | 0 | 0 | 0 | 0 | 0 | 0 | 0 | 0
1893 | 79 | 3 | 20 | 2500 | 6428.5714 | 142.8571 | 0 | 185.1312 | 9256.5598 | #DIV/0! |  | #DIV/0! | 18 | 2500 | 2571.4286 | 238.0952 | 2000 | 149.174 | 7458.6978 | #DIV/0! | 9256.5598 | 55.3622 | 30.0431 | 55.3622 | 9.9658 | 21901.9155 | 21899.1497 | 9246.594 | 35.0431 | 35.0386 | 35.0431 | 35 | 1 | 1 | 0 | 7.2 | 1 | 7.2 | 9246.594 | 18 | 0 | 0 | 0 | 0 | 0 | 0 | 0 | 0 | 0 | 0 | 0 | 0 | 0
1894 | 79 | 3 | 20 | 2500 | 3214.2857 | 142.8571 | 0 | 119.5335 | 5976.6764 | #DIV/0! |  | #DIV/0! | 18 | 2500 | 0 | 238.0952 | 2000 | 96.6958 | 4834.7911 | #DIV/0! | 5976.6764 | 35.7457 | 30.0386 | 35.7457 | 5.7734 | 21899.1497 | 21900.5763 | 5970.903 | 35.0386 | 35.0409 | 35.0386 | 35 | 1 | 1 | 0 | 7.2 | 1 | 7.2 | 5970.903 | 18 | 0 | 0 | 0 | 0 | 0 | 0 | 0 | 0 | 0 | 0 | 0 | 0 | 0
1895 | 79 | 3 | 21 | 2500 | 0 | 142.8571 | 0 | 53.9359 | 2696.793 | #DIV/0! |  | #DIV/0! | 18 | 2500 | 0 | 238.0952 | 2000 | 96.6958 | 4834.7911 | #DIV/0! | 2696.793 | 16.1291 | 30.0409 | 16.1291 | 2.759 | 21900.5763 | 21905.0173 | 2694.034 | 35.0409 | 35.048 | 35.0409 | 35 | 1 | 1 | 0 | 7.2 | 1 | 7.2 | 2694.034 | 18 | 0 | 0 | 0 | 0 | 0 | 0 | 0 | 0 | 0 | 0 | 0 | 0 | 0
1896 | 80 | 3 | 21 | 2500 | 0 | 142.8571 | 0 | 53.9359 | 2696.793 | #DIV/0! |  | #DIV/0! | 18 | 0 | 0 | 0 | 0 | 0 | 0 | 0 | 2696.793 | 16.1291 | 30.048 | 16.1291 | 3.238 | 21905.0173 | 21908.9793 | 2693.555 | 35.048 | 35.0544 | 35.048 | 35 | 1 | 1 | 0 | 7.2 | 1 | 7.2 | 2693.555 | 18 | 0 | 0 | 0 | 0 | 0 | 0 | 0 | 0 | 0 | 0 | 0 | 0 | 0
1897 | 80 | 3 | 21 | 2500 | 0 | 142.8571 | 0 | 53.9359 | 2696.793 | #DIV/0! |  | #DIV/0! | 18 | 0 | 0 | 0 | 0 | 0 | 0 | 0 | 2696.793 | 16.1291 | 30.0544 | 16.1291 | 3.6654 | 21908.9793 | 21912.5139 | 2693.1276 | 35.0544 | 35.06 | 35.0544 | 35 | 1 | 1 | 0 | 7.2 | 1 | 7.2 | 2693.1276 | 18 | 0 | 0 | 0 | 0 | 0 | 0 | 0 | 0 | 0 | 0 | 0 | 0 | 0
1898 | 80 | 3 | 21 | 2500 | 0 | 142.8571 | 0 | 53.9359 | 2696.793 | #DIV/0! |  | #DIV/0! | 18 | 0 | 0 | 0 | 0 | 0 | 0 | 0 | 2696.793 | 16.1291 | 30.06 | 16.1291 | 4.0467 | 21912.5139 | 21915.6672 | 2692.7463 | 35.06 | 35.0651 | 35.06 | 35 | 1 | 1 | 0 | 7.2 | 1 | 7.2 | 2692.7463 | 18 | 0 | 0 | 0 | 0 | 0 | 0 | 0 | 0 | 0 | 0 | 0 | 0 | 0
1899 | 80 | 3 | 21 | 2500 | 0 | 142.8571 | 0 | 53.9359 | 2696.793 | #DIV/0! |  | #DIV/0! | 18 | 0 | 0 | 0 | 0 | 0 | 0 | 0 | 2696.793 | 16.1291 | 30.0651 | 16.1291 | 4.3868 | 21915.6672 | 21918.4804 | 2692.4062 | 35.0651 | 35.0696 | 35.0651 | 35 | 1 | 1 | 0 | 7.2 | 1 | 7.2 | 2692.4062 | 18 | 0 | 0 | 0 | 0 | 0 | 0 | 0 | 0 | 0 | 0 | 0 | 0 | 0
1900 | 80 | 3 | 21 | 2500 | 0 | 142.8571 | 0 | 53.9359 | 2696.793 | #DIV/0! |  | #DIV/0! | 18 | 0 | 0 | 0 | 0 | 0 | 0 | 0 | 2696.793 | 16.1291 | 30.0696 | 16.1291 | 4.6903 | 21918.4804 | 21920.9901 | 2692.1027 | 35.0696 | 35.0736 | 35.0696 | 35 | 1 | 1 | 0 | 7.2 | 1 | 7.2 | 2692.1027 | 18 | 0 | 0 | 0 | 0 | 0 | 0 | 0 | 0 | 0 | 0 | 0 | 0 | 0
1901 | 80 | 3 | 21 | 2500 | 3857.1429 | 142.8571 | 0 | 132.6531 | 6632.6531 | #DIV/0! |  | #DIV/0! | 18 | 0 | 0 | 0 | 0 | 0 | 0 | 0 | 6632.6531 | 39.669 | 30.0736 | 39.669 | 12.2014 | 21920.9901 | 21915.9886 | 6620.4516 | 35.0736 | 35.0656 | 35.0736 | 35 | 1 | 1 | 0 | 7.2 | 1 | 7.2 | 6620.4516 | 18 | 0 | 0 | 0 | 0 | 0 | 0 | 0 | 0 | 0 | 0 | 0 | 0 | 0
1902 | 80 | 3 | 21 | 2500 | 6428.5714 | 142.8571 | 0 | 185.1312 | 9256.5598 | #DIV/0! |  | #DIV/0! | 18 | 0 | 0 | 0 | 0 | 0 | 0 | 0 | 9256.5598 | 55.3622 | 30.0656 | 55.3622 | 15.1765 | 21915.9886 | 21908.0121 | 9241.3832 | 35.0656 | 35.0528 | 35.0656 | 35 | 1 | 1 | 0 | 7.2 | 1 | 7.2 | 9241.3832 | 18 | 0 | 0 | 0 | 0 | 0 | 0 | 0 | 0 | 0 | 0 | 0 | 0 | 0
1903 | 80 | 3 | 21 | 2500 | 6428.5714 | 142.8571 | 1428.5714 | 214.2857 | 10714.2857 | #DIV/0! |  | #DIV/0! | 18 | 0 | 0 | 0 | 0 | 0 | 0 | 0 | 10714.2857 | 64.0807 | 30.0528 | 64.0807 | 14.148 | 21908.0121 | 21901.064 | 10700.1377 | 35.0528 | 35.0417 | 35.0528 | 35 | 1 | 1 | 0 | 7.2 | 1 | 7.2 | 10700.1377 | 18 | 0 | 0 | 0 | 0 | 0 | 0 | 0 | 0 | 0 | 0 | 0 | 0 | 0
1904 | 80 | 3 | 21 | 2500 | 6428.5714 | 142.8571 | 1428.5714 | 214.2857 | 10714.2857 | #DIV/0! |  | #DIV/0! | 18 | 0 | 0 | 0 | 0 | 0 | 0 | 0 | 10714.2857 | 64.0807 | 30.0417 | 64.0807 | 11.1703 | 21901.064 | 21897.0937 | 10703.1154 | 35.0417 | 35.0353 | 35.0417 | 35 | 1 | 1 | 0 | 7.2 | 1 | 7.2 | 10703.1154 | 18 | 0 | 0 | 0 | 0 | 0 | 0 | 0 | 0 | 0 | 0 | 0 | 0 | 0
1905 | 80 | 3 | 21 | 2500 | 2571.4286 | 142.8571 | 1428.5714 | 135.5685 | 6778.4257 | #DIV/0! |  | #DIV/0! | 18 | 0 | 0 | 0 | 0 | 0 | 0 | 0 | 6778.4257 | 40.5408 | 30.0353 | 40.5408 | 5.9904 | 21897.0937 | 21898.3033 | 6772.4352 | 35.0353 | 35.0373 | 35.0353 | 35 | 1 | 1 | 0 | 7.2 | 1 | 7.2 | 6772.4352 | 18 | 0 | 0 | 0 | 0 | 0 | 0 | 0 | 0 | 0 | 0 | 0 | 0 | 0
1906 | 80 | 3 | 21 | 2500 | 0 | 142.8571 | 1428.5714 | 83.0904 | 4154.519 | #DIV/0! |  | #DIV/0! | 18 | 0 | 0 | 0 | 0 | 0 | 0 | 0 | 4154.519 | 24.8476 | 30.0373 | 24.8476 | 3.8726 | 21898.3033 | 21901.6307 | 4150.6464 | 35.0373 | 35.0426 | 35.0373 | 35 | 1 | 1 | 0 | 7.2 | 1 | 7.2 | 4150.6464 | 18 | 0 | 0 | 0 | 0 | 0 | 0 | 0 | 0 | 0 | 0 | 0 | 0 | 0
1907 | 80 | 3 | 21 | 2500 | 0 | 142.8571 | 1428.5714 | 83.0904 | 4154.519 | #DIV/0! |  | #DIV/0! | 18 | 0 | 0 | 0 | 0 | 0 | 0 | 0 | 4154.519 | 24.8476 | 30.0426 | 24.8476 | 4.4255 | 21901.6307 | 21904.4052 | 4150.0934 | 35.0426 | 35.047 | 35.0426 | 35 | 1 | 1 | 0 | 7.2 | 1 | 7.2 | 4150.0934 | 18 | 0 | 0 | 0 | 0 | 0 | 0 | 0 | 0 | 0 | 0 | 0 | 0 | 0
1908 | 80 | 3 | 21 | 2500 | 0 | 142.8571 | 1428.5714 | 83.0904 | 4154.519 | #DIV/0! |  | #DIV/0! | 18 | 2500 | 0 | 238.0952 | 0 | 55.8795 | 2793.9747 | #DIV/0! | 4154.519 | 24.8476 | 30.047 | 24.8476 | 4.8866 | 21904.4052 | 21906.7186 | 4149.6324 | 35.047 | 35.0507 | 35.047 | 35 | 1 | 1 | 0 | 7.2 | 1 | 7.2 | 4149.6324 | 18 | 0 | 0 | 0 | 0 | 0 | 0 | 0 | 0 | 0 | 0 | 0 | 0 | 0
1909 | 80 | 3 | 21 | 2500 | 0 | 142.8571 | 1428.5714 | 83.0904 | 4154.519 | #DIV/0! |  | #DIV/0! | 18 | 2500 | 0 | 238.0952 | 0 | 55.8795 | 2793.9747 | #DIV/0! | 4154.519 | 24.8476 | 30.0507 | 24.8476 | 5.271 | 21906.7186 | 21908.6476 | 4149.2479 | 35.0507 | 35.0538 | 35.0507 | 35 | 1 | 1 | 0 | 7.2 | 1 | 7.2 | 4149.2479 | 18 | 0 | 0 | 0 | 0 | 0 | 0 | 0 | 0 | 0 | 0 | 0 | 0 | 0
1910 | 80 | 3 | 21 | 2500 | 0 | 142.8571 | 1428.5714 | 83.0904 | 4154.519 | #DIV/0! |  | #DIV/0! | 18 | 2500 | 0 | 238.0952 | 0 | 55.8795 | 2793.9747 | #DIV/0! | 4154.519 | 24.8476 | 30.0538 | 24.8476 | 5.5916 | 21908.6476 | 21910.256 | 4148.9274 | 35.0538 | 35.0564 | 35.0538 | 35 | 1 | 1 | 0 | 7.2 | 1 | 7.2 | 4148.9274 | 18 | 0 | 0 | 0 | 0 | 0 | 0 | 0 | 0 | 0 | 0 | 0 | 0 | 0
1911 | 80 | 3 | 21 | 2500 | 0 | 142.8571 | 1428.5714 | 83.0904 | 4154.519 | #DIV/0! |  | #DIV/0! | 18 | 2500 | 0 | 238.0952 | 0 | 55.8795 | 2793.9747 | #DIV/0! | 4154.519 | 24.8476 | 30.0564 | 24.8476 | 5.8589 | 21910.256 | 21911.5972 | 4148.6601 | 35.0564 | 35.0586 | 35.0564 | 35 | 1 | 1 | 0 | 7.2 | 1 | 7.2 | 4148.6601 | 18 | 0 | 0 | 0 | 0 | 0 | 0 | 0 | 0 | 0 | 0 | 0 | 0 | 0
1912 | 80 | 3 | 21 | 2500 | 0 | 142.8571 | 1428.5714 | 83.0904 | 4154.519 | #DIV/0! |  | #DIV/0! | 18 | 2500 | 0 | 238.0952 | 0 | 55.8795 | 2793.9747 | #DIV/0! | 4154.519 | 24.8476 | 30.0586 | 24.8476 | 6.0817 | 21911.5972 | 21912.7154 | 4148.4372 | 35.0586 | 35.0603 | 35.0586 | 35 | 1 | 1 | 0 | 7.2 | 1 | 7.2 | 4148.4372 | 18 | 0 | 0 | 0 | 0 | 0 | 0 | 0 | 0 | 0 | 0 | 0 | 0 | 0
1913 | 80 | 3 | 21 | 2500 | 0 | 142.8571 | 0 | 53.9359 | 2696.793 | #DIV/0! |  | #DIV/0! | 18 | 2500 | 3857.1429 | 238.0952 | 0 | 134.5967 | 6729.8348 | #DIV/0! | 2696.793 | 16.1291 | 30.0603 | 16.1291 | 4.0684 | 21912.7154 | 21915.847 | 2692.7246 | 35.0603 | 35.0654 | 35.0603 | 35 | 1 | 1 | 0 | 7.2 | 1 | 7.2 | 2692.7246 | 18 | 0 | 0 | 0 | 0 | 0 | 0 | 0 | 0 | 0 | 0 | 0 | 0 | 0
1914 | 80 | 3 | 21 | 2500 | 3214.2857 | 142.8571 | 0 | 119.5335 | 5976.6764 | #DIV/0! |  | #DIV/0! | 18 | 2500 | 6428.5714 | 238.0952 | 0 | 187.0748 | 9353.7415 | #DIV/0! | 5976.6764 | 35.7457 | 30.0654 | 35.7457 | 9.7652 | 21915.847 | 21913.2818 | 5966.9112 | 35.0654 | 35.0613 | 35.0654 | 35 | 1 | 1 | 0 | 7.2 | 1 | 7.2 | 5966.9112 | 18 | 0 | 0 | 0 | 0 | 0 | 0 | 0 | 0 | 0 | 0 | 0 | 0 | 0
1915 | 80 | 3 | 21 | 2500 | 6428.5714 | 142.8571 | 0 | 185.1312 | 9256.5598 | #DIV/0! |  | #DIV/0! | 18 | 2500 | 6428.5714 | 238.0952 | 2000 | 227.8912 | 11394.5578 | #DIV/0! | 9256.5598 | 55.3622 | 30.0613 | 55.3622 | 14.1743 | 21913.2818 | 21906.3075 | 9242.3854 | 35.0613 | 35.0501 | 35.0613 | 35 | 1 | 1 | 0 | 7.2 | 1 | 7.2 | 9242.3854 | 18 | 0 | 0 | 0 | 0 | 0 | 0 | 0 | 0 | 0 | 0 | 0 | 0 | 0
1916 | 80 | 3 | 21 | 2500 | 6428.5714 | 142.8571 | 0 | 185.1312 | 9256.5598 | #DIV/0! |  | #DIV/0! | 18 | 2500 | 6428.5714 | 238.0952 | 2000 | 227.8912 | 11394.5578 | #DIV/0! | 9256.5598 | 55.3622 | 30.0501 | 55.3622 | 11.592 | 21906.3075 | 21901.9155 | 9244.9678 | 35.0501 | 35.0431 | 35.0501 | 35 | 1 | 1 | 0 | 7.2 | 1 | 7.2 | 9244.9678 | 18 | 0 | 0 | 0 | 0 | 0 | 0 | 0 | 0 | 0 | 0 | 0 | 0 | 0
1917 | 80 | 3 | 21 | 2500 | 6428.5714 | 142.8571 | 0 | 185.1312 | 9256.5598 | #DIV/0! |  | #DIV/0! | 18 | 2500 | 2571.4286 | 238.0952 | 2000 | 149.174 | 7458.6978 | #DIV/0! | 9256.5598 | 55.3622 | 30.0431 | 55.3622 | 9.9658 | 21901.9155 | 21899.1497 | 9246.594 | 35.0431 | 35.0386 | 35.0431 | 35 | 1 | 1 | 0 | 7.2 | 1 | 7.2 | 9246.594 | 18 | 0 | 0 | 0 | 0 | 0 | 0 | 0 | 0 | 0 | 0 | 0 | 0 | 0
1918 | 80 | 3 | 21 | 2500 | 3214.2857 | 142.8571 | 0 | 119.5335 | 5976.6764 | #DIV/0! |  | #DIV/0! | 18 | 2500 | 0 | 238.0952 | 2000 | 96.6958 | 4834.7911 | #DIV/0! | 5976.6764 | 35.7457 | 30.0386 | 35.7457 | 5.7734 | 21899.1497 | 21900.5763 | 5970.903 | 35.0386 | 35.0409 | 35.0386 | 35 | 1 | 1 | 0 | 7.2 | 1 | 7.2 | 5970.903 | 18 | 0 | 0 | 0 | 0 | 0 | 0 | 0 | 0 | 0 | 0 | 0 | 0 | 0
1919 | 80 | 3 | 22 | 2500 | 0 | 142.8571 | 0 | 53.9359 | 2696.793 | #DIV/0! |  | #DIV/0! | 18 | 2500 | 0 | 238.0952 | 2000 | 96.6958 | 4834.7911 | #DIV/0! | 2696.793 | 16.1291 | 30.0409 | 16.1291 | 2.759 | 21900.5763 | 21905.0173 | 2694.034 | 35.0409 | 35.048 | 35.0409 | 35 | 1 | 1 | 0 | 7.2 | 1 | 7.2 | 2694.034 | 18 | 0 | 0 | 0 | 0 | 0 | 0 | 0 | 0 | 0 | 0 | 0 | 0 | 0
1920 | 81 | 3 | 22 | 2500 | 0 | 142.8571 | 0 | 53.9359 | 2696.793 | #DIV/0! |  | #DIV/0! | 18 | 0 | 0 | 0 | 0 | 0 | 0 | 0 | 2696.793 | 16.1291 | 30.048 | 16.1291 | 3.238 | 21905.0173 | 21908.9793 | 2693.555 | 35.048 | 35.0544 | 35.048 | 35 | 1 | 1 | 0 | 7.2 | 1 | 7.2 | 2693.555 | 18 | 0 | 0 | 0 | 0 | 0 | 0 | 0 | 0 | 0 | 0 | 0 | 0 | 0
1921 | 81 | 3 | 22 | 2500 | 0 | 142.8571 | 0 | 53.9359 | 2696.793 | #DIV/0! |  | #DIV/0! | 18 | 0 | 0 | 0 | 0 | 0 | 0 | 0 | 2696.793 | 16.1291 | 30.0544 | 16.1291 | 3.6654 | 21908.9793 | 21912.5139 | 2693.1276 | 35.0544 | 35.06 | 35.0544 | 35 | 1 | 1 | 0 | 7.2 | 1 | 7.2 | 2693.1276 | 18 | 0 | 0 | 0 | 0 | 0 | 0 | 0 | 0 | 0 | 0 | 0 | 0 | 0
1922 | 81 | 3 | 22 | 2500 | 0 | 142.8571 | 0 | 53.9359 | 2696.793 | #DIV/0! |  | #DIV/0! | 18 | 0 | 0 | 0 | 0 | 0 | 0 | 0 | 2696.793 | 16.1291 | 30.06 | 16.1291 | 4.0467 | 21912.5139 | 21915.6672 | 2692.7463 | 35.06 | 35.0651 | 35.06 | 35 | 1 | 1 | 0 | 7.2 | 1 | 7.2 | 2692.7463 | 18 | 0 | 0 | 0 | 0 | 0 | 0 | 0 | 0 | 0 | 0 | 0 | 0 | 0
1923 | 81 | 3 | 22 | 2500 | 0 | 142.8571 | 0 | 53.9359 | 2696.793 | #DIV/0! |  | #DIV/0! | 18 | 0 | 0 | 0 | 0 | 0 | 0 | 0 | 2696.793 | 16.1291 | 30.0651 | 16.1291 | 4.3868 | 21915.6672 | 21918.4804 | 2692.4062 | 35.0651 | 35.0696 | 35.0651 | 35 | 1 | 1 | 0 | 7.2 | 1 | 7.2 | 2692.4062 | 18 | 0 | 0 | 0 | 0 | 0 | 0 | 0 | 0 | 0 | 0 | 0 | 0 | 0
1924 | 81 | 3 | 22 | 2500 | 0 | 142.8571 | 0 | 53.9359 | 2696.793 | #DIV/0! |  | #DIV/0! | 18 | 0 | 0 | 0 | 0 | 0 | 0 | 0 | 2696.793 | 16.1291 | 30.0696 | 16.1291 | 4.6903 | 21918.4804 | 21920.9901 | 2692.1027 | 35.0696 | 35.0736 | 35.0696 | 35 | 1 | 1 | 0 | 7.2 | 1 | 7.2 | 2692.1027 | 18 | 0 | 0 | 0 | 0 | 0 | 0 | 0 | 0 | 0 | 0 | 0 | 0 | 0
1925 | 81 | 3 | 22 | 2500 | 3857.1429 | 142.8571 | 0 | 132.6531 | 6632.6531 | #DIV/0! |  | #DIV/0! | 18 | 0 | 0 | 0 | 0 | 0 | 0 | 0 | 6632.6531 | 39.669 | 30.0736 | 39.669 | 12.2014 | 21920.9901 | 21915.9886 | 6620.4516 | 35.0736 | 35.0656 | 35.0736 | 35 | 1 | 1 | 0 | 7.2 | 1 | 7.2 | 6620.4516 | 18 | 0 | 0 | 0 | 0 | 0 | 0 | 0 | 0 | 0 | 0 | 0 | 0 | 0
1926 | 81 | 3 | 22 | 2500 | 6428.5714 | 142.8571 | 0 | 185.1312 | 9256.5598 | #DIV/0! |  | #DIV/0! | 18 | 0 | 0 | 0 | 0 | 0 | 0 | 0 | 9256.5598 | 55.3622 | 30.0656 | 55.3622 | 15.1765 | 21915.9886 | 21908.0121 | 9241.3832 | 35.0656 | 35.0528 | 35.0656 | 35 | 1 | 1 | 0 | 7.2 | 1 | 7.2 | 9241.3832 | 18 | 0 | 0 | 0 | 0 | 0 | 0 | 0 | 0 | 0 | 0 | 0 | 0 | 0
1927 | 81 | 3 | 22 | 2500 | 6428.5714 | 142.8571 | 1428.5714 | 214.2857 | 10714.2857 | #DIV/0! |  | #DIV/0! | 18 | 0 | 0 | 0 | 0 | 0 | 0 | 0 | 10714.2857 | 64.0807 | 30.0528 | 64.0807 | 14.148 | 21908.0121 | 21901.064 | 10700.1377 | 35.0528 | 35.0417 | 35.0528 | 35 | 1 | 1 | 0 | 7.2 | 1 | 7.2 | 10700.1377 | 18 | 0 | 0 | 0 | 0 | 0 | 0 | 0 | 0 | 0 | 0 | 0 | 0 | 0
1928 | 81 | 3 | 22 | 2500 | 6428.5714 | 142.8571 | 1428.5714 | 214.2857 | 10714.2857 | #DIV/0! |  | #DIV/0! | 18 | 0 | 0 | 0 | 0 | 0 | 0 | 0 | 10714.2857 | 64.0807 | 30.0417 | 64.0807 | 11.1703 | 21901.064 | 21897.0937 | 10703.1154 | 35.0417 | 35.0353 | 35.0417 | 35 | 1 | 1 | 0 | 7.2 | 1 | 7.2 | 10703.1154 | 18 | 0 | 0 | 0 | 0 | 0 | 0 | 0 | 0 | 0 | 0 | 0 | 0 | 0
1929 | 81 | 3 | 22 | 2500 | 2571.4286 | 142.8571 | 1428.5714 | 135.5685 | 6778.4257 | #DIV/0! |  | #DIV/0! | 18 | 0 | 0 | 0 | 0 | 0 | 0 | 0 | 6778.4257 | 40.5408 | 30.0353 | 40.5408 | 5.9904 | 21897.0937 | 21898.3033 | 6772.4352 | 35.0353 | 35.0373 | 35.0353 | 35 | 1 | 1 | 0 | 7.2 | 1 | 7.2 | 6772.4352 | 18 | 0 | 0 | 0 | 0 | 0 | 0 | 0 | 0 | 0 | 0 | 0 | 0 | 0
1930 | 81 | 3 | 22 | 2500 | 0 | 142.8571 | 1428.5714 | 83.0904 | 4154.519 | #DIV/0! |  | #DIV/0! | 18 | 0 | 0 | 0 | 0 | 0 | 0 | 0 | 4154.519 | 24.8476 | 30.0373 | 24.8476 | 3.8726 | 21898.3033 | 21901.6307 | 4150.6464 | 35.0373 | 35.0426 | 35.0373 | 35 | 1 | 1 | 0 | 7.2 | 1 | 7.2 | 4150.6464 | 18 | 0 | 0 | 0 | 0 | 0 | 0 | 0 | 0 | 0 | 0 | 0 | 0 | 0
1931 | 81 | 3 | 22 | 2500 | 0 | 142.8571 | 1428.5714 | 83.0904 | 4154.519 | #DIV/0! |  | #DIV/0! | 18 | 0 | 0 | 0 | 0 | 0 | 0 | 0 | 4154.519 | 24.8476 | 30.0426 | 24.8476 | 4.4255 | 21901.6307 | 21904.4052 | 4150.0934 | 35.0426 | 35.047 | 35.0426 | 35 | 1 | 1 | 0 | 7.2 | 1 | 7.2 | 4150.0934 | 18 | 0 | 0 | 0 | 0 | 0 | 0 | 0 | 0 | 0 | 0 | 0 | 0 | 0
1932 | 81 | 3 | 22 | 2500 | 0 | 142.8571 | 1428.5714 | 83.0904 | 4154.519 | #DIV/0! |  | #DIV/0! | 18 | 2500 | 0 | 238.0952 | 0 | 55.8795 | 2793.9747 | #DIV/0! | 4154.519 | 24.8476 | 30.047 | 24.8476 | 4.8866 | 21904.4052 | 21906.7186 | 4149.6324 | 35.047 | 35.0507 | 35.047 | 35 | 1 | 1 | 0 | 7.2 | 1 | 7.2 | 4149.6324 | 18 | 0 | 0 | 0 | 0 | 0 | 0 | 0 | 0 | 0 | 0 | 0 | 0 | 0
1933 | 81 | 3 | 22 | 2500 | 0 | 142.8571 | 1428.5714 | 83.0904 | 4154.519 | #DIV/0! |  | #DIV/0! | 18 | 2500 | 0 | 238.0952 | 0 | 55.8795 | 2793.9747 | #DIV/0! | 4154.519 | 24.8476 | 30.0507 | 24.8476 | 5.271 | 21906.7186 | 21908.6476 | 4149.2479 | 35.0507 | 35.0538 | 35.0507 | 35 | 1 | 1 | 0 | 7.2 | 1 | 7.2 | 4149.2479 | 18 | 0 | 0 | 0 | 0 | 0 | 0 | 0 | 0 | 0 | 0 | 0 | 0 | 0
1934 | 81 | 3 | 22 | 2500 | 0 | 142.8571 | 1428.5714 | 83.0904 | 4154.519 | #DIV/0! |  | #DIV/0! | 18 | 2500 | 0 | 238.0952 | 0 | 55.8795 | 2793.9747 | #DIV/0! | 4154.519 | 24.8476 | 30.0538 | 24.8476 | 5.5916 | 21908.6476 | 21910.256 | 4148.9274 | 35.0538 | 35.0564 | 35.0538 | 35 | 1 | 1 | 0 | 7.2 | 1 | 7.2 | 4148.9274 | 18 | 0 | 0 | 0 | 0 | 0 | 0 | 0 | 0 | 0 | 0 | 0 | 0 | 0
1935 | 81 | 3 | 22 | 2500 | 0 | 142.8571 | 1428.5714 | 83.0904 | 4154.519 | #DIV/0! |  | #DIV/0! | 18 | 2500 | 0 | 238.0952 | 0 | 55.8795 | 2793.9747 | #DIV/0! | 4154.519 | 24.8476 | 30.0564 | 24.8476 | 5.8589 | 21910.256 | 21911.5972 | 4148.6601 | 35.0564 | 35.0586 | 35.0564 | 35 | 1 | 1 | 0 | 7.2 | 1 | 7.2 | 4148.6601 | 18 | 0 | 0 | 0 | 0 | 0 | 0 | 0 | 0 | 0 | 0 | 0 | 0 | 0
1936 | 81 | 3 | 22 | 2500 | 0 | 142.8571 | 1428.5714 | 83.0904 | 4154.519 | #DIV/0! |  | #DIV/0! | 18 | 2500 | 0 | 238.0952 | 0 | 55.8795 | 2793.9747 | #DIV/0! | 4154.519 | 24.8476 | 30.0586 | 24.8476 | 6.0817 | 21911.5972 | 21912.7154 | 4148.4372 | 35.0586 | 35.0603 | 35.0586 | 35 | 1 | 1 | 0 | 7.2 | 1 | 7.2 | 4148.4372 | 18 | 0 | 0 | 0 | 0 | 0 | 0 | 0 | 0 | 0 | 0 | 0 | 0 | 0
1937 | 81 | 3 | 22 | 2500 | 0 | 142.8571 | 0 | 53.9359 | 2696.793 | #DIV/0! |  | #DIV/0! | 18 | 2500 | 3857.1429 | 238.0952 | 0 | 134.5967 | 6729.8348 | #DIV/0! | 2696.793 | 16.1291 | 30.0603 | 16.1291 | 4.0684 | 21912.7154 | 21915.847 | 2692.7246 | 35.0603 | 35.0654 | 35.0603 | 35 | 1 | 1 | 0 | 7.2 | 1 | 7.2 | 2692.7246 | 18 | 0 | 0 | 0 | 0 | 0 | 0 | 0 | 0 | 0 | 0 | 0 | 0 | 0
1938 | 81 | 3 | 22 | 2500 | 3214.2857 | 142.8571 | 0 | 119.5335 | 5976.6764 | #DIV/0! |  | #DIV/0! | 18 | 2500 | 6428.5714 | 238.0952 | 0 | 187.0748 | 9353.7415 | #DIV/0! | 5976.6764 | 35.7457 | 30.0654 | 35.7457 | 9.7652 | 21915.847 | 21913.2818 | 5966.9112 | 35.0654 | 35.0613 | 35.0654 | 35 | 1 | 1 | 0 | 7.2 | 1 | 7.2 | 5966.9112 | 18 | 0 | 0 | 0 | 0 | 0 | 0 | 0 | 0 | 0 | 0 | 0 | 0 | 0
1939 | 81 | 3 | 22 | 2500 | 6428.5714 | 142.8571 | 0 | 185.1312 | 9256.5598 | #DIV/0! |  | #DIV/0! | 18 | 2500 | 6428.5714 | 238.0952 | 2000 | 227.8912 | 11394.5578 | #DIV/0! | 9256.5598 | 55.3622 | 30.0613 | 55.3622 | 14.1743 | 21913.2818 | 21906.3075 | 9242.3854 | 35.0613 | 35.0501 | 35.0613 | 35 | 1 | 1 | 0 | 7.2 | 1 | 7.2 | 9242.3854 | 18 | 0 | 0 | 0 | 0 | 0 | 0 | 0 | 0 | 0 | 0 | 0 | 0 | 0
1940 | 81 | 3 | 22 | 2500 | 6428.5714 | 142.8571 | 0 | 185.1312 | 9256.5598 | #DIV/0! |  | #DIV/0! | 18 | 2500 | 6428.5714 | 238.0952 | 2000 | 227.8912 | 11394.5578 | #DIV/0! | 9256.5598 | 55.3622 | 30.0501 | 55.3622 | 11.592 | 21906.3075 | 21901.9155 | 9244.9678 | 35.0501 | 35.0431 | 35.0501 | 35 | 1 | 1 | 0 | 7.2 | 1 | 7.2 | 9244.9678 | 18 | 0 | 0 | 0 | 0 | 0 | 0 | 0 | 0 | 0 | 0 | 0 | 0 | 0
1941 | 81 | 3 | 22 | 2500 | 6428.5714 | 142.8571 | 0 | 185.1312 | 9256.5598 | #DIV/0! |  | #DIV/0! | 18 | 2500 | 2571.4286 | 238.0952 | 2000 | 149.174 | 7458.6978 | #DIV/0! | 9256.5598 | 55.3622 | 30.0431 | 55.3622 | 9.9658 | 21901.9155 | 21899.1497 | 9246.594 | 35.0431 | 35.0386 | 35.0431 | 35 | 1 | 1 | 0 | 7.2 | 1 | 7.2 | 9246.594 | 18 | 0 | 0 | 0 | 0 | 0 | 0 | 0 | 0 | 0 | 0 | 0 | 0 | 0
1942 | 81 | 3 | 22 | 2500 | 3214.2857 | 142.8571 | 0 | 119.5335 | 5976.6764 | #DIV/0! |  | #DIV/0! | 18 | 2500 | 0 | 238.0952 | 2000 | 96.6958 | 4834.7911 | #DIV/0! | 5976.6764 | 35.7457 | 30.0386 | 35.7457 | 5.7734 | 21899.1497 | 21900.5763 | 5970.903 | 35.0386 | 35.0409 | 35.0386 | 35 | 1 | 1 | 0 | 7.2 | 1 | 7.2 | 5970.903 | 18 | 0 | 0 | 0 | 0 | 0 | 0 | 0 | 0 | 0 | 0 | 0 | 0 | 0
1943 | 81 | 3 | 23 | 2500 | 0 | 142.8571 | 0 | 53.9359 | 2696.793 | #DIV/0! |  | #DIV/0! | 18 | 2500 | 0 | 238.0952 | 2000 | 96.6958 | 4834.7911 | #DIV/0! | 2696.793 | 16.1291 | 30.0409 | 16.1291 | 2.759 | 21900.5763 | 21905.0173 | 2694.034 | 35.0409 | 35.048 | 35.0409 | 35 | 1 | 1 | 0 | 7.2 | 1 | 7.2 | 2694.034 | 18 | 0 | 0 | 0 | 0 | 0 | 0 | 0 | 0 | 0 | 0 | 0 | 0 | 0
1944 | 82 | 3 | 23 | 2500 | 0 | 142.8571 | 0 | 53.9359 | 2696.793 | #DIV/0! |  | #DIV/0! | 18 | 0 | 0 | 0 | 0 | 0 | 0 | 0 | 2696.793 | 16.1291 | 30.048 | 16.1291 | 3.238 | 21905.0173 | 21908.9793 | 2693.555 | 35.048 | 35.0544 | 35.048 | 35 | 1 | 1 | 0 | 7.2 | 1 | 7.2 | 2693.555 | 18 | 0 | 0 | 0 | 0 | 0 | 0 | 0 | 0 | 0 | 0 | 0 | 0 | 0
1945 | 82 | 3 | 23 | 2500 | 0 | 142.8571 | 0 | 53.9359 | 2696.793 | #DIV/0! |  | #DIV/0! | 18 | 0 | 0 | 0 | 0 | 0 | 0 | 0 | 2696.793 | 16.1291 | 30.0544 | 16.1291 | 3.6654 | 21908.9793 | 21912.5139 | 2693.1276 | 35.0544 | 35.06 | 35.0544 | 35 | 1 | 1 | 0 | 7.2 | 1 | 7.2 | 2693.1276 | 18 | 0 | 0 | 0 | 0 | 0 | 0 | 0 | 0 | 0 | 0 | 0 | 0 | 0
1946 | 82 | 3 | 23 | 2500 | 0 | 142.8571 | 0 | 53.9359 | 2696.793 | #DIV/0! |  | #DIV/0! | 18 | 0 | 0 | 0 | 0 | 0 | 0 | 0 | 2696.793 | 16.1291 | 30.06 | 16.1291 | 4.0467 | 21912.5139 | 21915.6672 | 2692.7463 | 35.06 | 35.0651 | 35.06 | 35 | 1 | 1 | 0 | 7.2 | 1 | 7.2 | 2692.7463 | 18 | 0 | 0 | 0 | 0 | 0 | 0 | 0 | 0 | 0 | 0 | 0 | 0 | 0
1947 | 82 | 3 | 23 | 2500 | 0 | 142.8571 | 0 | 53.9359 | 2696.793 | #DIV/0! |  | #DIV/0! | 18 | 0 | 0 | 0 | 0 | 0 | 0 | 0 | 2696.793 | 16.1291 | 30.0651 | 16.1291 | 4.3868 | 21915.6672 | 21918.4804 | 2692.4062 | 35.0651 | 35.0696 | 35.0651 | 35 | 1 | 1 | 0 | 7.2 | 1 | 7.2 | 2692.4062 | 18 | 0 | 0 | 0 | 0 | 0 | 0 | 0 | 0 | 0 | 0 | 0 | 0 | 0
1948 | 82 | 3 | 23 | 2500 | 0 | 142.8571 | 0 | 53.9359 | 2696.793 | #DIV/0! |  | #DIV/0! | 18 | 0 | 0 | 0 | 0 | 0 | 0 | 0 | 2696.793 | 16.1291 | 30.0696 | 16.1291 | 4.6903 | 21918.4804 | 21920.9901 | 2692.1027 | 35.0696 | 35.0736 | 35.0696 | 35 | 1 | 1 | 0 | 7.2 | 1 | 7.2 | 2692.1027 | 18 | 0 | 0 | 0 | 0 | 0 | 0 | 0 | 0 | 0 | 0 | 0 | 0 | 0
1949 | 82 | 3 | 23 | 2500 | 3857.1429 | 142.8571 | 0 | 132.6531 | 6632.6531 | #DIV/0! |  | #DIV/0! | 18 | 0 | 0 | 0 | 0 | 0 | 0 | 0 | 6632.6531 | 39.669 | 30.0736 | 39.669 | 12.2014 | 21920.9901 | 21915.9886 | 6620.4516 | 35.0736 | 35.0656 | 35.0736 | 35 | 1 | 1 | 0 | 7.2 | 1 | 7.2 | 6620.4516 | 18 | 0 | 0 | 0 | 0 | 0 | 0 | 0 | 0 | 0 | 0 | 0 | 0 | 0
1950 | 82 | 3 | 23 | 2500 | 6428.5714 | 142.8571 | 0 | 185.1312 | 9256.5598 | #DIV/0! |  | #DIV/0! | 18 | 0 | 0 | 0 | 0 | 0 | 0 | 0 | 9256.5598 | 55.3622 | 30.0656 | 55.3622 | 15.1765 | 21915.9886 | 21908.0121 | 9241.3832 | 35.0656 | 35.0528 | 35.0656 | 35 | 1 | 1 | 0 | 7.2 | 1 | 7.2 | 9241.3832 | 18 | 0 | 0 | 0 | 0 | 0 | 0 | 0 | 0 | 0 | 0 | 0 | 0 | 0
1951 | 82 | 3 | 23 | 2500 | 6428.5714 | 142.8571 | 1428.5714 | 214.2857 | 10714.2857 | #DIV/0! |  | #DIV/0! | 18 | 0 | 0 | 0 | 0 | 0 | 0 | 0 | 10714.2857 | 64.0807 | 30.0528 | 64.0807 | 14.148 | 21908.0121 | 21901.064 | 10700.1377 | 35.0528 | 35.0417 | 35.0528 | 35 | 1 | 1 | 0 | 7.2 | 1 | 7.2 | 10700.1377 | 18 | 0 | 0 | 0 | 0 | 0 | 0 | 0 | 0 | 0 | 0 | 0 | 0 | 0
1952 | 82 | 3 | 23 | 2500 | 6428.5714 | 142.8571 | 1428.5714 | 214.2857 | 10714.2857 | #DIV/0! |  | #DIV/0! | 18 | 0 | 0 | 0 | 0 | 0 | 0 | 0 | 10714.2857 | 64.0807 | 30.0417 | 64.0807 | 11.1703 | 21901.064 | 21897.0937 | 10703.1154 | 35.0417 | 35.0353 | 35.0417 | 35 | 1 | 1 | 0 | 7.2 | 1 | 7.2 | 10703.1154 | 18 | 0 | 0 | 0 | 0 | 0 | 0 | 0 | 0 | 0 | 0 | 0 | 0 | 0
1953 | 82 | 3 | 23 | 2500 | 2571.4286 | 142.8571 | 1428.5714 | 135.5685 | 6778.4257 | #DIV/0! |  | #DIV/0! | 18 | 0 | 0 | 0 | 0 | 0 | 0 | 0 | 6778.4257 | 40.5408 | 30.0353 | 40.5408 | 5.9904 | 21897.0937 | 21898.3033 | 6772.4352 | 35.0353 | 35.0373 | 35.0353 | 35 | 1 | 1 | 0 | 7.2 | 1 | 7.2 | 6772.4352 | 18 | 0 | 0 | 0 | 0 | 0 | 0 | 0 | 0 | 0 | 0 | 0 | 0 | 0
1954 | 82 | 3 | 23 | 2500 | 0 | 142.8571 | 1428.5714 | 83.0904 | 4154.519 | #DIV/0! |  | #DIV/0! | 18 | 0 | 0 | 0 | 0 | 0 | 0 | 0 | 4154.519 | 24.8476 | 30.0373 | 24.8476 | 3.8726 | 21898.3033 | 21901.6307 | 4150.6464 | 35.0373 | 35.0426 | 35.0373 | 35 | 1 | 1 | 0 | 7.2 | 1 | 7.2 | 4150.6464 | 18 | 0 | 0 | 0 | 0 | 0 | 0 | 0 | 0 | 0 | 0 | 0 | 0 | 0
1955 | 82 | 3 | 23 | 2500 | 0 | 142.8571 | 1428.5714 | 83.0904 | 4154.519 | #DIV/0! |  | #DIV/0! | 18 | 0 | 0 | 0 | 0 | 0 | 0 | 0 | 4154.519 | 24.8476 | 30.0426 | 24.8476 | 4.4255 | 21901.6307 | 21904.4052 | 4150.0934 | 35.0426 | 35.047 | 35.0426 | 35 | 1 | 1 | 0 | 7.2 | 1 | 7.2 | 4150.0934 | 18 | 0 | 0 | 0 | 0 | 0 | 0 | 0 | 0 | 0 | 0 | 0 | 0 | 0
1956 | 82 | 3 | 23 | 2500 | 0 | 142.8571 | 1428.5714 | 83.0904 | 4154.519 | #DIV/0! |  | #DIV/0! | 18 | 2500 | 0 | 238.0952 | 0 | 55.8795 | 2793.9747 | #DIV/0! | 4154.519 | 24.8476 | 30.047 | 24.8476 | 4.8866 | 21904.4052 | 21906.7186 | 4149.6324 | 35.047 | 35.0507 | 35.047 | 35 | 1 | 1 | 0 | 7.2 | 1 | 7.2 | 4149.6324 | 18 | 0 | 0 | 0 | 0 | 0 | 0 | 0 | 0 | 0 | 0 | 0 | 0 | 0
1957 | 82 | 3 | 23 | 2500 | 0 | 142.8571 | 1428.5714 | 83.0904 | 4154.519 | #DIV/0! |  | #DIV/0! | 18 | 2500 | 0 | 238.0952 | 0 | 55.8795 | 2793.9747 | #DIV/0! | 4154.519 | 24.8476 | 30.0507 | 24.8476 | 5.271 | 21906.7186 | 21908.6476 | 4149.2479 | 35.0507 | 35.0538 | 35.0507 | 35 | 1 | 1 | 0 | 7.2 | 1 | 7.2 | 4149.2479 | 18 | 0 | 0 | 0 | 0 | 0 | 0 | 0 | 0 | 0 | 0 | 0 | 0 | 0
1958 | 82 | 3 | 23 | 2500 | 0 | 142.8571 | 1428.5714 | 83.0904 | 4154.519 | #DIV/0! |  | #DIV/0! | 18 | 2500 | 0 | 238.0952 | 0 | 55.8795 | 2793.9747 | #DIV/0! | 4154.519 | 24.8476 | 30.0538 | 24.8476 | 5.5916 | 21908.6476 | 21910.256 | 4148.9274 | 35.0538 | 35.0564 | 35.0538 | 35 | 1 | 1 | 0 | 7.2 | 1 | 7.2 | 4148.9274 | 18 | 0 | 0 | 0 | 0 | 0 | 0 | 0 | 0 | 0 | 0 | 0 | 0 | 0
1959 | 82 | 3 | 23 | 2500 | 0 | 142.8571 | 1428.5714 | 83.0904 | 4154.519 | #DIV/0! |  | #DIV/0! | 18 | 2500 | 0 | 238.0952 | 0 | 55.8795 | 2793.9747 | #DIV/0! | 4154.519 | 24.8476 | 30.0564 | 24.8476 | 5.8589 | 21910.256 | 21911.5972 | 4148.6601 | 35.0564 | 35.0586 | 35.0564 | 35 | 1 | 1 | 0 | 7.2 | 1 | 7.2 | 4148.6601 | 18 | 0 | 0 | 0 | 0 | 0 | 0 | 0 | 0 | 0 | 0 | 0 | 0 | 0
1960 | 82 | 3 | 23 | 2500 | 0 | 142.8571 | 1428.5714 | 83.0904 | 4154.519 | #DIV/0! |  | #DIV/0! | 18 | 2500 | 0 | 238.0952 | 0 | 55.8795 | 2793.9747 | #DIV/0! | 4154.519 | 24.8476 | 30.0586 | 24.8476 | 6.0817 | 21911.5972 | 21912.7154 | 4148.4372 | 35.0586 | 35.0603 | 35.0586 | 35 | 1 | 1 | 0 | 7.2 | 1 | 7.2 | 4148.4372 | 18 | 0 | 0 | 0 | 0 | 0 | 0 | 0 | 0 | 0 | 0 | 0 | 0 | 0
1961 | 82 | 3 | 23 | 2500 | 0 | 142.8571 | 0 | 53.9359 | 2696.793 | #DIV/0! |  | #DIV/0! | 18 | 2500 | 3857.1429 | 238.0952 | 0 | 134.5967 | 6729.8348 | #DIV/0! | 2696.793 | 16.1291 | 30.0603 | 16.1291 | 4.0684 | 21912.7154 | 21915.847 | 2692.7246 | 35.0603 | 35.0654 | 35.0603 | 35 | 1 | 1 | 0 | 7.2 | 1 | 7.2 | 2692.7246 | 18 | 0 | 0 | 0 | 0 | 0 | 0 | 0 | 0 | 0 | 0 | 0 | 0 | 0
1962 | 82 | 3 | 23 | 2500 | 3214.2857 | 142.8571 | 0 | 119.5335 | 5976.6764 | #DIV/0! |  | #DIV/0! | 18 | 2500 | 6428.5714 | 238.0952 | 0 | 187.0748 | 9353.7415 | #DIV/0! | 5976.6764 | 35.7457 | 30.0654 | 35.7457 | 9.7652 | 21915.847 | 21913.2818 | 5966.9112 | 35.0654 | 35.0613 | 35.0654 | 35 | 1 | 1 | 0 | 7.2 | 1 | 7.2 | 5966.9112 | 18 | 0 | 0 | 0 | 0 | 0 | 0 | 0 | 0 | 0 | 0 | 0 | 0 | 0
1963 | 82 | 3 | 23 | 2500 | 6428.5714 | 142.8571 | 0 | 185.1312 | 9256.5598 | #DIV/0! |  | #DIV/0! | 18 | 2500 | 6428.5714 | 238.0952 | 2000 | 227.8912 | 11394.5578 | #DIV/0! | 9256.5598 | 55.3622 | 30.0613 | 55.3622 | 14.1743 | 21913.2818 | 21906.3075 | 9242.3854 | 35.0613 | 35.0501 | 35.0613 | 35 | 1 | 1 | 0 | 7.2 | 1 | 7.2 | 9242.3854 | 18 | 0 | 0 | 0 | 0 | 0 | 0 | 0 | 0 | 0 | 0 | 0 | 0 | 0
1964 | 82 | 3 | 23 | 2500 | 6428.5714 | 142.8571 | 0 | 185.1312 | 9256.5598 | #DIV/0! |  | #DIV/0! | 18 | 2500 | 6428.5714 | 238.0952 | 2000 | 227.8912 | 11394.5578 | #DIV/0! | 9256.5598 | 55.3622 | 30.0501 | 55.3622 | 11.592 | 21906.3075 | 21901.9155 | 9244.9678 | 35.0501 | 35.0431 | 35.0501 | 35 | 1 | 1 | 0 | 7.2 | 1 | 7.2 | 9244.9678 | 18 | 0 | 0 | 0 | 0 | 0 | 0 | 0 | 0 | 0 | 0 | 0 | 0 | 0
1965 | 82 | 3 | 23 | 2500 | 6428.5714 | 142.8571 | 0 | 185.1312 | 9256.5598 | #DIV/0! |  | #DIV/0! | 18 | 2500 | 2571.4286 | 238.0952 | 2000 | 149.174 | 7458.6978 | #DIV/0! | 9256.5598 | 55.3622 | 30.0431 | 55.3622 | 9.9658 | 21901.9155 | 21899.1497 | 9246.594 | 35.0431 | 35.0386 | 35.0431 | 35 | 1 | 1 | 0 | 7.2 | 1 | 7.2 | 9246.594 | 18 | 0 | 0 | 0 | 0 | 0 | 0 | 0 | 0 | 0 | 0 | 0 | 0 | 0
1966 | 82 | 3 | 23 | 2500 | 3214.2857 | 142.8571 | 0 | 119.5335 | 5976.6764 | #DIV/0! |  | #DIV/0! | 18 | 2500 | 0 | 238.0952 | 2000 | 96.6958 | 4834.7911 | #DIV/0! | 5976.6764 | 35.7457 | 30.0386 | 35.7457 | 5.7734 | 21899.1497 | 21900.5763 | 5970.903 | 35.0386 | 35.0409 | 35.0386 | 35 | 1 | 1 | 0 | 7.2 | 1 | 7.2 | 5970.903 | 18 | 0 | 0 | 0 | 0 | 0 | 0 | 0 | 0 | 0 | 0 | 0 | 0 | 0
1967 | 82 | 3 | 24 | 2500 | 0 | 142.8571 | 0 | 53.9359 | 2696.793 | #DIV/0! |  | #DIV/0! | 18 | 2500 | 0 | 238.0952 | 2000 | 96.6958 | 4834.7911 | #DIV/0! | 2696.793 | 16.1291 | 30.0409 | 16.1291 | 2.759 | 21900.5763 | 21905.0173 | 2694.034 | 35.0409 | 35.048 | 35.0409 | 35 | 1 | 1 | 0 | 7.2 | 1 | 7.2 | 2694.034 | 18 | 0 | 0 | 0 | 0 | 0 | 0 | 0 | 0 | 0 | 0 | 0 | 0 | 0
1968 | 83 | 3 | 24 | 2500 | 0 | 142.8571 | 0 | 53.9359 | 2696.793 | #DIV/0! |  | #DIV/0! | 18 | 0 | 0 | 0 | 0 | 0 | 0 | 0 | 2696.793 | 16.1291 | 30.048 | 16.1291 | 3.238 | 21905.0173 | 21908.9793 | 2693.555 | 35.048 | 35.0544 | 35.048 | 35 | 1 | 1 | 0 | 7.2 | 1 | 7.2 | 2693.555 | 18 | 0 | 0 | 0 | 0 | 0 | 0 | 0 | 0 | 0 | 0 | 0 | 0 | 0
1969 | 83 | 3 | 24 | 2500 | 0 | 142.8571 | 0 | 53.9359 | 2696.793 | #DIV/0! |  | #DIV/0! | 18 | 0 | 0 | 0 | 0 | 0 | 0 | 0 | 2696.793 | 16.1291 | 30.0544 | 16.1291 | 3.6654 | 21908.9793 | 21912.5139 | 2693.1276 | 35.0544 | 35.06 | 35.0544 | 35 | 1 | 1 | 0 | 7.2 | 1 | 7.2 | 2693.1276 | 18 | 0 | 0 | 0 | 0 | 0 | 0 | 0 | 0 | 0 | 0 | 0 | 0 | 0
1970 | 83 | 3 | 24 | 2500 | 0 | 142.8571 | 0 | 53.9359 | 2696.793 | #DIV/0! |  | #DIV/0! | 18 | 0 | 0 | 0 | 0 | 0 | 0 | 0 | 2696.793 | 16.1291 | 30.06 | 16.1291 | 4.0467 | 21912.5139 | 21915.6672 | 2692.7463 | 35.06 | 35.0651 | 35.06 | 35 | 1 | 1 | 0 | 7.2 | 1 | 7.2 | 2692.7463 | 18 | 0 | 0 | 0 | 0 | 0 | 0 | 0 | 0 | 0 | 0 | 0 | 0 | 0
1971 | 83 | 3 | 24 | 2500 | 0 | 142.8571 | 0 | 53.9359 | 2696.793 | #DIV/0! |  | #DIV/0! | 18 | 0 | 0 | 0 | 0 | 0 | 0 | 0 | 2696.793 | 16.1291 | 30.0651 | 16.1291 | 4.3868 | 21915.6672 | 21918.4804 | 2692.4062 | 35.0651 | 35.0696 | 35.0651 | 35 | 1 | 1 | 0 | 7.2 | 1 | 7.2 | 2692.4062 | 18 | 0 | 0 | 0 | 0 | 0 | 0 | 0 | 0 | 0 | 0 | 0 | 0 | 0
1972 | 83 | 3 | 24 | 2500 | 0 | 142.8571 | 0 | 53.9359 | 2696.793 | #DIV/0! |  | #DIV/0! | 18 | 0 | 0 | 0 | 0 | 0 | 0 | 0 | 2696.793 | 16.1291 | 30.0696 | 16.1291 | 4.6903 | 21918.4804 | 21920.9901 | 2692.1027 | 35.0696 | 35.0736 | 35.0696 | 35 | 1 | 1 | 0 | 7.2 | 1 | 7.2 | 2692.1027 | 18 | 0 | 0 | 0 | 0 | 0 | 0 | 0 | 0 | 0 | 0 | 0 | 0 | 0
1973 | 83 | 3 | 24 | 2500 | 3857.1429 | 142.8571 | 0 | 132.6531 | 6632.6531 | #DIV/0! |  | #DIV/0! | 18 | 0 | 0 | 0 | 0 | 0 | 0 | 0 | 6632.6531 | 39.669 | 30.0736 | 39.669 | 12.2014 | 21920.9901 | 21915.9886 | 6620.4516 | 35.0736 | 35.0656 | 35.0736 | 35 | 1 | 1 | 0 | 7.2 | 1 | 7.2 | 6620.4516 | 18 | 0 | 0 | 0 | 0 | 0 | 0 | 0 | 0 | 0 | 0 | 0 | 0 | 0
1974 | 83 | 3 | 24 | 2500 | 6428.5714 | 142.8571 | 0 | 185.1312 | 9256.5598 | #DIV/0! |  | #DIV/0! | 18 | 0 | 0 | 0 | 0 | 0 | 0 | 0 | 9256.5598 | 55.3622 | 30.0656 | 55.3622 | 15.1765 | 21915.9886 | 21908.0121 | 9241.3832 | 35.0656 | 35.0528 | 35.0656 | 35 | 1 | 1 | 0 | 7.2 | 1 | 7.2 | 9241.3832 | 18 | 0 | 0 | 0 | 0 | 0 | 0 | 0 | 0 | 0 | 0 | 0 | 0 | 0
1975 | 83 | 3 | 24 | 2500 | 6428.5714 | 142.8571 | 1428.5714 | 214.2857 | 10714.2857 | #DIV/0! |  | #DIV/0! | 18 | 0 | 0 | 0 | 0 | 0 | 0 | 0 | 10714.2857 | 64.0807 | 30.0528 | 64.0807 | 14.148 | 21908.0121 | 21901.064 | 10700.1377 | 35.0528 | 35.0417 | 35.0528 | 35 | 1 | 1 | 0 | 7.2 | 1 | 7.2 | 10700.1377 | 18 | 0 | 0 | 0 | 0 | 0 | 0 | 0 | 0 | 0 | 0 | 0 | 0 | 0
1976 | 83 | 3 | 24 | 2500 | 6428.5714 | 142.8571 | 1428.5714 | 214.2857 | 10714.2857 | #DIV/0! |  | #DIV/0! | 18 | 0 | 0 | 0 | 0 | 0 | 0 | 0 | 10714.2857 | 64.0807 | 30.0417 | 64.0807 | 11.1703 | 21901.064 | 21897.0937 | 10703.1154 | 35.0417 | 35.0353 | 35.0417 | 35 | 1 | 1 | 0 | 7.2 | 1 | 7.2 | 10703.1154 | 18 | 0 | 0 | 0 | 0 | 0 | 0 | 0 | 0 | 0 | 0 | 0 | 0 | 0
1977 | 83 | 3 | 24 | 2500 | 2571.4286 | 142.8571 | 1428.5714 | 135.5685 | 6778.4257 | #DIV/0! |  | #DIV/0! | 18 | 0 | 0 | 0 | 0 | 0 | 0 | 0 | 6778.4257 | 40.5408 | 30.0353 | 40.5408 | 5.9904 | 21897.0937 | 21898.3033 | 6772.4352 | 35.0353 | 35.0373 | 35.0353 | 35 | 1 | 1 | 0 | 7.2 | 1 | 7.2 | 6772.4352 | 18 | 0 | 0 | 0 | 0 | 0 | 0 | 0 | 0 | 0 | 0 | 0 | 0 | 0
1978 | 83 | 3 | 24 | 2500 | 0 | 142.8571 | 1428.5714 | 83.0904 | 4154.519 | #DIV/0! |  | #DIV/0! | 18 | 0 | 0 | 0 | 0 | 0 | 0 | 0 | 4154.519 | 24.8476 | 30.0373 | 24.8476 | 3.8726 | 21898.3033 | 21901.6307 | 4150.6464 | 35.0373 | 35.0426 | 35.0373 | 35 | 1 | 1 | 0 | 7.2 | 1 | 7.2 | 4150.6464 | 18 | 0 | 0 | 0 | 0 | 0 | 0 | 0 | 0 | 0 | 0 | 0 | 0 | 0
1979 | 83 | 3 | 24 | 2500 | 0 | 142.8571 | 1428.5714 | 83.0904 | 4154.519 | #DIV/0! |  | #DIV/0! | 18 | 0 | 0 | 0 | 0 | 0 | 0 | 0 | 4154.519 | 24.8476 | 30.0426 | 24.8476 | 4.4255 | 21901.6307 | 21904.4052 | 4150.0934 | 35.0426 | 35.047 | 35.0426 | 35 | 1 | 1 | 0 | 7.2 | 1 | 7.2 | 4150.0934 | 18 | 0 | 0 | 0 | 0 | 0 | 0 | 0 | 0 | 0 | 0 | 0 | 0 | 0
1980 | 83 | 3 | 24 | 2500 | 0 | 142.8571 | 1428.5714 | 83.0904 | 4154.519 | #DIV/0! |  | #DIV/0! | 18 | 2500 | 0 | 238.0952 | 0 | 55.8795 | 2793.9747 | #DIV/0! | 4154.519 | 24.8476 | 30.047 | 24.8476 | 4.8866 | 21904.4052 | 21906.7186 | 4149.6324 | 35.047 | 35.0507 | 35.047 | 35 | 1 | 1 | 0 | 7.2 | 1 | 7.2 | 4149.6324 | 18 | 0 | 0 | 0 | 0 | 0 | 0 | 0 | 0 | 0 | 0 | 0 | 0 | 0
1981 | 83 | 3 | 24 | 2500 | 0 | 142.8571 | 1428.5714 | 83.0904 | 4154.519 | #DIV/0! |  | #DIV/0! | 18 | 2500 | 0 | 238.0952 | 0 | 55.8795 | 2793.9747 | #DIV/0! | 4154.519 | 24.8476 | 30.0507 | 24.8476 | 5.271 | 21906.7186 | 21908.6476 | 4149.2479 | 35.0507 | 35.0538 | 35.0507 | 35 | 1 | 1 | 0 | 7.2 | 1 | 7.2 | 4149.2479 | 18 | 0 | 0 | 0 | 0 | 0 | 0 | 0 | 0 | 0 | 0 | 0 | 0 | 0
1982 | 83 | 3 | 24 | 2500 | 0 | 142.8571 | 1428.5714 | 83.0904 | 4154.519 | #DIV/0! |  | #DIV/0! | 18 | 2500 | 0 | 238.0952 | 0 | 55.8795 | 2793.9747 | #DIV/0! | 4154.519 | 24.8476 | 30.0538 | 24.8476 | 5.5916 | 21908.6476 | 21910.256 | 4148.9274 | 35.0538 | 35.0564 | 35.0538 | 35 | 1 | 1 | 0 | 7.2 | 1 | 7.2 | 4148.9274 | 18 | 0 | 0 | 0 | 0 | 0 | 0 | 0 | 0 | 0 | 0 | 0 | 0 | 0
1983 | 83 | 3 | 24 | 2500 | 0 | 142.8571 | 1428.5714 | 83.0904 | 4154.519 | #DIV/0! |  | #DIV/0! | 18 | 2500 | 0 | 238.0952 | 0 | 55.8795 | 2793.9747 | #DIV/0! | 4154.519 | 24.8476 | 30.0564 | 24.8476 | 5.8589 | 21910.256 | 21911.5972 | 4148.6601 | 35.0564 | 35.0586 | 35.0564 | 35 | 1 | 1 | 0 | 7.2 | 1 | 7.2 | 4148.6601 | 18 | 0 | 0 | 0 | 0 | 0 | 0 | 0 | 0 | 0 | 0 | 0 | 0 | 0
1984 | 83 | 3 | 24 | 2500 | 0 | 142.8571 | 1428.5714 | 83.0904 | 4154.519 | #DIV/0! |  | #DIV/0! | 18 | 2500 | 0 | 238.0952 | 0 | 55.8795 | 2793.9747 | #DIV/0! | 4154.519 | 24.8476 | 30.0586 | 24.8476 | 6.0817 | 21911.5972 | 21912.7154 | 4148.4372 | 35.0586 | 35.0603 | 35.0586 | 35 | 1 | 1 | 0 | 7.2 | 1 | 7.2 | 4148.4372 | 18 | 0 | 0 | 0 | 0 | 0 | 0 | 0 | 0 | 0 | 0 | 0 | 0 | 0
1985 | 83 | 3 | 24 | 2500 | 0 | 142.8571 | 0 | 53.9359 | 2696.793 | #DIV/0! |  | #DIV/0! | 18 | 2500 | 3857.1429 | 238.0952 | 0 | 134.5967 | 6729.8348 | #DIV/0! | 2696.793 | 16.1291 | 30.0603 | 16.1291 | 4.0684 | 21912.7154 | 21915.847 | 2692.7246 | 35.0603 | 35.0654 | 35.0603 | 35 | 1 | 1 | 0 | 7.2 | 1 | 7.2 | 2692.7246 | 18 | 0 | 0 | 0 | 0 | 0 | 0 | 0 | 0 | 0 | 0 | 0 | 0 | 0
1986 | 83 | 3 | 24 | 2500 | 3214.2857 | 142.8571 | 0 | 119.5335 | 5976.6764 | #DIV/0! |  | #DIV/0! | 18 | 2500 | 6428.5714 | 238.0952 | 0 | 187.0748 | 9353.7415 | #DIV/0! | 5976.6764 | 35.7457 | 30.0654 | 35.7457 | 9.7652 | 21915.847 | 21913.2818 | 5966.9112 | 35.0654 | 35.0613 | 35.0654 | 35 | 1 | 1 | 0 | 7.2 | 1 | 7.2 | 5966.9112 | 18 | 0 | 0 | 0 | 0 | 0 | 0 | 0 | 0 | 0 | 0 | 0 | 0 | 0
1987 | 83 | 3 | 24 | 2500 | 6428.5714 | 142.8571 | 0 | 185.1312 | 9256.5598 | #DIV/0! |  | #DIV/0! | 18 | 2500 | 6428.5714 | 238.0952 | 2000 | 227.8912 | 11394.5578 | #DIV/0! | 9256.5598 | 55.3622 | 30.0613 | 55.3622 | 14.1743 | 21913.2818 | 21906.3075 | 9242.3854 | 35.0613 | 35.0501 | 35.0613 | 35 | 1 | 1 | 0 | 7.2 | 1 | 7.2 | 9242.3854 | 18 | 0 | 0 | 0 | 0 | 0 | 0 | 0 | 0 | 0 | 0 | 0 | 0 | 0
1988 | 83 | 3 | 24 | 2500 | 6428.5714 | 142.8571 | 0 | 185.1312 | 9256.5598 | #DIV/0! |  | #DIV/0! | 18 | 2500 | 6428.5714 | 238.0952 | 2000 | 227.8912 | 11394.5578 | #DIV/0! | 9256.5598 | 55.3622 | 30.0501 | 55.3622 | 11.592 | 21906.3075 | 21901.9155 | 9244.9678 | 35.0501 | 35.0431 | 35.0501 | 35 | 1 | 1 | 0 | 7.2 | 1 | 7.2 | 9244.9678 | 18 | 0 | 0 | 0 | 0 | 0 | 0 | 0 | 0 | 0 | 0 | 0 | 0 | 0
1989 | 83 | 3 | 24 | 2500 | 6428.5714 | 142.8571 | 0 | 185.1312 | 9256.5598 | #DIV/0! |  | #DIV/0! | 18 | 2500 | 2571.4286 | 238.0952 | 2000 | 149.174 | 7458.6978 | #DIV/0! | 9256.5598 | 55.3622 | 30.0431 | 55.3622 | 9.9658 | 21901.9155 | 21899.1497 | 9246.594 | 35.0431 | 35.0386 | 35.0431 | 35 | 1 | 1 | 0 | 7.2 | 1 | 7.2 | 9246.594 | 18 | 0 | 0 | 0 | 0 | 0 | 0 | 0 | 0 | 0 | 0 | 0 | 0 | 0
1990 | 83 | 3 | 24 | 2500 | 3214.2857 | 142.8571 | 0 | 119.5335 | 5976.6764 | #DIV/0! |  | #DIV/0! | 18 | 2500 | 0 | 238.0952 | 2000 | 96.6958 | 4834.7911 | #DIV/0! | 5976.6764 | 35.7457 | 30.0386 | 35.7457 | 5.7734 | 21899.1497 | 21900.5763 | 5970.903 | 35.0386 | 35.0409 | 35.0386 | 35 | 1 | 1 | 0 | 7.2 | 1 | 7.2 | 5970.903 | 18 | 0 | 0 | 0 | 0 | 0 | 0 | 0 | 0 | 0 | 0 | 0 | 0 | 0
1991 | 83 | 3 | 25 | 2500 | 0 | 142.8571 | 0 | 53.9359 | 2696.793 | #DIV/0! |  | #DIV/0! | 18 | 2500 | 0 | 238.0952 | 2000 | 96.6958 | 4834.7911 | #DIV/0! | 2696.793 | 16.1291 | 30.0409 | 16.1291 | 2.759 | 21900.5763 | 21905.0173 | 2694.034 | 35.0409 | 35.048 | 35.0409 | 35 | 1 | 1 | 0 | 7.2 | 1 | 7.2 | 2694.034 | 18 | 0 | 0 | 0 | 0 | 0 | 0 | 0 | 0 | 0 | 0 | 0 | 0 | 0
1992 | 84 | 3 | 25 | 2500 | 0 | 142.8571 | 0 | 53.9359 | 2696.793 | #DIV/0! |  | #DIV/0! | 18 | 0 | 0 | 0 | 0 | 0 | 0 | 0 | 2696.793 | 16.1291 | 30.048 | 16.1291 | 3.238 | 21905.0173 | 21908.9793 | 2693.555 | 35.048 | 35.0544 | 35.048 | 35 | 1 | 1 | 0 | 7.2 | 1 | 7.2 | 2693.555 | 18 | 0 | 0 | 0 | 0 | 0 | 0 | 0 | 0 | 0 | 0 | 0 | 0 | 0
1993 | 84 | 3 | 25 | 2500 | 0 | 142.8571 | 0 | 53.9359 | 2696.793 | #DIV/0! |  | #DIV/0! | 18 | 0 | 0 | 0 | 0 | 0 | 0 | 0 | 2696.793 | 16.1291 | 30.0544 | 16.1291 | 3.6654 | 21908.9793 | 21912.5139 | 2693.1276 | 35.0544 | 35.06 | 35.0544 | 35 | 1 | 1 | 0 | 7.2 | 1 | 7.2 | 2693.1276 | 18 | 0 | 0 | 0 | 0 | 0 | 0 | 0 | 0 | 0 | 0 | 0 | 0 | 0
1994 | 84 | 3 | 25 | 2500 | 0 | 142.8571 | 0 | 53.9359 | 2696.793 | #DIV/0! |  | #DIV/0! | 18 | 0 | 0 | 0 | 0 | 0 | 0 | 0 | 2696.793 | 16.1291 | 30.06 | 16.1291 | 4.0467 | 21912.5139 | 21915.6672 | 2692.7463 | 35.06 | 35.0651 | 35.06 | 35 | 1 | 1 | 0 | 7.2 | 1 | 7.2 | 2692.7463 | 18 | 0 | 0 | 0 | 0 | 0 | 0 | 0 | 0 | 0 | 0 | 0 | 0 | 0
1995 | 84 | 3 | 25 | 2500 | 0 | 142.8571 | 0 | 53.9359 | 2696.793 | #DIV/0! |  | #DIV/0! | 18 | 0 | 0 | 0 | 0 | 0 | 0 | 0 | 2696.793 | 16.1291 | 30.0651 | 16.1291 | 4.3868 | 21915.6672 | 21918.4804 | 2692.4062 | 35.0651 | 35.0696 | 35.0651 | 35 | 1 | 1 | 0 | 7.2 | 1 | 7.2 | 2692.4062 | 18 | 0 | 0 | 0 | 0 | 0 | 0 | 0 | 0 | 0 | 0 | 0 | 0 | 0
1996 | 84 | 3 | 25 | 2500 | 0 | 142.8571 | 0 | 53.9359 | 2696.793 | #DIV/0! |  | #DIV/0! | 18 | 0 | 0 | 0 | 0 | 0 | 0 | 0 | 2696.793 | 16.1291 | 30.0696 | 16.1291 | 4.6903 | 21918.4804 | 21920.9901 | 2692.1027 | 35.0696 | 35.0736 | 35.0696 | 35 | 1 | 1 | 0 | 7.2 | 1 | 7.2 | 2692.1027 | 18 | 0 | 0 | 0 | 0 | 0 | 0 | 0 | 0 | 0 | 0 | 0 | 0 | 0
1997 | 84 | 3 | 25 | 2500 | 3857.1429 | 142.8571 | 0 | 132.6531 | 6632.6531 | #DIV/0! |  | #DIV/0! | 18 | 0 | 0 | 0 | 0 | 0 | 0 | 0 | 6632.6531 | 39.669 | 30.0736 | 39.669 | 12.2014 | 21920.9901 | 21915.9886 | 6620.4516 | 35.0736 | 35.0656 | 35.0736 | 35 | 1 | 1 | 0 | 7.2 | 1 | 7.2 | 6620.4516 | 18 | 0 | 0 | 0 | 0 | 0 | 0 | 0 | 0 | 0 | 0 | 0 | 0 | 0
1998 | 84 | 3 | 25 | 2500 | 6428.5714 | 142.8571 | 0 | 185.1312 | 9256.5598 | #DIV/0! |  | #DIV/0! | 18 | 0 | 0 | 0 | 0 | 0 | 0 | 0 | 9256.5598 | 55.3622 | 30.0656 | 55.3622 | 15.1765 | 21915.9886 | 21908.0121 | 9241.3832 | 35.0656 | 35.0528 | 35.0656 | 35 | 1 | 1 | 0 | 7.2 | 1 | 7.2 | 9241.3832 | 18 | 0 | 0 | 0 | 0 | 0 | 0 | 0 | 0 | 0 | 0 | 0 | 0 | 0
1999 | 84 | 3 | 25 | 2500 | 6428.5714 | 142.8571 | 1428.5714 | 214.2857 | 10714.2857 | #DIV/0! |  | #DIV/0! | 18 | 0 | 0 | 0 | 0 | 0 | 0 | 0 | 10714.2857 | 64.0807 | 30.0528 | 64.0807 | 14.148 | 21908.0121 | 21901.064 | 10700.1377 | 35.0528 | 35.0417 | 35.0528 | 35 | 1 | 1 | 0 | 7.2 | 1 | 7.2 | 10700.1377 | 18 | 0 | 0 | 0 | 0 | 0 | 0 | 0 | 0 | 0 | 0 | 0 | 0 | 0
2000 | 84 | 3 | 25 | 2500 | 6428.5714 | 142.8571 | 1428.5714 | 214.2857 | 10714.2857 | #DIV/0! |  | #DIV/0! | 18 | 0 | 0 | 0 | 0 | 0 | 0 | 0 | 10714.2857 | 64.0807 | 30.0417 | 64.0807 | 11.1703 | 21901.064 | 21897.0937 | 10703.1154 | 35.0417 | 35.0353 | 35.0417 | 35 | 1 | 1 | 0 | 7.2 | 1 | 7.2 | 10703.1154 | 18 | 0 | 0 | 0 | 0 | 0 | 0 | 0 | 0 | 0 | 0 | 0 | 0 | 0
2001 | 84 | 3 | 25 | 2500 | 2571.4286 | 142.8571 | 1428.5714 | 135.5685 | 6778.4257 | #DIV/0! |  | #DIV/0! | 18 | 0 | 0 | 0 | 0 | 0 | 0 | 0 | 6778.4257 | 40.5408 | 30.0353 | 40.5408 | 5.9904 | 21897.0937 | 21898.3033 | 6772.4352 | 35.0353 | 35.0373 | 35.0353 | 35 | 1 | 1 | 0 | 7.2 | 1 | 7.2 | 6772.4352 | 18 | 0 | 0 | 0 | 0 | 0 | 0 | 0 | 0 | 0 | 0 | 0 | 0 | 0
2002 | 84 | 3 | 25 | 2500 | 0 | 142.8571 | 1428.5714 | 83.0904 | 4154.519 | #DIV/0! |  | #DIV/0! | 18 | 0 | 0 | 0 | 0 | 0 | 0 | 0 | 4154.519 | 24.8476 | 30.0373 | 24.8476 | 3.8726 | 21898.3033 | 21901.6307 | 4150.6464 | 35.0373 | 35.0426 | 35.0373 | 35 | 1 | 1 | 0 | 7.2 | 1 | 7.2 | 4150.6464 | 18 | 0 | 0 | 0 | 0 | 0 | 0 | 0 | 0 | 0 | 0 | 0 | 0 | 0
2003 | 84 | 3 | 25 | 2500 | 0 | 142.8571 | 1428.5714 | 83.0904 | 4154.519 | #DIV/0! |  | #DIV/0! | 18 | 0 | 0 | 0 | 0 | 0 | 0 | 0 | 4154.519 | 24.8476 | 30.0426 | 24.8476 | 4.4255 | 21901.6307 | 21904.4052 | 4150.0934 | 35.0426 | 35.047 | 35.0426 | 35 | 1 | 1 | 0 | 7.2 | 1 | 7.2 | 4150.0934 | 18 | 0 | 0 | 0 | 0 | 0 | 0 | 0 | 0 | 0 | 0 | 0 | 0 | 0
2004 | 84 | 3 | 25 | 2500 | 0 | 142.8571 | 1428.5714 | 83.0904 | 4154.519 | #DIV/0! |  | #DIV/0! | 18 | 2500 | 0 | 238.0952 | 0 | 55.8795 | 2793.9747 | #DIV/0! | 4154.519 | 24.8476 | 30.047 | 24.8476 | 4.8866 | 21904.4052 | 21906.7186 | 4149.6324 | 35.047 | 35.0507 | 35.047 | 35 | 1 | 1 | 0 | 7.2 | 1 | 7.2 | 4149.6324 | 18 | 0 | 0 | 0 | 0 | 0 | 0 | 0 | 0 | 0 | 0 | 0 | 0 | 0
2005 | 84 | 3 | 25 | 2500 | 0 | 142.8571 | 1428.5714 | 83.0904 | 4154.519 | #DIV/0! |  | #DIV/0! | 18 | 2500 | 0 | 238.0952 | 0 | 55.8795 | 2793.9747 | #DIV/0! | 4154.519 | 24.8476 | 30.0507 | 24.8476 | 5.271 | 21906.7186 | 21908.6476 | 4149.2479 | 35.0507 | 35.0538 | 35.0507 | 35 | 1 | 1 | 0 | 7.2 | 1 | 7.2 | 4149.2479 | 18 | 0 | 0 | 0 | 0 | 0 | 0 | 0 | 0 | 0 | 0 | 0 | 0 | 0
2006 | 84 | 3 | 25 | 2500 | 0 | 142.8571 | 1428.5714 | 83.0904 | 4154.519 | #DIV/0! |  | #DIV/0! | 18 | 2500 | 0 | 238.0952 | 0 | 55.8795 | 2793.9747 | #DIV/0! | 4154.519 | 24.8476 | 30.0538 | 24.8476 | 5.5916 | 21908.6476 | 21910.256 | 4148.9274 | 35.0538 | 35.0564 | 35.0538 | 35 | 1 | 1 | 0 | 7.2 | 1 | 7.2 | 4148.9274 | 18 | 0 | 0 | 0 | 0 | 0 | 0 | 0 | 0 | 0 | 0 | 0 | 0 | 0
2007 | 84 | 3 | 25 | 2500 | 0 | 142.8571 | 1428.5714 | 83.0904 | 4154.519 | #DIV/0! |  | #DIV/0! | 18 | 2500 | 0 | 238.0952 | 0 | 55.8795 | 2793.9747 | #DIV/0! | 4154.519 | 24.8476 | 30.0564 | 24.8476 | 5.8589 | 21910.256 | 21911.5972 | 4148.6601 | 35.0564 | 35.0586 | 35.0564 | 35 | 1 | 1 | 0 | 7.2 | 1 | 7.2 | 4148.6601 | 18 | 0 | 0 | 0 | 0 | 0 | 0 | 0 | 0 | 0 | 0 | 0 | 0 | 0
2008 | 84 | 3 | 25 | 2500 | 0 | 142.8571 | 1428.5714 | 83.0904 | 4154.519 | #DIV/0! |  | #DIV/0! | 18 | 2500 | 0 | 238.0952 | 0 | 55.8795 | 2793.9747 | #DIV/0! | 4154.519 | 24.8476 | 30.0586 | 24.8476 | 6.0817 | 21911.5972 | 21912.7154 | 4148.4372 | 35.0586 | 35.0603 | 35.0586 | 35 | 1 | 1 | 0 | 7.2 | 1 | 7.2 | 4148.4372 | 18 | 0 | 0 | 0 | 0 | 0 | 0 | 0 | 0 | 0 | 0 | 0 | 0 | 0
2009 | 84 | 3 | 25 | 2500 | 0 | 142.8571 | 0 | 53.9359 | 2696.793 | #DIV/0! |  | #DIV/0! | 18 | 2500 | 3857.1429 | 238.0952 | 0 | 134.5967 | 6729.8348 | #DIV/0! | 2696.793 | 16.1291 | 30.0603 | 16.1291 | 4.0684 | 21912.7154 | 21915.847 | 2692.7246 | 35.0603 | 35.0654 | 35.0603 | 35 | 1 | 1 | 0 | 7.2 | 1 | 7.2 | 2692.7246 | 18 | 0 | 0 | 0 | 0 | 0 | 0 | 0 | 0 | 0 | 0 | 0 | 0 | 0
2010 | 84 | 3 | 25 | 2500 | 3214.2857 | 142.8571 | 0 | 119.5335 | 5976.6764 | #DIV/0! |  | #DIV/0! | 18 | 2500 | 6428.5714 | 238.0952 | 0 | 187.0748 | 9353.7415 | #DIV/0! | 5976.6764 | 35.7457 | 30.0654 | 35.7457 | 9.7652 | 21915.847 | 21913.2818 | 5966.9112 | 35.0654 | 35.0613 | 35.0654 | 35 | 1 | 1 | 0 | 7.2 | 1 | 7.2 | 5966.9112 | 18 | 0 | 0 | 0 | 0 | 0 | 0 | 0 | 0 | 0 | 0 | 0 | 0 | 0
2011 | 84 | 3 | 25 | 2500 | 6428.5714 | 142.8571 | 0 | 185.1312 | 9256.5598 | #DIV/0! |  | #DIV/0! | 18 | 2500 | 6428.5714 | 238.0952 | 2000 | 227.8912 | 11394.5578 | #DIV/0! | 9256.5598 | 55.3622 | 30.0613 | 55.3622 | 14.1743 | 21913.2818 | 21906.3075 | 9242.3854 | 35.0613 | 35.0501 | 35.0613 | 35 | 1 | 1 | 0 | 7.2 | 1 | 7.2 | 9242.3854 | 18 | 0 | 0 | 0 | 0 | 0 | 0 | 0 | 0 | 0 | 0 | 0 | 0 | 0
2012 | 84 | 3 | 25 | 2500 | 6428.5714 | 142.8571 | 0 | 185.1312 | 9256.5598 | #DIV/0! |  | #DIV/0! | 18 | 2500 | 6428.5714 | 238.0952 | 2000 | 227.8912 | 11394.5578 | #DIV/0! | 9256.5598 | 55.3622 | 30.0501 | 55.3622 | 11.592 | 21906.3075 | 21901.9155 | 9244.9678 | 35.0501 | 35.0431 | 35.0501 | 35 | 1 | 1 | 0 | 7.2 | 1 | 7.2 | 9244.9678 | 18 | 0 | 0 | 0 | 0 | 0 | 0 | 0 | 0 | 0 | 0 | 0 | 0 | 0
2013 | 84 | 3 | 25 | 2500 | 6428.5714 | 142.8571 | 0 | 185.1312 | 9256.5598 | #DIV/0! |  | #DIV/0! | 18 | 2500 | 2571.4286 | 238.0952 | 2000 | 149.174 | 7458.6978 | #DIV/0! | 9256.5598 | 55.3622 | 30.0431 | 55.3622 | 9.9658 | 21901.9155 | 21899.1497 | 9246.594 | 35.0431 | 35.0386 | 35.0431 | 35 | 1 | 1 | 0 | 7.2 | 1 | 7.2 | 9246.594 | 18 | 0 | 0 | 0 | 0 | 0 | 0 | 0 | 0 | 0 | 0 | 0 | 0 | 0
2014 | 84 | 3 | 25 | 2500 | 3214.2857 | 142.8571 | 0 | 119.5335 | 5976.6764 | #DIV/0! |  | #DIV/0! | 18 | 2500 | 0 | 238.0952 | 2000 | 96.6958 | 4834.7911 | #DIV/0! | 5976.6764 | 35.7457 | 30.0386 | 35.7457 | 5.7734 | 21899.1497 | 21900.5763 | 5970.903 | 35.0386 | 35.0409 | 35.0386 | 35 | 1 | 1 | 0 | 7.2 | 1 | 7.2 | 5970.903 | 18 | 0 | 0 | 0 | 0 | 0 | 0 | 0 | 0 | 0 | 0 | 0 | 0 | 0
2015 | 84 | 3 | 26 | 2500 | 0 | 142.8571 | 0 | 53.9359 | 2696.793 | #DIV/0! |  | #DIV/0! | 18 | 2500 | 0 | 238.0952 | 2000 | 96.6958 | 4834.7911 | #DIV/0! | 2696.793 | 16.1291 | 30.0409 | 16.1291 | 2.759 | 21900.5763 | 21905.0173 | 2694.034 | 35.0409 | 35.048 | 35.0409 | 35 | 1 | 1 | 0 | 7.2 | 1 | 7.2 | 2694.034 | 18 | 0 | 0 | 0 | 0 | 0 | 0 | 0 | 0 | 0 | 0 | 0 | 0 | 0
2016 | 85 | 3 | 26 | 2500 | 0 | 142.8571 | 0 | 53.9359 | 2696.793 | #DIV/0! |  | #DIV/0! | 18 | 0 | 0 | 0 | 0 | 0 | 0 | 0 | 2696.793 | 16.1291 | 30.048 | 16.1291 | 3.238 | 21905.0173 | 21908.9793 | 2693.555 | 35.048 | 35.0544 | 35.048 | 35 | 1 | 1 | 0 | 7.2 | 1 | 7.2 | 2693.555 | 18 | 0 | 0 | 0 | 0 | 0 | 0 | 0 | 0 | 0 | 0 | 0 | 0 | 0
2017 | 85 | 3 | 26 | 2500 | 0 | 142.8571 | 0 | 53.9359 | 2696.793 | #DIV/0! |  | #DIV/0! | 18 | 0 | 0 | 0 | 0 | 0 | 0 | 0 | 2696.793 | 16.1291 | 30.0544 | 16.1291 | 3.6654 | 21908.9793 | 21912.5139 | 2693.1276 | 35.0544 | 35.06 | 35.0544 | 35 | 1 | 1 | 0 | 7.2 | 1 | 7.2 | 2693.1276 | 18 | 0 | 0 | 0 | 0 | 0 | 0 | 0 | 0 | 0 | 0 | 0 | 0 | 0
2018 | 85 | 3 | 26 | 2500 | 0 | 142.8571 | 0 | 53.9359 | 2696.793 | #DIV/0! |  | #DIV/0! | 18 | 0 | 0 | 0 | 0 | 0 | 0 | 0 | 2696.793 | 16.1291 | 30.06 | 16.1291 | 4.0467 | 21912.5139 | 21915.6672 | 2692.7463 | 35.06 | 35.0651 | 35.06 | 35 | 1 | 1 | 0 | 7.2 | 1 | 7.2 | 2692.7463 | 18 | 0 | 0 | 0 | 0 | 0 | 0 | 0 | 0 | 0 | 0 | 0 | 0 | 0
2019 | 85 | 3 | 26 | 2500 | 0 | 142.8571 | 0 | 53.9359 | 2696.793 | #DIV/0! |  | #DIV/0! | 18 | 0 | 0 | 0 | 0 | 0 | 0 | 0 | 2696.793 | 16.1291 | 30.0651 | 16.1291 | 4.3868 | 21915.6672 | 21918.4804 | 2692.4062 | 35.0651 | 35.0696 | 35.0651 | 35 | 1 | 1 | 0 | 7.2 | 1 | 7.2 | 2692.4062 | 18 | 0 | 0 | 0 | 0 | 0 | 0 | 0 | 0 | 0 | 0 | 0 | 0 | 0
2020 | 85 | 3 | 26 | 2500 | 0 | 142.8571 | 0 | 53.9359 | 2696.793 | #DIV/0! |  | #DIV/0! | 18 | 0 | 0 | 0 | 0 | 0 | 0 | 0 | 2696.793 | 16.1291 | 30.0696 | 16.1291 | 4.6903 | 21918.4804 | 21920.9901 | 2692.1027 | 35.0696 | 35.0736 | 35.0696 | 35 | 1 | 1 | 0 | 7.2 | 1 | 7.2 | 2692.1027 | 18 | 0 | 0 | 0 | 0 | 0 | 0 | 0 | 0 | 0 | 0 | 0 | 0 | 0
2021 | 85 | 3 | 26 | 2500 | 3857.1429 | 142.8571 | 0 | 132.6531 | 6632.6531 | #DIV/0! |  | #DIV/0! | 18 | 0 | 0 | 0 | 0 | 0 | 0 | 0 | 6632.6531 | 39.669 | 30.0736 | 39.669 | 12.2014 | 21920.9901 | 21915.9886 | 6620.4516 | 35.0736 | 35.0656 | 35.0736 | 35 | 1 | 1 | 0 | 7.2 | 1 | 7.2 | 6620.4516 | 18 | 0 | 0 | 0 | 0 | 0 | 0 | 0 | 0 | 0 | 0 | 0 | 0 | 0
2022 | 85 | 3 | 26 | 2500 | 6428.5714 | 142.8571 | 0 | 185.1312 | 9256.5598 | #DIV/0! |  | #DIV/0! | 18 | 0 | 0 | 0 | 0 | 0 | 0 | 0 | 9256.5598 | 55.3622 | 30.0656 | 55.3622 | 15.1765 | 21915.9886 | 21908.0121 | 9241.3832 | 35.0656 | 35.0528 | 35.0656 | 35 | 1 | 1 | 0 | 7.2 | 1 | 7.2 | 9241.3832 | 18 | 0 | 0 | 0 | 0 | 0 | 0 | 0 | 0 | 0 | 0 | 0 | 0 | 0
2023 | 85 | 3 | 26 | 2500 | 6428.5714 | 142.8571 | 1428.5714 | 214.2857 | 10714.2857 | #DIV/0! |  | #DIV/0! | 18 | 0 | 0 | 0 | 0 | 0 | 0 | 0 | 10714.2857 | 64.0807 | 30.0528 | 64.0807 | 14.148 | 21908.0121 | 21901.064 | 10700.1377 | 35.0528 | 35.0417 | 35.0528 | 35 | 1 | 1 | 0 | 7.2 | 1 | 7.2 | 10700.1377 | 18 | 0 | 0 | 0 | 0 | 0 | 0 | 0 | 0 | 0 | 0 | 0 | 0 | 0
2024 | 85 | 3 | 26 | 2500 | 6428.5714 | 142.8571 | 1428.5714 | 214.2857 | 10714.2857 | #DIV/0! |  | #DIV/0! | 18 | 0 | 0 | 0 | 0 | 0 | 0 | 0 | 10714.2857 | 64.0807 | 30.0417 | 64.0807 | 11.1703 | 21901.064 | 21897.0937 | 10703.1154 | 35.0417 | 35.0353 | 35.0417 | 35 | 1 | 1 | 0 | 7.2 | 1 | 7.2 | 10703.1154 | 18 | 0 | 0 | 0 | 0 | 0 | 0 | 0 | 0 | 0 | 0 | 0 | 0 | 0
2025 | 85 | 3 | 26 | 2500 | 2571.4286 | 142.8571 | 1428.5714 | 135.5685 | 6778.4257 | #DIV/0! |  | #DIV/0! | 18 | 0 | 0 | 0 | 0 | 0 | 0 | 0 | 6778.4257 | 40.5408 | 30.0353 | 40.5408 | 5.9904 | 21897.0937 | 21898.3033 | 6772.4352 | 35.0353 | 35.0373 | 35.0353 | 35 | 1 | 1 | 0 | 7.2 | 1 | 7.2 | 6772.4352 | 18 | 0 | 0 | 0 | 0 | 0 | 0 | 0 | 0 | 0 | 0 | 0 | 0 | 0
2026 | 85 | 3 | 26 | 2500 | 0 | 142.8571 | 1428.5714 | 83.0904 | 4154.519 | #DIV/0! |  | #DIV/0! | 18 | 0 | 0 | 0 | 0 | 0 | 0 | 0 | 4154.519 | 24.8476 | 30.0373 | 24.8476 | 3.8726 | 21898.3033 | 21901.6307 | 4150.6464 | 35.0373 | 35.0426 | 35.0373 | 35 | 1 | 1 | 0 | 7.2 | 1 | 7.2 | 4150.6464 | 18 | 0 | 0 | 0 | 0 | 0 | 0 | 0 | 0 | 0 | 0 | 0 | 0 | 0
2027 | 85 | 3 | 26 | 2500 | 0 | 142.8571 | 1428.5714 | 83.0904 | 4154.519 | #DIV/0! |  | #DIV/0! | 18 | 0 | 0 | 0 | 0 | 0 | 0 | 0 | 4154.519 | 24.8476 | 30.0426 | 24.8476 | 4.4255 | 21901.6307 | 21904.4052 | 4150.0934 | 35.0426 | 35.047 | 35.0426 | 35 | 1 | 1 | 0 | 7.2 | 1 | 7.2 | 4150.0934 | 18 | 0 | 0 | 0 | 0 | 0 | 0 | 0 | 0 | 0 | 0 | 0 | 0 | 0
2028 | 85 | 3 | 26 | 2500 | 0 | 142.8571 | 1428.5714 | 83.0904 | 4154.519 | #DIV/0! |  | #DIV/0! | 18 | 2500 | 0 | 238.0952 | 0 | 55.8795 | 2793.9747 | #DIV/0! | 4154.519 | 24.8476 | 30.047 | 24.8476 | 4.8866 | 21904.4052 | 21906.7186 | 4149.6324 | 35.047 | 35.0507 | 35.047 | 35 | 1 | 1 | 0 | 7.2 | 1 | 7.2 | 4149.6324 | 18 | 0 | 0 | 0 | 0 | 0 | 0 | 0 | 0 | 0 | 0 | 0 | 0 | 0
2029 | 85 | 3 | 26 | 2500 | 0 | 142.8571 | 1428.5714 | 83.0904 | 4154.519 | #DIV/0! |  | #DIV/0! | 18 | 2500 | 0 | 238.0952 | 0 | 55.8795 | 2793.9747 | #DIV/0! | 4154.519 | 24.8476 | 30.0507 | 24.8476 | 5.271 | 21906.7186 | 21908.6476 | 4149.2479 | 35.0507 | 35.0538 | 35.0507 | 35 | 1 | 1 | 0 | 7.2 | 1 | 7.2 | 4149.2479 | 18 | 0 | 0 | 0 | 0 | 0 | 0 | 0 | 0 | 0 | 0 | 0 | 0 | 0
2030 | 85 | 3 | 26 | 2500 | 0 | 142.8571 | 1428.5714 | 83.0904 | 4154.519 | #DIV/0! |  | #DIV/0! | 18 | 2500 | 0 | 238.0952 | 0 | 55.8795 | 2793.9747 | #DIV/0! | 4154.519 | 24.8476 | 30.0538 | 24.8476 | 5.5916 | 21908.6476 | 21910.256 | 4148.9274 | 35.0538 | 35.0564 | 35.0538 | 35 | 1 | 1 | 0 | 7.2 | 1 | 7.2 | 4148.9274 | 18 | 0 | 0 | 0 | 0 | 0 | 0 | 0 | 0 | 0 | 0 | 0 | 0 | 0
2031 | 85 | 3 | 26 | 2500 | 0 | 142.8571 | 1428.5714 | 83.0904 | 4154.519 | #DIV/0! |  | #DIV/0! | 18 | 2500 | 0 | 238.0952 | 0 | 55.8795 | 2793.9747 | #DIV/0! | 4154.519 | 24.8476 | 30.0564 | 24.8476 | 5.8589 | 21910.256 | 21911.5972 | 4148.6601 | 35.0564 | 35.0586 | 35.0564 | 35 | 1 | 1 | 0 | 7.2 | 1 | 7.2 | 4148.6601 | 18 | 0 | 0 | 0 | 0 | 0 | 0 | 0 | 0 | 0 | 0 | 0 | 0 | 0
2032 | 85 | 3 | 26 | 2500 | 0 | 142.8571 | 1428.5714 | 83.0904 | 4154.519 | #DIV/0! |  | #DIV/0! | 18 | 2500 | 0 | 238.0952 | 0 | 55.8795 | 2793.9747 | #DIV/0! | 4154.519 | 24.8476 | 30.0586 | 24.8476 | 6.0817 | 21911.5972 | 21912.7154 | 4148.4372 | 35.0586 | 35.0603 | 35.0586 | 35 | 1 | 1 | 0 | 7.2 | 1 | 7.2 | 4148.4372 | 18 | 0 | 0 | 0 | 0 | 0 | 0 | 0 | 0 | 0 | 0 | 0 | 0 | 0
2033 | 85 | 3 | 26 | 2500 | 0 | 142.8571 | 0 | 53.9359 | 2696.793 | #DIV/0! |  | #DIV/0! | 18 | 2500 | 3857.1429 | 238.0952 | 0 | 134.5967 | 6729.8348 | #DIV/0! | 2696.793 | 16.1291 | 30.0603 | 16.1291 | 4.0684 | 21912.7154 | 21915.847 | 2692.7246 | 35.0603 | 35.0654 | 35.0603 | 35 | 1 | 1 | 0 | 7.2 | 1 | 7.2 | 2692.7246 | 18 | 0 | 0 | 0 | 0 | 0 | 0 | 0 | 0 | 0 | 0 | 0 | 0 | 0
2034 | 85 | 3 | 26 | 2500 | 3214.2857 | 142.8571 | 0 | 119.5335 | 5976.6764 | #DIV/0! |  | #DIV/0! | 18 | 2500 | 6428.5714 | 238.0952 | 0 | 187.0748 | 9353.7415 | #DIV/0! | 5976.6764 | 35.7457 | 30.0654 | 35.7457 | 9.7652 | 21915.847 | 21913.2818 | 5966.9112 | 35.0654 | 35.0613 | 35.0654 | 35 | 1 | 1 | 0 | 7.2 | 1 | 7.2 | 5966.9112 | 18 | 0 | 0 | 0 | 0 | 0 | 0 | 0 | 0 | 0 | 0 | 0 | 0 | 0
2035 | 85 | 3 | 26 | 2500 | 6428.5714 | 142.8571 | 0 | 185.1312 | 9256.5598 | #DIV/0! |  | #DIV/0! | 18 | 2500 | 6428.5714 | 238.0952 | 2000 | 227.8912 | 11394.5578 | #DIV/0! | 9256.5598 | 55.3622 | 30.0613 | 55.3622 | 14.1743 | 21913.2818 | 21906.3075 | 9242.3854 | 35.0613 | 35.0501 | 35.0613 | 35 | 1 | 1 | 0 | 7.2 | 1 | 7.2 | 9242.3854 | 18 | 0 | 0 | 0 | 0 | 0 | 0 | 0 | 0 | 0 | 0 | 0 | 0 | 0
2036 | 85 | 3 | 26 | 2500 | 6428.5714 | 142.8571 | 0 | 185.1312 | 9256.5598 | #DIV/0! |  | #DIV/0! | 18 | 2500 | 6428.5714 | 238.0952 | 2000 | 227.8912 | 11394.5578 | #DIV/0! | 9256.5598 | 55.3622 | 30.0501 | 55.3622 | 11.592 | 21906.3075 | 21901.9155 | 9244.9678 | 35.0501 | 35.0431 | 35.0501 | 35 | 1 | 1 | 0 | 7.2 | 1 | 7.2 | 9244.9678 | 18 | 0 | 0 | 0 | 0 | 0 | 0 | 0 | 0 | 0 | 0 | 0 | 0 | 0
2037 | 85 | 3 | 26 | 2500 | 6428.5714 | 142.8571 | 0 | 185.1312 | 9256.5598 | #DIV/0! |  | #DIV/0! | 18 | 2500 | 2571.4286 | 238.0952 | 2000 | 149.174 | 7458.6978 | #DIV/0! | 9256.5598 | 55.3622 | 30.0431 | 55.3622 | 9.9658 | 21901.9155 | 21899.1497 | 9246.594 | 35.0431 | 35.0386 | 35.0431 | 35 | 1 | 1 | 0 | 7.2 | 1 | 7.2 | 9246.594 | 18 | 0 | 0 | 0 | 0 | 0 | 0 | 0 | 0 | 0 | 0 | 0 | 0 | 0
2038 | 85 | 3 | 26 | 2500 | 3214.2857 | 142.8571 | 0 | 119.5335 | 5976.6764 | #DIV/0! |  | #DIV/0! | 18 | 2500 | 0 | 238.0952 | 2000 | 96.6958 | 4834.7911 | #DIV/0! | 5976.6764 | 35.7457 | 30.0386 | 35.7457 | 5.7734 | 21899.1497 | 21900.5763 | 5970.903 | 35.0386 | 35.0409 | 35.0386 | 35 | 1 | 1 | 0 | 7.2 | 1 | 7.2 | 5970.903 | 18 | 0 | 0 | 0 | 0 | 0 | 0 | 0 | 0 | 0 | 0 | 0 | 0 | 0
2039 | 85 | 3 | 27 | 2500 | 0 | 142.8571 | 0 | 53.9359 | 2696.793 | #DIV/0! |  | #DIV/0! | 18 | 2500 | 0 | 238.0952 | 2000 | 96.6958 | 4834.7911 | #DIV/0! | 2696.793 | 16.1291 | 30.0409 | 16.1291 | 2.759 | 21900.5763 | 21905.0173 | 2694.034 | 35.0409 | 35.048 | 35.0409 | 35 | 1 | 1 | 0 | 7.2 | 1 | 7.2 | 2694.034 | 18 | 0 | 0 | 0 | 0 | 0 | 0 | 0 | 0 | 0 | 0 | 0 | 0 | 0
2040 | 86 | 3 | 27 | 2500 | 0 | 142.8571 | 0 | 53.9359 | 2696.793 | #DIV/0! |  | #DIV/0! | 18 | 0 | 0 | 0 | 0 | 0 | 0 | 0 | 2696.793 | 16.1291 | 30.048 | 16.1291 | 3.238 | 21905.0173 | 21908.9793 | 2693.555 | 35.048 | 35.0544 | 35.048 | 35 | 1 | 1 | 0 | 7.2 | 1 | 7.2 | 2693.555 | 18 | 0 | 0 | 0 | 0 | 0 | 0 | 0 | 0 | 0 | 0 | 0 | 0 | 0
2041 | 86 | 3 | 27 | 2500 | 0 | 142.8571 | 0 | 53.9359 | 2696.793 | #DIV/0! |  | #DIV/0! | 18 | 0 | 0 | 0 | 0 | 0 | 0 | 0 | 2696.793 | 16.1291 | 30.0544 | 16.1291 | 3.6654 | 21908.9793 | 21912.5139 | 2693.1276 | 35.0544 | 35.06 | 35.0544 | 35 | 1 | 1 | 0 | 7.2 | 1 | 7.2 | 2693.1276 | 18 | 0 | 0 | 0 | 0 | 0 | 0 | 0 | 0 | 0 | 0 | 0 | 0 | 0
2042 | 86 | 3 | 27 | 2500 | 0 | 142.8571 | 0 | 53.9359 | 2696.793 | #DIV/0! |  | #DIV/0! | 18 | 0 | 0 | 0 | 0 | 0 | 0 | 0 | 2696.793 | 16.1291 | 30.06 | 16.1291 | 4.0467 | 21912.5139 | 21915.6672 | 2692.7463 | 35.06 | 35.0651 | 35.06 | 35 | 1 | 1 | 0 | 7.2 | 1 | 7.2 | 2692.7463 | 18 | 0 | 0 | 0 | 0 | 0 | 0 | 0 | 0 | 0 | 0 | 0 | 0 | 0
2043 | 86 | 3 | 27 | 2500 | 0 | 142.8571 | 0 | 53.9359 | 2696.793 | #DIV/0! |  | #DIV/0! | 18 | 0 | 0 | 0 | 0 | 0 | 0 | 0 | 2696.793 | 16.1291 | 30.0651 | 16.1291 | 4.3868 | 21915.6672 | 21918.4804 | 2692.4062 | 35.0651 | 35.0696 | 35.0651 | 35 | 1 | 1 | 0 | 7.2 | 1 | 7.2 | 2692.4062 | 18 | 0 | 0 | 0 | 0 | 0 | 0 | 0 | 0 | 0 | 0 | 0 | 0 | 0
2044 | 86 | 3 | 27 | 2500 | 0 | 142.8571 | 0 | 53.9359 | 2696.793 | #DIV/0! |  | #DIV/0! | 18 | 0 | 0 | 0 | 0 | 0 | 0 | 0 | 2696.793 | 16.1291 | 30.0696 | 16.1291 | 4.6903 | 21918.4804 | 21920.9901 | 2692.1027 | 35.0696 | 35.0736 | 35.0696 | 35 | 1 | 1 | 0 | 7.2 | 1 | 7.2 | 2692.1027 | 18 | 0 | 0 | 0 | 0 | 0 | 0 | 0 | 0 | 0 | 0 | 0 | 0 | 0
2045 | 86 | 3 | 27 | 2500 | 3857.1429 | 142.8571 | 0 | 132.6531 | 6632.6531 | #DIV/0! |  | #DIV/0! | 18 | 0 | 0 | 0 | 0 | 0 | 0 | 0 | 6632.6531 | 39.669 | 30.0736 | 39.669 | 12.2014 | 21920.9901 | 21915.9886 | 6620.4516 | 35.0736 | 35.0656 | 35.0736 | 35 | 1 | 1 | 0 | 7.2 | 1 | 7.2 | 6620.4516 | 18 | 0 | 0 | 0 | 0 | 0 | 0 | 0 | 0 | 0 | 0 | 0 | 0 | 0
2046 | 86 | 3 | 27 | 2500 | 6428.5714 | 142.8571 | 0 | 185.1312 | 9256.5598 | #DIV/0! |  | #DIV/0! | 18 | 0 | 0 | 0 | 0 | 0 | 0 | 0 | 9256.5598 | 55.3622 | 30.0656 | 55.3622 | 15.1765 | 21915.9886 | 21908.0121 | 9241.3832 | 35.0656 | 35.0528 | 35.0656 | 35 | 1 | 1 | 0 | 7.2 | 1 | 7.2 | 9241.3832 | 18 | 0 | 0 | 0 | 0 | 0 | 0 | 0 | 0 | 0 | 0 | 0 | 0 | 0
2047 | 86 | 3 | 27 | 2500 | 6428.5714 | 142.8571 | 1428.5714 | 214.2857 | 10714.2857 | #DIV/0! |  | #DIV/0! | 18 | 0 | 0 | 0 | 0 | 0 | 0 | 0 | 10714.2857 | 64.0807 | 30.0528 | 64.0807 | 14.148 | 21908.0121 | 21901.064 | 10700.1377 | 35.0528 | 35.0417 | 35.0528 | 35 | 1 | 1 | 0 | 7.2 | 1 | 7.2 | 10700.1377 | 18 | 0 | 0 | 0 | 0 | 0 | 0 | 0 | 0 | 0 | 0 | 0 | 0 | 0
2048 | 86 | 3 | 27 | 2500 | 6428.5714 | 142.8571 | 1428.5714 | 214.2857 | 10714.2857 | #DIV/0! |  | #DIV/0! | 18 | 0 | 0 | 0 | 0 | 0 | 0 | 0 | 10714.2857 | 64.0807 | 30.0417 | 64.0807 | 11.1703 | 21901.064 | 21897.0937 | 10703.1154 | 35.0417 | 35.0353 | 35.0417 | 35 | 1 | 1 | 0 | 7.2 | 1 | 7.2 | 10703.1154 | 18 | 0 | 0 | 0 | 0 | 0 | 0 | 0 | 0 | 0 | 0 | 0 | 0 | 0
2049 | 86 | 3 | 27 | 2500 | 2571.4286 | 142.8571 | 1428.5714 | 135.5685 | 6778.4257 | #DIV/0! |  | #DIV/0! | 18 | 0 | 0 | 0 | 0 | 0 | 0 | 0 | 6778.4257 | 40.5408 | 30.0353 | 40.5408 | 5.9904 | 21897.0937 | 21898.3033 | 6772.4352 | 35.0353 | 35.0373 | 35.0353 | 35 | 1 | 1 | 0 | 7.2 | 1 | 7.2 | 6772.4352 | 18 | 0 | 0 | 0 | 0 | 0 | 0 | 0 | 0 | 0 | 0 | 0 | 0 | 0
2050 | 86 | 3 | 27 | 2500 | 0 | 142.8571 | 1428.5714 | 83.0904 | 4154.519 | #DIV/0! |  | #DIV/0! | 18 | 0 | 0 | 0 | 0 | 0 | 0 | 0 | 4154.519 | 24.8476 | 30.0373 | 24.8476 | 3.8726 | 21898.3033 | 21901.6307 | 4150.6464 | 35.0373 | 35.0426 | 35.0373 | 35 | 1 | 1 | 0 | 7.2 | 1 | 7.2 | 4150.6464 | 18 | 0 | 0 | 0 | 0 | 0 | 0 | 0 | 0 | 0 | 0 | 0 | 0 | 0
2051 | 86 | 3 | 27 | 2500 | 0 | 142.8571 | 1428.5714 | 83.0904 | 4154.519 | #DIV/0! |  | #DIV/0! | 18 | 0 | 0 | 0 | 0 | 0 | 0 | 0 | 4154.519 | 24.8476 | 30.0426 | 24.8476 | 4.4255 | 21901.6307 | 21904.4052 | 4150.0934 | 35.0426 | 35.047 | 35.0426 | 35 | 1 | 1 | 0 | 7.2 | 1 | 7.2 | 4150.0934 | 18 | 0 | 0 | 0 | 0 | 0 | 0 | 0 | 0 | 0 | 0 | 0 | 0 | 0
2052 | 86 | 3 | 27 | 2500 | 0 | 142.8571 | 1428.5714 | 83.0904 | 4154.519 | #DIV/0! |  | #DIV/0! | 18 | 2500 | 0 | 238.0952 | 0 | 55.8795 | 2793.9747 | #DIV/0! | 4154.519 | 24.8476 | 30.047 | 24.8476 | 4.8866 | 21904.4052 | 21906.7186 | 4149.6324 | 35.047 | 35.0507 | 35.047 | 35 | 1 | 1 | 0 | 7.2 | 1 | 7.2 | 4149.6324 | 18 | 0 | 0 | 0 | 0 | 0 | 0 | 0 | 0 | 0 | 0 | 0 | 0 | 0
2053 | 86 | 3 | 27 | 2500 | 0 | 142.8571 | 1428.5714 | 83.0904 | 4154.519 | #DIV/0! |  | #DIV/0! | 18 | 2500 | 0 | 238.0952 | 0 | 55.8795 | 2793.9747 | #DIV/0! | 4154.519 | 24.8476 | 30.0507 | 24.8476 | 5.271 | 21906.7186 | 21908.6476 | 4149.2479 | 35.0507 | 35.0538 | 35.0507 | 35 | 1 | 1 | 0 | 7.2 | 1 | 7.2 | 4149.2479 | 18 | 0 | 0 | 0 | 0 | 0 | 0 | 0 | 0 | 0 | 0 | 0 | 0 | 0
2054 | 86 | 3 | 27 | 2500 | 0 | 142.8571 | 1428.5714 | 83.0904 | 4154.519 | #DIV/0! |  | #DIV/0! | 18 | 2500 | 0 | 238.0952 | 0 | 55.8795 | 2793.9747 | #DIV/0! | 4154.519 | 24.8476 | 30.0538 | 24.8476 | 5.5916 | 21908.6476 | 21910.256 | 4148.9274 | 35.0538 | 35.0564 | 35.0538 | 35 | 1 | 1 | 0 | 7.2 | 1 | 7.2 | 4148.9274 | 18 | 0 | 0 | 0 | 0 | 0 | 0 | 0 | 0 | 0 | 0 | 0 | 0 | 0
2055 | 86 | 3 | 27 | 2500 | 0 | 142.8571 | 1428.5714 | 83.0904 | 4154.519 | #DIV/0! |  | #DIV/0! | 18 | 2500 | 0 | 238.0952 | 0 | 55.8795 | 2793.9747 | #DIV/0! | 4154.519 | 24.8476 | 30.0564 | 24.8476 | 5.8589 | 21910.256 | 21911.5972 | 4148.6601 | 35.0564 | 35.0586 | 35.0564 | 35 | 1 | 1 | 0 | 7.2 | 1 | 7.2 | 4148.6601 | 18 | 0 | 0 | 0 | 0 | 0 | 0 | 0 | 0 | 0 | 0 | 0 | 0 | 0
2056 | 86 | 3 | 27 | 2500 | 0 | 142.8571 | 1428.5714 | 83.0904 | 4154.519 | #DIV/0! |  | #DIV/0! | 18 | 2500 | 0 | 238.0952 | 0 | 55.8795 | 2793.9747 | #DIV/0! | 4154.519 | 24.8476 | 30.0586 | 24.8476 | 6.0817 | 21911.5972 | 21912.7154 | 4148.4372 | 35.0586 | 35.0603 | 35.0586 | 35 | 1 | 1 | 0 | 7.2 | 1 | 7.2 | 4148.4372 | 18 | 0 | 0 | 0 | 0 | 0 | 0 | 0 | 0 | 0 | 0 | 0 | 0 | 0
2057 | 86 | 3 | 27 | 2500 | 0 | 142.8571 | 0 | 53.9359 | 2696.793 | #DIV/0! |  | #DIV/0! | 18 | 2500 | 3857.1429 | 238.0952 | 0 | 134.5967 | 6729.8348 | #DIV/0! | 2696.793 | 16.1291 | 30.0603 | 16.1291 | 4.0684 | 21912.7154 | 21915.847 | 2692.7246 | 35.0603 | 35.0654 | 35.0603 | 35 | 1 | 1 | 0 | 7.2 | 1 | 7.2 | 2692.7246 | 18 | 0 | 0 | 0 | 0 | 0 | 0 | 0 | 0 | 0 | 0 | 0 | 0 | 0
2058 | 86 | 3 | 27 | 2500 | 3214.2857 | 142.8571 | 0 | 119.5335 | 5976.6764 | #DIV/0! |  | #DIV/0! | 18 | 2500 | 6428.5714 | 238.0952 | 0 | 187.0748 | 9353.7415 | #DIV/0! | 5976.6764 | 35.7457 | 30.0654 | 35.7457 | 9.7652 | 21915.847 | 21913.2818 | 5966.9112 | 35.0654 | 35.0613 | 35.0654 | 35 | 1 | 1 | 0 | 7.2 | 1 | 7.2 | 5966.9112 | 18 | 0 | 0 | 0 | 0 | 0 | 0 | 0 | 0 | 0 | 0 | 0 | 0 | 0
2059 | 86 | 3 | 27 | 2500 | 6428.5714 | 142.8571 | 0 | 185.1312 | 9256.5598 | #DIV/0! |  | #DIV/0! | 18 | 2500 | 6428.5714 | 238.0952 | 2000 | 227.8912 | 11394.5578 | #DIV/0! | 9256.5598 | 55.3622 | 30.0613 | 55.3622 | 14.1743 | 21913.2818 | 21906.3075 | 9242.3854 | 35.0613 | 35.0501 | 35.0613 | 35 | 1 | 1 | 0 | 7.2 | 1 | 7.2 | 9242.3854 | 18 | 0 | 0 | 0 | 0 | 0 | 0 | 0 | 0 | 0 | 0 | 0 | 0 | 0
2060 | 86 | 3 | 27 | 2500 | 6428.5714 | 142.8571 | 0 | 185.1312 | 9256.5598 | #DIV/0! |  | #DIV/0! | 18 | 2500 | 6428.5714 | 238.0952 | 2000 | 227.8912 | 11394.5578 | #DIV/0! | 9256.5598 | 55.3622 | 30.0501 | 55.3622 | 11.592 | 21906.3075 | 21901.9155 | 9244.9678 | 35.0501 | 35.0431 | 35.0501 | 35 | 1 | 1 | 0 | 7.2 | 1 | 7.2 | 9244.9678 | 18 | 0 | 0 | 0 | 0 | 0 | 0 | 0 | 0 | 0 | 0 | 0 | 0 | 0
2061 | 86 | 3 | 27 | 2500 | 6428.5714 | 142.8571 | 0 | 185.1312 | 9256.5598 | #DIV/0! |  | #DIV/0! | 18 | 2500 | 2571.4286 | 238.0952 | 2000 | 149.174 | 7458.6978 | #DIV/0! | 9256.5598 | 55.3622 | 30.0431 | 55.3622 | 9.9658 | 21901.9155 | 21899.1497 | 9246.594 | 35.0431 | 35.0386 | 35.0431 | 35 | 1 | 1 | 0 | 7.2 | 1 | 7.2 | 9246.594 | 18 | 0 | 0 | 0 | 0 | 0 | 0 | 0 | 0 | 0 | 0 | 0 | 0 | 0
2062 | 86 | 3 | 27 | 2500 | 3214.2857 | 142.8571 | 0 | 119.5335 | 5976.6764 | #DIV/0! |  | #DIV/0! | 18 | 2500 | 0 | 238.0952 | 2000 | 96.6958 | 4834.7911 | #DIV/0! | 5976.6764 | 35.7457 | 30.0386 | 35.7457 | 5.7734 | 21899.1497 | 21900.5763 | 5970.903 | 35.0386 | 35.0409 | 35.0386 | 35 | 1 | 1 | 0 | 7.2 | 1 | 7.2 | 5970.903 | 18 | 0 | 0 | 0 | 0 | 0 | 0 | 0 | 0 | 0 | 0 | 0 | 0 | 0
2063 | 86 | 3 | 28 | 2500 | 0 | 142.8571 | 0 | 53.9359 | 2696.793 | #DIV/0! |  | #DIV/0! | 18 | 2500 | 0 | 238.0952 | 2000 | 96.6958 | 4834.7911 | #DIV/0! | 2696.793 | 16.1291 | 30.0409 | 16.1291 | 2.759 | 21900.5763 | 21905.0173 | 2694.034 | 35.0409 | 35.048 | 35.0409 | 35 | 1 | 1 | 0 | 7.2 | 1 | 7.2 | 2694.034 | 18 | 0 | 0 | 0 | 0 | 0 | 0 | 0 | 0 | 0 | 0 | 0 | 0 | 0
2064 | 87 | 3 | 28 | 2500 | 0 | 142.8571 | 0 | 53.9359 | 2696.793 | #DIV/0! |  | #DIV/0! | 18 | 0 | 0 | 0 | 0 | 0 | 0 | 0 | 2696.793 | 16.1291 | 30.048 | 16.1291 | 3.238 | 21905.0173 | 21908.9793 | 2693.555 | 35.048 | 35.0544 | 35.048 | 35 | 1 | 1 | 0 | 7.2 | 1 | 7.2 | 2693.555 | 18 | 0 | 0 | 0 | 0 | 0 | 0 | 0 | 0 | 0 | 0 | 0 | 0 | 0
2065 | 87 | 3 | 28 | 2500 | 0 | 142.8571 | 0 | 53.9359 | 2696.793 | #DIV/0! |  | #DIV/0! | 18 | 0 | 0 | 0 | 0 | 0 | 0 | 0 | 2696.793 | 16.1291 | 30.0544 | 16.1291 | 3.6654 | 21908.9793 | 21912.5139 | 2693.1276 | 35.0544 | 35.06 | 35.0544 | 35 | 1 | 1 | 0 | 7.2 | 1 | 7.2 | 2693.1276 | 18 | 0 | 0 | 0 | 0 | 0 | 0 | 0 | 0 | 0 | 0 | 0 | 0 | 0
2066 | 87 | 3 | 28 | 2500 | 0 | 142.8571 | 0 | 53.9359 | 2696.793 | #DIV/0! |  | #DIV/0! | 18 | 0 | 0 | 0 | 0 | 0 | 0 | 0 | 2696.793 | 16.1291 | 30.06 | 16.1291 | 4.0467 | 21912.5139 | 21915.6672 | 2692.7463 | 35.06 | 35.0651 | 35.06 | 35 | 1 | 1 | 0 | 7.2 | 1 | 7.2 | 2692.7463 | 18 | 0 | 0 | 0 | 0 | 0 | 0 | 0 | 0 | 0 | 0 | 0 | 0 | 0
2067 | 87 | 3 | 28 | 2500 | 0 | 142.8571 | 0 | 53.9359 | 2696.793 | #DIV/0! |  | #DIV/0! | 18 | 0 | 0 | 0 | 0 | 0 | 0 | 0 | 2696.793 | 16.1291 | 30.0651 | 16.1291 | 4.3868 | 21915.6672 | 21918.4804 | 2692.4062 | 35.0651 | 35.0696 | 35.0651 | 35 | 1 | 1 | 0 | 7.2 | 1 | 7.2 | 2692.4062 | 18 | 0 | 0 | 0 | 0 | 0 | 0 | 0 | 0 | 0 | 0 | 0 | 0 | 0
2068 | 87 | 3 | 28 | 2500 | 0 | 142.8571 | 0 | 53.9359 | 2696.793 | #DIV/0! |  | #DIV/0! | 18 | 0 | 0 | 0 | 0 | 0 | 0 | 0 | 2696.793 | 16.1291 | 30.0696 | 16.1291 | 4.6903 | 21918.4804 | 21920.9901 | 2692.1027 | 35.0696 | 35.0736 | 35.0696 | 35 | 1 | 1 | 0 | 7.2 | 1 | 7.2 | 2692.1027 | 18 | 0 | 0 | 0 | 0 | 0 | 0 | 0 | 0 | 0 | 0 | 0 | 0 | 0
2069 | 87 | 3 | 28 | 2500 | 3857.1429 | 142.8571 | 0 | 132.6531 | 6632.6531 | #DIV/0! |  | #DIV/0! | 18 | 0 | 0 | 0 | 0 | 0 | 0 | 0 | 6632.6531 | 39.669 | 30.0736 | 39.669 | 12.2014 | 21920.9901 | 21915.9886 | 6620.4516 | 35.0736 | 35.0656 | 35.0736 | 35 | 1 | 1 | 0 | 7.2 | 1 | 7.2 | 6620.4516 | 18 | 0 | 0 | 0 | 0 | 0 | 0 | 0 | 0 | 0 | 0 | 0 | 0 | 0
2070 | 87 | 3 | 28 | 2500 | 6428.5714 | 142.8571 | 0 | 185.1312 | 9256.5598 | #DIV/0! |  | #DIV/0! | 18 | 0 | 0 | 0 | 0 | 0 | 0 | 0 | 9256.5598 | 55.3622 | 30.0656 | 55.3622 | 15.1765 | 21915.9886 | 21908.0121 | 9241.3832 | 35.0656 | 35.0528 | 35.0656 | 35 | 1 | 1 | 0 | 7.2 | 1 | 7.2 | 9241.3832 | 18 | 0 | 0 | 0 | 0 | 0 | 0 | 0 | 0 | 0 | 0 | 0 | 0 | 0
2071 | 87 | 3 | 28 | 2500 | 6428.5714 | 142.8571 | 1428.5714 | 214.2857 | 10714.2857 | #DIV/0! |  | #DIV/0! | 18 | 0 | 0 | 0 | 0 | 0 | 0 | 0 | 10714.2857 | 64.0807 | 30.0528 | 64.0807 | 14.148 | 21908.0121 | 21901.064 | 10700.1377 | 35.0528 | 35.0417 | 35.0528 | 35 | 1 | 1 | 0 | 7.2 | 1 | 7.2 | 10700.1377 | 18 | 0 | 0 | 0 | 0 | 0 | 0 | 0 | 0 | 0 | 0 | 0 | 0 | 0
2072 | 87 | 3 | 28 | 2500 | 6428.5714 | 142.8571 | 1428.5714 | 214.2857 | 10714.2857 | #DIV/0! |  | #DIV/0! | 18 | 0 | 0 | 0 | 0 | 0 | 0 | 0 | 10714.2857 | 64.0807 | 30.0417 | 64.0807 | 11.1703 | 21901.064 | 21897.0937 | 10703.1154 | 35.0417 | 35.0353 | 35.0417 | 35 | 1 | 1 | 0 | 7.2 | 1 | 7.2 | 10703.1154 | 18 | 0 | 0 | 0 | 0 | 0 | 0 | 0 | 0 | 0 | 0 | 0 | 0 | 0
2073 | 87 | 3 | 28 | 2500 | 2571.4286 | 142.8571 | 1428.5714 | 135.5685 | 6778.4257 | #DIV/0! |  | #DIV/0! | 18 | 0 | 0 | 0 | 0 | 0 | 0 | 0 | 6778.4257 | 40.5408 | 30.0353 | 40.5408 | 5.9904 | 21897.0937 | 21898.3033 | 6772.4352 | 35.0353 | 35.0373 | 35.0353 | 35 | 1 | 1 | 0 | 7.2 | 1 | 7.2 | 6772.4352 | 18 | 0 | 0 | 0 | 0 | 0 | 0 | 0 | 0 | 0 | 0 | 0 | 0 | 0
2074 | 87 | 3 | 28 | 2500 | 0 | 142.8571 | 1428.5714 | 83.0904 | 4154.519 | #DIV/0! |  | #DIV/0! | 18 | 0 | 0 | 0 | 0 | 0 | 0 | 0 | 4154.519 | 24.8476 | 30.0373 | 24.8476 | 3.8726 | 21898.3033 | 21901.6307 | 4150.6464 | 35.0373 | 35.0426 | 35.0373 | 35 | 1 | 1 | 0 | 7.2 | 1 | 7.2 | 4150.6464 | 18 | 0 | 0 | 0 | 0 | 0 | 0 | 0 | 0 | 0 | 0 | 0 | 0 | 0
2075 | 87 | 3 | 28 | 2500 | 0 | 142.8571 | 1428.5714 | 83.0904 | 4154.519 | #DIV/0! |  | #DIV/0! | 18 | 0 | 0 | 0 | 0 | 0 | 0 | 0 | 4154.519 | 24.8476 | 30.0426 | 24.8476 | 4.4255 | 21901.6307 | 21904.4052 | 4150.0934 | 35.0426 | 35.047 | 35.0426 | 35 | 1 | 1 | 0 | 7.2 | 1 | 7.2 | 4150.0934 | 18 | 0 | 0 | 0 | 0 | 0 | 0 | 0 | 0 | 0 | 0 | 0 | 0 | 0
2076 | 87 | 3 | 28 | 2500 | 0 | 142.8571 | 1428.5714 | 83.0904 | 4154.519 | #DIV/0! |  | #DIV/0! | 18 | 2500 | 0 | 238.0952 | 0 | 55.8795 | 2793.9747 | #DIV/0! | 4154.519 | 24.8476 | 30.047 | 24.8476 | 4.8866 | 21904.4052 | 21906.7186 | 4149.6324 | 35.047 | 35.0507 | 35.047 | 35 | 1 | 1 | 0 | 7.2 | 1 | 7.2 | 4149.6324 | 18 | 0 | 0 | 0 | 0 | 0 | 0 | 0 | 0 | 0 | 0 | 0 | 0 | 0
2077 | 87 | 3 | 28 | 2500 | 0 | 142.8571 | 1428.5714 | 83.0904 | 4154.519 | #DIV/0! |  | #DIV/0! | 18 | 2500 | 0 | 238.0952 | 0 | 55.8795 | 2793.9747 | #DIV/0! | 4154.519 | 24.8476 | 30.0507 | 24.8476 | 5.271 | 21906.7186 | 21908.6476 | 4149.2479 | 35.0507 | 35.0538 | 35.0507 | 35 | 1 | 1 | 0 | 7.2 | 1 | 7.2 | 4149.2479 | 18 | 0 | 0 | 0 | 0 | 0 | 0 | 0 | 0 | 0 | 0 | 0 | 0 | 0
2078 | 87 | 3 | 28 | 2500 | 0 | 142.8571 | 1428.5714 | 83.0904 | 4154.519 | #DIV/0! |  | #DIV/0! | 18 | 2500 | 0 | 238.0952 | 0 | 55.8795 | 2793.9747 | #DIV/0! | 4154.519 | 24.8476 | 30.0538 | 24.8476 | 5.5916 | 21908.6476 | 21910.256 | 4148.9274 | 35.0538 | 35.0564 | 35.0538 | 35 | 1 | 1 | 0 | 7.2 | 1 | 7.2 | 4148.9274 | 18 | 0 | 0 | 0 | 0 | 0 | 0 | 0 | 0 | 0 | 0 | 0 | 0 | 0
2079 | 87 | 3 | 28 | 2500 | 0 | 142.8571 | 1428.5714 | 83.0904 | 4154.519 | #DIV/0! |  | #DIV/0! | 18 | 2500 | 0 | 238.0952 | 0 | 55.8795 | 2793.9747 | #DIV/0! | 4154.519 | 24.8476 | 30.0564 | 24.8476 | 5.8589 | 21910.256 | 21911.5972 | 4148.6601 | 35.0564 | 35.0586 | 35.0564 | 35 | 1 | 1 | 0 | 7.2 | 1 | 7.2 | 4148.6601 | 18 | 0 | 0 | 0 | 0 | 0 | 0 | 0 | 0 | 0 | 0 | 0 | 0 | 0
2080 | 87 | 3 | 28 | 2500 | 0 | 142.8571 | 1428.5714 | 83.0904 | 4154.519 | #DIV/0! |  | #DIV/0! | 18 | 2500 | 0 | 238.0952 | 0 | 55.8795 | 2793.9747 | #DIV/0! | 4154.519 | 24.8476 | 30.0586 | 24.8476 | 6.0817 | 21911.5972 | 21912.7154 | 4148.4372 | 35.0586 | 35.0603 | 35.0586 | 35 | 1 | 1 | 0 | 7.2 | 1 | 7.2 | 4148.4372 | 18 | 0 | 0 | 0 | 0 | 0 | 0 | 0 | 0 | 0 | 0 | 0 | 0 | 0
2081 | 87 | 3 | 28 | 2500 | 0 | 142.8571 | 0 | 53.9359 | 2696.793 | #DIV/0! |  | #DIV/0! | 18 | 2500 | 3857.1429 | 238.0952 | 0 | 134.5967 | 6729.8348 | #DIV/0! | 2696.793 | 16.1291 | 30.0603 | 16.1291 | 4.0684 | 21912.7154 | 21915.847 | 2692.7246 | 35.0603 | 35.0654 | 35.0603 | 35 | 1 | 1 | 0 | 7.2 | 1 | 7.2 | 2692.7246 | 18 | 0 | 0 | 0 | 0 | 0 | 0 | 0 | 0 | 0 | 0 | 0 | 0 | 0
2082 | 87 | 3 | 28 | 2500 | 3214.2857 | 142.8571 | 0 | 119.5335 | 5976.6764 | #DIV/0! |  | #DIV/0! | 18 | 2500 | 6428.5714 | 238.0952 | 0 | 187.0748 | 9353.7415 | #DIV/0! | 5976.6764 | 35.7457 | 30.0654 | 35.7457 | 9.7652 | 21915.847 | 21913.2818 | 5966.9112 | 35.0654 | 35.0613 | 35.0654 | 35 | 1 | 1 | 0 | 7.2 | 1 | 7.2 | 5966.9112 | 18 | 0 | 0 | 0 | 0 | 0 | 0 | 0 | 0 | 0 | 0 | 0 | 0 | 0
2083 | 87 | 3 | 28 | 2500 | 6428.5714 | 142.8571 | 0 | 185.1312 | 9256.5598 | #DIV/0! |  | #DIV/0! | 18 | 2500 | 6428.5714 | 238.0952 | 2000 | 227.8912 | 11394.5578 | #DIV/0! | 9256.5598 | 55.3622 | 30.0613 | 55.3622 | 14.1743 | 21913.2818 | 21906.3075 | 9242.3854 | 35.0613 | 35.0501 | 35.0613 | 35 | 1 | 1 | 0 | 7.2 | 1 | 7.2 | 9242.3854 | 18 | 0 | 0 | 0 | 0 | 0 | 0 | 0 | 0 | 0 | 0 | 0 | 0 | 0
2084 | 87 | 3 | 28 | 2500 | 6428.5714 | 142.8571 | 0 | 185.1312 | 9256.5598 | #DIV/0! |  | #DIV/0! | 18 | 2500 | 6428.5714 | 238.0952 | 2000 | 227.8912 | 11394.5578 | #DIV/0! | 9256.5598 | 55.3622 | 30.0501 | 55.3622 | 11.592 | 21906.3075 | 21901.9155 | 9244.9678 | 35.0501 | 35.0431 | 35.0501 | 35 | 1 | 1 | 0 | 7.2 | 1 | 7.2 | 9244.9678 | 18 | 0 | 0 | 0 | 0 | 0 | 0 | 0 | 0 | 0 | 0 | 0 | 0 | 0
2085 | 87 | 3 | 28 | 2500 | 6428.5714 | 142.8571 | 0 | 185.1312 | 9256.5598 | #DIV/0! |  | #DIV/0! | 18 | 2500 | 2571.4286 | 238.0952 | 2000 | 149.174 | 7458.6978 | #DIV/0! | 9256.5598 | 55.3622 | 30.0431 | 55.3622 | 9.9658 | 21901.9155 | 21899.1497 | 9246.594 | 35.0431 | 35.0386 | 35.0431 | 35 | 1 | 1 | 0 | 7.2 | 1 | 7.2 | 9246.594 | 18 | 0 | 0 | 0 | 0 | 0 | 0 | 0 | 0 | 0 | 0 | 0 | 0 | 0
2086 | 87 | 3 | 28 | 2500 | 3214.2857 | 142.8571 | 0 | 119.5335 | 5976.6764 | #DIV/0! |  | #DIV/0! | 18 | 2500 | 0 | 238.0952 | 2000 | 96.6958 | 4834.7911 | #DIV/0! | 5976.6764 | 35.7457 | 30.0386 | 35.7457 | 5.7734 | 21899.1497 | 21900.5763 | 5970.903 | 35.0386 | 35.0409 | 35.0386 | 35 | 1 | 1 | 0 | 7.2 | 1 | 7.2 | 5970.903 | 18 | 0 | 0 | 0 | 0 | 0 | 0 | 0 | 0 | 0 | 0 | 0 | 0 | 0
2087 | 87 | 3 | 29 | 2500 | 0 | 142.8571 | 0 | 53.9359 | 2696.793 | #DIV/0! |  | #DIV/0! | 18 | 2500 | 0 | 238.0952 | 2000 | 96.6958 | 4834.7911 | #DIV/0! | 2696.793 | 16.1291 | 30.0409 | 16.1291 | 2.759 | 21900.5763 | 21905.0173 | 2694.034 | 35.0409 | 35.048 | 35.0409 | 35 | 1 | 1 | 0 | 7.2 | 1 | 7.2 | 2694.034 | 18 | 0 | 0 | 0 | 0 | 0 | 0 | 0 | 0 | 0 | 0 | 0 | 0 | 0
2088 | 88 | 3 | 29 | 2500 | 0 | 142.8571 | 0 | 53.9359 | 2696.793 | #DIV/0! |  | #DIV/0! | 18 | 0 | 0 | 0 | 0 | 0 | 0 | 0 | 2696.793 | 16.1291 | 30.048 | 16.1291 | 3.238 | 21905.0173 | 21908.9793 | 2693.555 | 35.048 | 35.0544 | 35.048 | 35 | 1 | 1 | 0 | 7.2 | 1 | 7.2 | 2693.555 | 18 | 0 | 0 | 0 | 0 | 0 | 0 | 0 | 0 | 0 | 0 | 0 | 0 | 0
2089 | 88 | 3 | 29 | 2500 | 0 | 142.8571 | 0 | 53.9359 | 2696.793 | #DIV/0! |  | #DIV/0! | 18 | 0 | 0 | 0 | 0 | 0 | 0 | 0 | 2696.793 | 16.1291 | 30.0544 | 16.1291 | 3.6654 | 21908.9793 | 21912.5139 | 2693.1276 | 35.0544 | 35.06 | 35.0544 | 35 | 1 | 1 | 0 | 7.2 | 1 | 7.2 | 2693.1276 | 18 | 0 | 0 | 0 | 0 | 0 | 0 | 0 | 0 | 0 | 0 | 0 | 0 | 0
2090 | 88 | 3 | 29 | 2500 | 0 | 142.8571 | 0 | 53.9359 | 2696.793 | #DIV/0! |  | #DIV/0! | 18 | 0 | 0 | 0 | 0 | 0 | 0 | 0 | 2696.793 | 16.1291 | 30.06 | 16.1291 | 4.0467 | 21912.5139 | 21915.6672 | 2692.7463 | 35.06 | 35.0651 | 35.06 | 35 | 1 | 1 | 0 | 7.2 | 1 | 7.2 | 2692.7463 | 18 | 0 | 0 | 0 | 0 | 0 | 0 | 0 | 0 | 0 | 0 | 0 | 0 | 0
2091 | 88 | 3 | 29 | 2500 | 0 | 142.8571 | 0 | 53.9359 | 2696.793 | #DIV/0! |  | #DIV/0! | 18 | 0 | 0 | 0 | 0 | 0 | 0 | 0 | 2696.793 | 16.1291 | 30.0651 | 16.1291 | 4.3868 | 21915.6672 | 21918.4804 | 2692.4062 | 35.0651 | 35.0696 | 35.0651 | 35 | 1 | 1 | 0 | 7.2 | 1 | 7.2 | 2692.4062 | 18 | 0 | 0 | 0 | 0 | 0 | 0 | 0 | 0 | 0 | 0 | 0 | 0 | 0
2092 | 88 | 3 | 29 | 2500 | 0 | 142.8571 | 0 | 53.9359 | 2696.793 | #DIV/0! |  | #DIV/0! | 18 | 0 | 0 | 0 | 0 | 0 | 0 | 0 | 2696.793 | 16.1291 | 30.0696 | 16.1291 | 4.6903 | 21918.4804 | 21920.9901 | 2692.1027 | 35.0696 | 35.0736 | 35.0696 | 35 | 1 | 1 | 0 | 7.2 | 1 | 7.2 | 2692.1027 | 18 | 0 | 0 | 0 | 0 | 0 | 0 | 0 | 0 | 0 | 0 | 0 | 0 | 0
2093 | 88 | 3 | 29 | 2500 | 3857.1429 | 142.8571 | 0 | 132.6531 | 6632.6531 | #DIV/0! |  | #DIV/0! | 18 | 0 | 0 | 0 | 0 | 0 | 0 | 0 | 6632.6531 | 39.669 | 30.0736 | 39.669 | 12.2014 | 21920.9901 | 21915.9886 | 6620.4516 | 35.0736 | 35.0656 | 35.0736 | 35 | 1 | 1 | 0 | 7.2 | 1 | 7.2 | 6620.4516 | 18 | 0 | 0 | 0 | 0 | 0 | 0 | 0 | 0 | 0 | 0 | 0 | 0 | 0
2094 | 88 | 3 | 29 | 2500 | 6428.5714 | 142.8571 | 0 | 185.1312 | 9256.5598 | #DIV/0! |  | #DIV/0! | 18 | 0 | 0 | 0 | 0 | 0 | 0 | 0 | 9256.5598 | 55.3622 | 30.0656 | 55.3622 | 15.1765 | 21915.9886 | 21908.0121 | 9241.3832 | 35.0656 | 35.0528 | 35.0656 | 35 | 1 | 1 | 0 | 7.2 | 1 | 7.2 | 9241.3832 | 18 | 0 | 0 | 0 | 0 | 0 | 0 | 0 | 0 | 0 | 0 | 0 | 0 | 0
2095 | 88 | 3 | 29 | 2500 | 6428.5714 | 142.8571 | 1428.5714 | 214.2857 | 10714.2857 | #DIV/0! |  | #DIV/0! | 18 | 0 | 0 | 0 | 0 | 0 | 0 | 0 | 10714.2857 | 64.0807 | 30.0528 | 64.0807 | 14.148 | 21908.0121 | 21901.064 | 10700.1377 | 35.0528 | 35.0417 | 35.0528 | 35 | 1 | 1 | 0 | 7.2 | 1 | 7.2 | 10700.1377 | 18 | 0 | 0 | 0 | 0 | 0 | 0 | 0 | 0 | 0 | 0 | 0 | 0 | 0
2096 | 88 | 3 | 29 | 2500 | 6428.5714 | 142.8571 | 1428.5714 | 214.2857 | 10714.2857 | #DIV/0! |  | #DIV/0! | 18 | 0 | 0 | 0 | 0 | 0 | 0 | 0 | 10714.2857 | 64.0807 | 30.0417 | 64.0807 | 11.1703 | 21901.064 | 21897.0937 | 10703.1154 | 35.0417 | 35.0353 | 35.0417 | 35 | 1 | 1 | 0 | 7.2 | 1 | 7.2 | 10703.1154 | 18 | 0 | 0 | 0 | 0 | 0 | 0 | 0 | 0 | 0 | 0 | 0 | 0 | 0
2097 | 88 | 3 | 29 | 2500 | 2571.4286 | 142.8571 | 1428.5714 | 135.5685 | 6778.4257 | #DIV/0! |  | #DIV/0! | 18 | 0 | 0 | 0 | 0 | 0 | 0 | 0 | 6778.4257 | 40.5408 | 30.0353 | 40.5408 | 5.9904 | 21897.0937 | 21898.3033 | 6772.4352 | 35.0353 | 35.0373 | 35.0353 | 35 | 1 | 1 | 0 | 7.2 | 1 | 7.2 | 6772.4352 | 18 | 0 | 0 | 0 | 0 | 0 | 0 | 0 | 0 | 0 | 0 | 0 | 0 | 0
2098 | 88 | 3 | 29 | 2500 | 0 | 142.8571 | 1428.5714 | 83.0904 | 4154.519 | #DIV/0! |  | #DIV/0! | 18 | 0 | 0 | 0 | 0 | 0 | 0 | 0 | 4154.519 | 24.8476 | 30.0373 | 24.8476 | 3.8726 | 21898.3033 | 21901.6307 | 4150.6464 | 35.0373 | 35.0426 | 35.0373 | 35 | 1 | 1 | 0 | 7.2 | 1 | 7.2 | 4150.6464 | 18 | 0 | 0 | 0 | 0 | 0 | 0 | 0 | 0 | 0 | 0 | 0 | 0 | 0
2099 | 88 | 3 | 29 | 2500 | 0 | 142.8571 | 1428.5714 | 83.0904 | 4154.519 | #DIV/0! |  | #DIV/0! | 18 | 0 | 0 | 0 | 0 | 0 | 0 | 0 | 4154.519 | 24.8476 | 30.0426 | 24.8476 | 4.4255 | 21901.6307 | 21904.4052 | 4150.0934 | 35.0426 | 35.047 | 35.0426 | 35 | 1 | 1 | 0 | 7.2 | 1 | 7.2 | 4150.0934 | 18 | 0 | 0 | 0 | 0 | 0 | 0 | 0 | 0 | 0 | 0 | 0 | 0 | 0
2100 | 88 | 3 | 29 | 2500 | 0 | 142.8571 | 1428.5714 | 83.0904 | 4154.519 | #DIV/0! |  | #DIV/0! | 18 | 2500 | 0 | 238.0952 | 0 | 55.8795 | 2793.9747 | #DIV/0! | 4154.519 | 24.8476 | 30.047 | 24.8476 | 4.8866 | 21904.4052 | 21906.7186 | 4149.6324 | 35.047 | 35.0507 | 35.047 | 35 | 1 | 1 | 0 | 7.2 | 1 | 7.2 | 4149.6324 | 18 | 0 | 0 | 0 | 0 | 0 | 0 | 0 | 0 | 0 | 0 | 0 | 0 | 0
2101 | 88 | 3 | 29 | 2500 | 0 | 142.8571 | 1428.5714 | 83.0904 | 4154.519 | #DIV/0! |  | #DIV/0! | 18 | 2500 | 0 | 238.0952 | 0 | 55.8795 | 2793.9747 | #DIV/0! | 4154.519 | 24.8476 | 30.0507 | 24.8476 | 5.271 | 21906.7186 | 21908.6476 | 4149.2479 | 35.0507 | 35.0538 | 35.0507 | 35 | 1 | 1 | 0 | 7.2 | 1 | 7.2 | 4149.2479 | 18 | 0 | 0 | 0 | 0 | 0 | 0 | 0 | 0 | 0 | 0 | 0 | 0 | 0
2102 | 88 | 3 | 29 | 2500 | 0 | 142.8571 | 1428.5714 | 83.0904 | 4154.519 | #DIV/0! |  | #DIV/0! | 18 | 2500 | 0 | 238.0952 | 0 | 55.8795 | 2793.9747 | #DIV/0! | 4154.519 | 24.8476 | 30.0538 | 24.8476 | 5.5916 | 21908.6476 | 21910.256 | 4148.9274 | 35.0538 | 35.0564 | 35.0538 | 35 | 1 | 1 | 0 | 7.2 | 1 | 7.2 | 4148.9274 | 18 | 0 | 0 | 0 | 0 | 0 | 0 | 0 | 0 | 0 | 0 | 0 | 0 | 0
2103 | 88 | 3 | 29 | 2500 | 0 | 142.8571 | 1428.5714 | 83.0904 | 4154.519 | #DIV/0! |  | #DIV/0! | 18 | 2500 | 0 | 238.0952 | 0 | 55.8795 | 2793.9747 | #DIV/0! | 4154.519 | 24.8476 | 30.0564 | 24.8476 | 5.8589 | 21910.256 | 21911.5972 | 4148.6601 | 35.0564 | 35.0586 | 35.0564 | 35 | 1 | 1 | 0 | 7.2 | 1 | 7.2 | 4148.6601 | 18 | 0 | 0 | 0 | 0 | 0 | 0 | 0 | 0 | 0 | 0 | 0 | 0 | 0
2104 | 88 | 3 | 29 | 2500 | 0 | 142.8571 | 1428.5714 | 83.0904 | 4154.519 | #DIV/0! |  | #DIV/0! | 18 | 2500 | 0 | 238.0952 | 0 | 55.8795 | 2793.9747 | #DIV/0! | 4154.519 | 24.8476 | 30.0586 | 24.8476 | 6.0817 | 21911.5972 | 21912.7154 | 4148.4372 | 35.0586 | 35.0603 | 35.0586 | 35 | 1 | 1 | 0 | 7.2 | 1 | 7.2 | 4148.4372 | 18 | 0 | 0 | 0 | 0 | 0 | 0 | 0 | 0 | 0 | 0 | 0 | 0 | 0
2105 | 88 | 3 | 29 | 2500 | 0 | 142.8571 | 0 | 53.9359 | 2696.793 | #DIV/0! |  | #DIV/0! | 18 | 2500 | 3857.1429 | 238.0952 | 0 | 134.5967 | 6729.8348 | #DIV/0! | 2696.793 | 16.1291 | 30.0603 | 16.1291 | 4.0684 | 21912.7154 | 21915.847 | 2692.7246 | 35.0603 | 35.0654 | 35.0603 | 35 | 1 | 1 | 0 | 7.2 | 1 | 7.2 | 2692.7246 | 18 | 0 | 0 | 0 | 0 | 0 | 0 | 0 | 0 | 0 | 0 | 0 | 0 | 0
2106 | 88 | 3 | 29 | 2500 | 3214.2857 | 142.8571 | 0 | 119.5335 | 5976.6764 | #DIV/0! |  | #DIV/0! | 18 | 2500 | 6428.5714 | 238.0952 | 0 | 187.0748 | 9353.7415 | #DIV/0! | 5976.6764 | 35.7457 | 30.0654 | 35.7457 | 9.7652 | 21915.847 | 21913.2818 | 5966.9112 | 35.0654 | 35.0613 | 35.0654 | 35 | 1 | 1 | 0 | 7.2 | 1 | 7.2 | 5966.9112 | 18 | 0 | 0 | 0 | 0 | 0 | 0 | 0 | 0 | 0 | 0 | 0 | 0 | 0
2107 | 88 | 3 | 29 | 2500 | 6428.5714 | 142.8571 | 0 | 185.1312 | 9256.5598 | #DIV/0! |  | #DIV/0! | 18 | 2500 | 6428.5714 | 238.0952 | 2000 | 227.8912 | 11394.5578 | #DIV/0! | 9256.5598 | 55.3622 | 30.0613 | 55.3622 | 14.1743 | 21913.2818 | 21906.3075 | 9242.3854 | 35.0613 | 35.0501 | 35.0613 | 35 | 1 | 1 | 0 | 7.2 | 1 | 7.2 | 9242.3854 | 18 | 0 | 0 | 0 | 0 | 0 | 0 | 0 | 0 | 0 | 0 | 0 | 0 | 0
2108 | 88 | 3 | 29 | 2500 | 6428.5714 | 142.8571 | 0 | 185.1312 | 9256.5598 | #DIV/0! |  | #DIV/0! | 18 | 2500 | 6428.5714 | 238.0952 | 2000 | 227.8912 | 11394.5578 | #DIV/0! | 9256.5598 | 55.3622 | 30.0501 | 55.3622 | 11.592 | 21906.3075 | 21901.9155 | 9244.9678 | 35.0501 | 35.0431 | 35.0501 | 35 | 1 | 1 | 0 | 7.2 | 1 | 7.2 | 9244.9678 | 18 | 0 | 0 | 0 | 0 | 0 | 0 | 0 | 0 | 0 | 0 | 0 | 0 | 0
2109 | 88 | 3 | 29 | 2500 | 6428.5714 | 142.8571 | 0 | 185.1312 | 9256.5598 | #DIV/0! |  | #DIV/0! | 18 | 2500 | 2571.4286 | 238.0952 | 2000 | 149.174 | 7458.6978 | #DIV/0! | 9256.5598 | 55.3622 | 30.0431 | 55.3622 | 9.9658 | 21901.9155 | 21899.1497 | 9246.594 | 35.0431 | 35.0386 | 35.0431 | 35 | 1 | 1 | 0 | 7.2 | 1 | 7.2 | 9246.594 | 18 | 0 | 0 | 0 | 0 | 0 | 0 | 0 | 0 | 0 | 0 | 0 | 0 | 0
2110 | 88 | 3 | 29 | 2500 | 3214.2857 | 142.8571 | 0 | 119.5335 | 5976.6764 | #DIV/0! |  | #DIV/0! | 18 | 2500 | 0 | 238.0952 | 2000 | 96.6958 | 4834.7911 | #DIV/0! | 5976.6764 | 35.7457 | 30.0386 | 35.7457 | 5.7734 | 21899.1497 | 21900.5763 | 5970.903 | 35.0386 | 35.0409 | 35.0386 | 35 | 1 | 1 | 0 | 7.2 | 1 | 7.2 | 5970.903 | 18 | 0 | 0 | 0 | 0 | 0 | 0 | 0 | 0 | 0 | 0 | 0 | 0 | 0
2111 | 88 | 3 | 30 | 2500 | 0 | 142.8571 | 0 | 53.9359 | 2696.793 | #DIV/0! |  | #DIV/0! | 18 | 2500 | 0 | 238.0952 | 2000 | 96.6958 | 4834.7911 | #DIV/0! | 2696.793 | 16.1291 | 30.0409 | 16.1291 | 2.759 | 21900.5763 | 21905.0173 | 2694.034 | 35.0409 | 35.048 | 35.0409 | 35 | 1 | 1 | 0 | 7.2 | 1 | 7.2 | 2694.034 | 18 | 0 | 0 | 0 | 0 | 0 | 0 | 0 | 0 | 0 | 0 | 0 | 0 | 0
2112 | 89 | 3 | 30 | 2500 | 0 | 142.8571 | 0 | 53.9359 | 2696.793 | #DIV/0! |  | #DIV/0! | 18 | 0 | 0 | 0 | 0 | 0 | 0 | 0 | 2696.793 | 16.1291 | 30.048 | 16.1291 | 3.238 | 21905.0173 | 21908.9793 | 2693.555 | 35.048 | 35.0544 | 35.048 | 35 | 1 | 1 | 0 | 7.2 | 1 | 7.2 | 2693.555 | 18 | 0 | 0 | 0 | 0 | 0 | 0 | 0 | 0 | 0 | 0 | 0 | 0 | 0
2113 | 89 | 3 | 30 | 2500 | 0 | 142.8571 | 0 | 53.9359 | 2696.793 | #DIV/0! |  | #DIV/0! | 18 | 0 | 0 | 0 | 0 | 0 | 0 | 0 | 2696.793 | 16.1291 | 30.0544 | 16.1291 | 3.6654 | 21908.9793 | 21912.5139 | 2693.1276 | 35.0544 | 35.06 | 35.0544 | 35 | 1 | 1 | 0 | 7.2 | 1 | 7.2 | 2693.1276 | 18 | 0 | 0 | 0 | 0 | 0 | 0 | 0 | 0 | 0 | 0 | 0 | 0 | 0
2114 | 89 | 3 | 30 | 2500 | 0 | 142.8571 | 0 | 53.9359 | 2696.793 | #DIV/0! |  | #DIV/0! | 18 | 0 | 0 | 0 | 0 | 0 | 0 | 0 | 2696.793 | 16.1291 | 30.06 | 16.1291 | 4.0467 | 21912.5139 | 21915.6672 | 2692.7463 | 35.06 | 35.0651 | 35.06 | 35 | 1 | 1 | 0 | 7.2 | 1 | 7.2 | 2692.7463 | 18 | 0 | 0 | 0 | 0 | 0 | 0 | 0 | 0 | 0 | 0 | 0 | 0 | 0
2115 | 89 | 3 | 30 | 2500 | 0 | 142.8571 | 0 | 53.9359 | 2696.793 | #DIV/0! |  | #DIV/0! | 18 | 0 | 0 | 0 | 0 | 0 | 0 | 0 | 2696.793 | 16.1291 | 30.0651 | 16.1291 | 4.3868 | 21915.6672 | 21918.4804 | 2692.4062 | 35.0651 | 35.0696 | 35.0651 | 35 | 1 | 1 | 0 | 7.2 | 1 | 7.2 | 2692.4062 | 18 | 0 | 0 | 0 | 0 | 0 | 0 | 0 | 0 | 0 | 0 | 0 | 0 | 0
2116 | 89 | 3 | 30 | 2500 | 0 | 142.8571 | 0 | 53.9359 | 2696.793 | #DIV/0! |  | #DIV/0! | 18 | 0 | 0 | 0 | 0 | 0 | 0 | 0 | 2696.793 | 16.1291 | 30.0696 | 16.1291 | 4.6903 | 21918.4804 | 21920.9901 | 2692.1027 | 35.0696 | 35.0736 | 35.0696 | 35 | 1 | 1 | 0 | 7.2 | 1 | 7.2 | 2692.1027 | 18 | 0 | 0 | 0 | 0 | 0 | 0 | 0 | 0 | 0 | 0 | 0 | 0 | 0
2117 | 89 | 3 | 30 | 2500 | 3857.1429 | 142.8571 | 0 | 132.6531 | 6632.6531 | #DIV/0! |  | #DIV/0! | 18 | 0 | 0 | 0 | 0 | 0 | 0 | 0 | 6632.6531 | 39.669 | 30.0736 | 39.669 | 12.2014 | 21920.9901 | 21915.9886 | 6620.4516 | 35.0736 | 35.0656 | 35.0736 | 35 | 1 | 1 | 0 | 7.2 | 1 | 7.2 | 6620.4516 | 18 | 0 | 0 | 0 | 0 | 0 | 0 | 0 | 0 | 0 | 0 | 0 | 0 | 0
2118 | 89 | 3 | 30 | 2500 | 6428.5714 | 142.8571 | 0 | 185.1312 | 9256.5598 | #DIV/0! |  | #DIV/0! | 18 | 0 | 0 | 0 | 0 | 0 | 0 | 0 | 9256.5598 | 55.3622 | 30.0656 | 55.3622 | 15.1765 | 21915.9886 | 21908.0121 | 9241.3832 | 35.0656 | 35.0528 | 35.0656 | 35 | 1 | 1 | 0 | 7.2 | 1 | 7.2 | 9241.3832 | 18 | 0 | 0 | 0 | 0 | 0 | 0 | 0 | 0 | 0 | 0 | 0 | 0 | 0
2119 | 89 | 3 | 30 | 2500 | 6428.5714 | 142.8571 | 1428.5714 | 214.2857 | 10714.2857 | #DIV/0! |  | #DIV/0! | 18 | 0 | 0 | 0 | 0 | 0 | 0 | 0 | 10714.2857 | 64.0807 | 30.0528 | 64.0807 | 14.148 | 21908.0121 | 21901.064 | 10700.1377 | 35.0528 | 35.0417 | 35.0528 | 35 | 1 | 1 | 0 | 7.2 | 1 | 7.2 | 10700.1377 | 18 | 0 | 0 | 0 | 0 | 0 | 0 | 0 | 0 | 0 | 0 | 0 | 0 | 0
2120 | 89 | 3 | 30 | 2500 | 6428.5714 | 142.8571 | 1428.5714 | 214.2857 | 10714.2857 | #DIV/0! |  | #DIV/0! | 18 | 0 | 0 | 0 | 0 | 0 | 0 | 0 | 10714.2857 | 64.0807 | 30.0417 | 64.0807 | 11.1703 | 21901.064 | 21897.0937 | 10703.1154 | 35.0417 | 35.0353 | 35.0417 | 35 | 1 | 1 | 0 | 7.2 | 1 | 7.2 | 10703.1154 | 18 | 0 | 0 | 0 | 0 | 0 | 0 | 0 | 0 | 0 | 0 | 0 | 0 | 0
2121 | 89 | 3 | 30 | 2500 | 2571.4286 | 142.8571 | 1428.5714 | 135.5685 | 6778.4257 | #DIV/0! |  | #DIV/0! | 18 | 0 | 0 | 0 | 0 | 0 | 0 | 0 | 6778.4257 | 40.5408 | 30.0353 | 40.5408 | 5.9904 | 21897.0937 | 21898.3033 | 6772.4352 | 35.0353 | 35.0373 | 35.0353 | 35 | 1 | 1 | 0 | 7.2 | 1 | 7.2 | 6772.4352 | 18 | 0 | 0 | 0 | 0 | 0 | 0 | 0 | 0 | 0 | 0 | 0 | 0 | 0
2122 | 89 | 3 | 30 | 2500 | 0 | 142.8571 | 1428.5714 | 83.0904 | 4154.519 | #DIV/0! |  | #DIV/0! | 18 | 0 | 0 | 0 | 0 | 0 | 0 | 0 | 4154.519 | 24.8476 | 30.0373 | 24.8476 | 3.8726 | 21898.3033 | 21901.6307 | 4150.6464 | 35.0373 | 35.0426 | 35.0373 | 35 | 1 | 1 | 0 | 7.2 | 1 | 7.2 | 4150.6464 | 18 | 0 | 0 | 0 | 0 | 0 | 0 | 0 | 0 | 0 | 0 | 0 | 0 | 0
2123 | 89 | 3 | 30 | 2500 | 0 | 142.8571 | 1428.5714 | 83.0904 | 4154.519 | #DIV/0! |  | #DIV/0! | 18 | 0 | 0 | 0 | 0 | 0 | 0 | 0 | 4154.519 | 24.8476 | 30.0426 | 24.8476 | 4.4255 | 21901.6307 | 21904.4052 | 4150.0934 | 35.0426 | 35.047 | 35.0426 | 35 | 1 | 1 | 0 | 7.2 | 1 | 7.2 | 4150.0934 | 18 | 0 | 0 | 0 | 0 | 0 | 0 | 0 | 0 | 0 | 0 | 0 | 0 | 0
2124 | 89 | 3 | 30 | 2500 | 0 | 142.8571 | 1428.5714 | 83.0904 | 4154.519 | #DIV/0! |  | #DIV/0! | 18 | 2500 | 0 | 238.0952 | 0 | 55.8795 | 2793.9747 | #DIV/0! | 4154.519 | 24.8476 | 30.047 | 24.8476 | 4.8866 | 21904.4052 | 21906.7186 | 4149.6324 | 35.047 | 35.0507 | 35.047 | 35 | 1 | 1 | 0 | 7.2 | 1 | 7.2 | 4149.6324 | 18 | 0 | 0 | 0 | 0 | 0 | 0 | 0 | 0 | 0 | 0 | 0 | 0 | 0
2125 | 89 | 3 | 30 | 2500 | 0 | 142.8571 | 1428.5714 | 83.0904 | 4154.519 | #DIV/0! |  | #DIV/0! | 18 | 2500 | 0 | 238.0952 | 0 | 55.8795 | 2793.9747 | #DIV/0! | 4154.519 | 24.8476 | 30.0507 | 24.8476 | 5.271 | 21906.7186 | 21908.6476 | 4149.2479 | 35.0507 | 35.0538 | 35.0507 | 35 | 1 | 1 | 0 | 7.2 | 1 | 7.2 | 4149.2479 | 18 | 0 | 0 | 0 | 0 | 0 | 0 | 0 | 0 | 0 | 0 | 0 | 0 | 0
2126 | 89 | 3 | 30 | 2500 | 0 | 142.8571 | 1428.5714 | 83.0904 | 4154.519 | #DIV/0! |  | #DIV/0! | 18 | 2500 | 0 | 238.0952 | 0 | 55.8795 | 2793.9747 | #DIV/0! | 4154.519 | 24.8476 | 30.0538 | 24.8476 | 5.5916 | 21908.6476 | 21910.256 | 4148.9274 | 35.0538 | 35.0564 | 35.0538 | 35 | 1 | 1 | 0 | 7.2 | 1 | 7.2 | 4148.9274 | 18 | 0 | 0 | 0 | 0 | 0 | 0 | 0 | 0 | 0 | 0 | 0 | 0 | 0
2127 | 89 | 3 | 30 | 2500 | 0 | 142.8571 | 1428.5714 | 83.0904 | 4154.519 | #DIV/0! |  | #DIV/0! | 18 | 2500 | 0 | 238.0952 | 0 | 55.8795 | 2793.9747 | #DIV/0! | 4154.519 | 24.8476 | 30.0564 | 24.8476 | 5.8589 | 21910.256 | 21911.5972 | 4148.6601 | 35.0564 | 35.0586 | 35.0564 | 35 | 1 | 1 | 0 | 7.2 | 1 | 7.2 | 4148.6601 | 18 | 0 | 0 | 0 | 0 | 0 | 0 | 0 | 0 | 0 | 0 | 0 | 0 | 0
2128 | 89 | 3 | 30 | 2500 | 0 | 142.8571 | 1428.5714 | 83.0904 | 4154.519 | #DIV/0! |  | #DIV/0! | 18 | 2500 | 0 | 238.0952 | 0 | 55.8795 | 2793.9747 | #DIV/0! | 4154.519 | 24.8476 | 30.0586 | 24.8476 | 6.0817 | 21911.5972 | 21912.7154 | 4148.4372 | 35.0586 | 35.0603 | 35.0586 | 35 | 1 | 1 | 0 | 7.2 | 1 | 7.2 | 4148.4372 | 18 | 0 | 0 | 0 | 0 | 0 | 0 | 0 | 0 | 0 | 0 | 0 | 0 | 0
2129 | 89 | 3 | 30 | 2500 | 0 | 142.8571 | 0 | 53.9359 | 2696.793 | #DIV/0! |  | #DIV/0! | 18 | 2500 | 3857.1429 | 238.0952 | 0 | 134.5967 | 6729.8348 | #DIV/0! | 2696.793 | 16.1291 | 30.0603 | 16.1291 | 4.0684 | 21912.7154 | 21915.847 | 2692.7246 | 35.0603 | 35.0654 | 35.0603 | 35 | 1 | 1 | 0 | 7.2 | 1 | 7.2 | 2692.7246 | 18 | 0 | 0 | 0 | 0 | 0 | 0 | 0 | 0 | 0 | 0 | 0 | 0 | 0
2130 | 89 | 3 | 30 | 2500 | 3214.2857 | 142.8571 | 0 | 119.5335 | 5976.6764 | #DIV/0! |  | #DIV/0! | 18 | 2500 | 6428.5714 | 238.0952 | 0 | 187.0748 | 9353.7415 | #DIV/0! | 5976.6764 | 35.7457 | 30.0654 | 35.7457 | 9.7652 | 21915.847 | 21913.2818 | 5966.9112 | 35.0654 | 35.0613 | 35.0654 | 35 | 1 | 1 | 0 | 7.2 | 1 | 7.2 | 5966.9112 | 18 | 0 | 0 | 0 | 0 | 0 | 0 | 0 | 0 | 0 | 0 | 0 | 0 | 0
2131 | 89 | 3 | 30 | 2500 | 6428.5714 | 142.8571 | 0 | 185.1312 | 9256.5598 | #DIV/0! |  | #DIV/0! | 18 | 2500 | 6428.5714 | 238.0952 | 2000 | 227.8912 | 11394.5578 | #DIV/0! | 9256.5598 | 55.3622 | 30.0613 | 55.3622 | 14.1743 | 21913.2818 | 21906.3075 | 9242.3854 | 35.0613 | 35.0501 | 35.0613 | 35 | 1 | 1 | 0 | 7.2 | 1 | 7.2 | 9242.3854 | 18 | 0 | 0 | 0 | 0 | 0 | 0 | 0 | 0 | 0 | 0 | 0 | 0 | 0
2132 | 89 | 3 | 30 | 2500 | 6428.5714 | 142.8571 | 0 | 185.1312 | 9256.5598 | #DIV/0! |  | #DIV/0! | 18 | 2500 | 6428.5714 | 238.0952 | 2000 | 227.8912 | 11394.5578 | #DIV/0! | 9256.5598 | 55.3622 | 30.0501 | 55.3622 | 11.592 | 21906.3075 | 21901.9155 | 9244.9678 | 35.0501 | 35.0431 | 35.0501 | 35 | 1 | 1 | 0 | 7.2 | 1 | 7.2 | 9244.9678 | 18 | 0 | 0 | 0 | 0 | 0 | 0 | 0 | 0 | 0 | 0 | 0 | 0 | 0
2133 | 89 | 3 | 30 | 2500 | 6428.5714 | 142.8571 | 0 | 185.1312 | 9256.5598 | #DIV/0! |  | #DIV/0! | 18 | 2500 | 2571.4286 | 238.0952 | 2000 | 149.174 | 7458.6978 | #DIV/0! | 9256.5598 | 55.3622 | 30.0431 | 55.3622 | 9.9658 | 21901.9155 | 21899.1497 | 9246.594 | 35.0431 | 35.0386 | 35.0431 | 35 | 1 | 1 | 0 | 7.2 | 1 | 7.2 | 9246.594 | 18 | 0 | 0 | 0 | 0 | 0 | 0 | 0 | 0 | 0 | 0 | 0 | 0 | 0
2134 | 89 | 3 | 30 | 2500 | 3214.2857 | 142.8571 | 0 | 119.5335 | 5976.6764 | #DIV/0! |  | #DIV/0! | 18 | 2500 | 0 | 238.0952 | 2000 | 96.6958 | 4834.7911 | #DIV/0! | 5976.6764 | 35.7457 | 30.0386 | 35.7457 | 5.7734 | 21899.1497 | 21900.5763 | 5970.903 | 35.0386 | 35.0409 | 35.0386 | 35 | 1 | 1 | 0 | 7.2 | 1 | 7.2 | 5970.903 | 18 | 0 | 0 | 0 | 0 | 0 | 0 | 0 | 0 | 0 | 0 | 0 | 0 | 0
2135 | 89 | 3 | 31 | 2500 | 0 | 142.8571 | 0 | 53.9359 | 2696.793 | #DIV/0! |  | #DIV/0! | 18 | 2500 | 0 | 238.0952 | 2000 | 96.6958 | 4834.7911 | #DIV/0! | 2696.793 | 16.1291 | 30.0409 | 16.1291 | 2.759 | 21900.5763 | 21905.0173 | 2694.034 | 35.0409 | 35.048 | 35.0409 | 35 | 1 | 1 | 0 | 7.2 | 1 | 7.2 | 2694.034 | 18 | 0 | 0 | 0 | 0 | 0 | 0 | 0 | 0 | 0 | 0 | 0 | 0 | 0
2136 | 90 | 3 | 31 | 2500 | 0 | 142.8571 | 0 | 53.9359 | 2696.793 | #DIV/0! |  | #DIV/0! | 18 | 0 | 0 | 0 | 0 | 0 | 0 | 0 | 2696.793 | 16.1291 | 30.048 | 16.1291 | 3.238 | 21905.0173 | 21908.9793 | 2693.555 | 35.048 | 35.0544 | 35.048 | 35 | 1 | 1 | 0 | 7.2 | 1 | 7.2 | 2693.555 | 18 | 0 | 0 | 0 | 0 | 0 | 0 | 0 | 0 | 0 | 0 | 0 | 0 | 0
2137 | 90 | 3 | 31 | 2500 | 0 | 142.8571 | 0 | 53.9359 | 2696.793 | #DIV/0! |  | #DIV/0! | 18 | 0 | 0 | 0 | 0 | 0 | 0 | 0 | 2696.793 | 16.1291 | 30.0544 | 16.1291 | 3.6654 | 21908.9793 | 21912.5139 | 2693.1276 | 35.0544 | 35.06 | 35.0544 | 35 | 1 | 1 | 0 | 7.2 | 1 | 7.2 | 2693.1276 | 18 | 0 | 0 | 0 | 0 | 0 | 0 | 0 | 0 | 0 | 0 | 0 | 0 | 0
2138 | 90 | 3 | 31 | 2500 | 0 | 142.8571 | 0 | 53.9359 | 2696.793 | #DIV/0! |  | #DIV/0! | 18 | 0 | 0 | 0 | 0 | 0 | 0 | 0 | 2696.793 | 16.1291 | 30.06 | 16.1291 | 4.0467 | 21912.5139 | 21915.6672 | 2692.7463 | 35.06 | 35.0651 | 35.06 | 35 | 1 | 1 | 0 | 7.2 | 1 | 7.2 | 2692.7463 | 18 | 0 | 0 | 0 | 0 | 0 | 0 | 0 | 0 | 0 | 0 | 0 | 0 | 0
2139 | 90 | 3 | 31 | 2500 | 0 | 142.8571 | 0 | 53.9359 | 2696.793 | #DIV/0! |  | #DIV/0! | 18 | 0 | 0 | 0 | 0 | 0 | 0 | 0 | 2696.793 | 16.1291 | 30.0651 | 16.1291 | 4.3868 | 21915.6672 | 21918.4804 | 2692.4062 | 35.0651 | 35.0696 | 35.0651 | 35 | 1 | 1 | 0 | 7.2 | 1 | 7.2 | 2692.4062 | 18 | 0 | 0 | 0 | 0 | 0 | 0 | 0 | 0 | 0 | 0 | 0 | 0 | 0
2140 | 90 | 3 | 31 | 2500 | 0 | 142.8571 | 0 | 53.9359 | 2696.793 | #DIV/0! |  | #DIV/0! | 18 | 0 | 0 | 0 | 0 | 0 | 0 | 0 | 2696.793 | 16.1291 | 30.0696 | 16.1291 | 4.6903 | 21918.4804 | 21920.9901 | 2692.1027 | 35.0696 | 35.0736 | 35.0696 | 35 | 1 | 1 | 0 | 7.2 | 1 | 7.2 | 2692.1027 | 18 | 0 | 0 | 0 | 0 | 0 | 0 | 0 | 0 | 0 | 0 | 0 | 0 | 0
2141 | 90 | 3 | 31 | 2500 | 3857.1429 | 142.8571 | 0 | 132.6531 | 6632.6531 | #DIV/0! |  | #DIV/0! | 18 | 0 | 0 | 0 | 0 | 0 | 0 | 0 | 6632.6531 | 39.669 | 30.0736 | 39.669 | 12.2014 | 21920.9901 | 21915.9886 | 6620.4516 | 35.0736 | 35.0656 | 35.0736 | 35 | 1 | 1 | 0 | 7.2 | 1 | 7.2 | 6620.4516 | 18 | 0 | 0 | 0 | 0 | 0 | 0 | 0 | 0 | 0 | 0 | 0 | 0 | 0
2142 | 90 | 3 | 31 | 2500 | 6428.5714 | 142.8571 | 0 | 185.1312 | 9256.5598 | #DIV/0! |  | #DIV/0! | 18 | 0 | 0 | 0 | 0 | 0 | 0 | 0 | 9256.5598 | 55.3622 | 30.0656 | 55.3622 | 15.1765 | 21915.9886 | 21908.0121 | 9241.3832 | 35.0656 | 35.0528 | 35.0656 | 35 | 1 | 1 | 0 | 7.2 | 1 | 7.2 | 9241.3832 | 18 | 0 | 0 | 0 | 0 | 0 | 0 | 0 | 0 | 0 | 0 | 0 | 0 | 0
2143 | 90 | 3 | 31 | 2500 | 6428.5714 | 142.8571 | 1428.5714 | 214.2857 | 10714.2857 | #DIV/0! |  | #DIV/0! | 18 | 0 | 0 | 0 | 0 | 0 | 0 | 0 | 10714.2857 | 64.0807 | 30.0528 | 64.0807 | 14.148 | 21908.0121 | 21901.064 | 10700.1377 | 35.0528 | 35.0417 | 35.0528 | 35 | 1 | 1 | 0 | 7.2 | 1 | 7.2 | 10700.1377 | 18 | 0 | 0 | 0 | 0 | 0 | 0 | 0 | 0 | 0 | 0 | 0 | 0 | 0
2144 | 90 | 3 | 31 | 2500 | 6428.5714 | 142.8571 | 1428.5714 | 214.2857 | 10714.2857 | #DIV/0! |  | #DIV/0! | 18 | 0 | 0 | 0 | 0 | 0 | 0 | 0 | 10714.2857 | 64.0807 | 30.0417 | 64.0807 | 11.1703 | 21901.064 | 21897.0937 | 10703.1154 | 35.0417 | 35.0353 | 35.0417 | 35 | 1 | 1 | 0 | 7.2 | 1 | 7.2 | 10703.1154 | 18 | 0 | 0 | 0 | 0 | 0 | 0 | 0 | 0 | 0 | 0 | 0 | 0 | 0
2145 | 90 | 3 | 31 | 2500 | 2571.4286 | 142.8571 | 1428.5714 | 135.5685 | 6778.4257 | #DIV/0! |  | #DIV/0! | 18 | 0 | 0 | 0 | 0 | 0 | 0 | 0 | 6778.4257 | 40.5408 | 30.0353 | 40.5408 | 5.9904 | 21897.0937 | 21898.3033 | 6772.4352 | 35.0353 | 35.0373 | 35.0353 | 35 | 1 | 1 | 0 | 7.2 | 1 | 7.2 | 6772.4352 | 18 | 0 | 0 | 0 | 0 | 0 | 0 | 0 | 0 | 0 | 0 | 0 | 0 | 0
2146 | 90 | 3 | 31 | 2500 | 0 | 142.8571 | 1428.5714 | 83.0904 | 4154.519 | #DIV/0! |  | #DIV/0! | 18 | 0 | 0 | 0 | 0 | 0 | 0 | 0 | 4154.519 | 24.8476 | 30.0373 | 24.8476 | 3.8726 | 21898.3033 | 21901.6307 | 4150.6464 | 35.0373 | 35.0426 | 35.0373 | 35 | 1 | 1 | 0 | 7.2 | 1 | 7.2 | 4150.6464 | 18 | 0 | 0 | 0 | 0 | 0 | 0 | 0 | 0 | 0 | 0 | 0 | 0 | 0
2147 | 90 | 3 | 31 | 2500 | 0 | 142.8571 | 1428.5714 | 83.0904 | 4154.519 | #DIV/0! |  | #DIV/0! | 18 | 0 | 0 | 0 | 0 | 0 | 0 | 0 | 4154.519 | 24.8476 | 30.0426 | 24.8476 | 4.4255 | 21901.6307 | 21904.4052 | 4150.0934 | 35.0426 | 35.047 | 35.0426 | 35 | 1 | 1 | 0 | 7.2 | 1 | 7.2 | 4150.0934 | 18 | 0 | 0 | 0 | 0 | 0 | 0 | 0 | 0 | 0 | 0 | 0 | 0 | 0
2148 | 90 | 3 | 31 | 2500 | 0 | 142.8571 | 1428.5714 | 83.0904 | 4154.519 | #DIV/0! |  | #DIV/0! | 18 | 2500 | 0 | 238.0952 | 0 | 55.8795 | 2793.9747 | #DIV/0! | 4154.519 | 24.8476 | 30.047 | 24.8476 | 4.8866 | 21904.4052 | 21906.7186 | 4149.6324 | 35.047 | 35.0507 | 35.047 | 35 | 1 | 1 | 0 | 7.2 | 1 | 7.2 | 4149.6324 | 18 | 0 | 0 | 0 | 0 | 0 | 0 | 0 | 0 | 0 | 0 | 0 | 0 | 0
2149 | 90 | 3 | 31 | 2500 | 0 | 142.8571 | 1428.5714 | 83.0904 | 4154.519 | #DIV/0! |  | #DIV/0! | 18 | 2500 | 0 | 238.0952 | 0 | 55.8795 | 2793.9747 | #DIV/0! | 4154.519 | 24.8476 | 30.0507 | 24.8476 | 5.271 | 21906.7186 | 21908.6476 | 4149.2479 | 35.0507 | 35.0538 | 35.0507 | 35 | 1 | 1 | 0 | 7.2 | 1 | 7.2 | 4149.2479 | 18 | 0 | 0 | 0 | 0 | 0 | 0 | 0 | 0 | 0 | 0 | 0 | 0 | 0
2150 | 90 | 3 | 31 | 2500 | 0 | 142.8571 | 1428.5714 | 83.0904 | 4154.519 | #DIV/0! |  | #DIV/0! | 18 | 2500 | 0 | 238.0952 | 0 | 55.8795 | 2793.9747 | #DIV/0! | 4154.519 | 24.8476 | 30.0538 | 24.8476 | 5.5916 | 21908.6476 | 21910.256 | 4148.9274 | 35.0538 | 35.0564 | 35.0538 | 35 | 1 | 1 | 0 | 7.2 | 1 | 7.2 | 4148.9274 | 18 | 0 | 0 | 0 | 0 | 0 | 0 | 0 | 0 | 0 | 0 | 0 | 0 | 0
2151 | 90 | 3 | 31 | 2500 | 0 | 142.8571 | 1428.5714 | 83.0904 | 4154.519 | #DIV/0! |  | #DIV/0! | 18 | 2500 | 0 | 238.0952 | 0 | 55.8795 | 2793.9747 | #DIV/0! | 4154.519 | 24.8476 | 30.0564 | 24.8476 | 5.8589 | 21910.256 | 21911.5972 | 4148.6601 | 35.0564 | 35.0586 | 35.0564 | 35 | 1 | 1 | 0 | 7.2 | 1 | 7.2 | 4148.6601 | 18 | 0 | 0 | 0 | 0 | 0 | 0 | 0 | 0 | 0 | 0 | 0 | 0 | 0
2152 | 90 | 3 | 31 | 2500 | 0 | 142.8571 | 1428.5714 | 83.0904 | 4154.519 | #DIV/0! |  | #DIV/0! | 18 | 2500 | 0 | 238.0952 | 0 | 55.8795 | 2793.9747 | #DIV/0! | 4154.519 | 24.8476 | 30.0586 | 24.8476 | 6.0817 | 21911.5972 | 21912.7154 | 4148.4372 | 35.0586 | 35.0603 | 35.0586 | 35 | 1 | 1 | 0 | 7.2 | 1 | 7.2 | 4148.4372 | 18 | 0 | 0 | 0 | 0 | 0 | 0 | 0 | 0 | 0 | 0 | 0 | 0 | 0
2153 | 90 | 3 | 31 | 2500 | 0 | 142.8571 | 0 | 53.9359 | 2696.793 | #DIV/0! |  | #DIV/0! | 18 | 2500 | 3857.1429 | 238.0952 | 0 | 134.5967 | 6729.8348 | #DIV/0! | 2696.793 | 16.1291 | 30.0603 | 16.1291 | 4.0684 | 21912.7154 | 21915.847 | 2692.7246 | 35.0603 | 35.0654 | 35.0603 | 35 | 1 | 1 | 0 | 7.2 | 1 | 7.2 | 2692.7246 | 18 | 0 | 0 | 0 | 0 | 0 | 0 | 0 | 0 | 0 | 0 | 0 | 0 | 0
2154 | 90 | 3 | 31 | 2500 | 3214.2857 | 142.8571 | 0 | 119.5335 | 5976.6764 | #DIV/0! |  | #DIV/0! | 18 | 2500 | 6428.5714 | 238.0952 | 0 | 187.0748 | 9353.7415 | #DIV/0! | 5976.6764 | 35.7457 | 30.0654 | 35.7457 | 9.7652 | 21915.847 | 21913.2818 | 5966.9112 | 35.0654 | 35.0613 | 35.0654 | 35 | 1 | 1 | 0 | 7.2 | 1 | 7.2 | 5966.9112 | 18 | 0 | 0 | 0 | 0 | 0 | 0 | 0 | 0 | 0 | 0 | 0 | 0 | 0
2155 | 90 | 3 | 31 | 2500 | 6428.5714 | 142.8571 | 0 | 185.1312 | 9256.5598 | #DIV/0! |  | #DIV/0! | 18 | 2500 | 6428.5714 | 238.0952 | 2000 | 227.8912 | 11394.5578 | #DIV/0! | 9256.5598 | 55.3622 | 30.0613 | 55.3622 | 14.1743 | 21913.2818 | 21906.3075 | 9242.3854 | 35.0613 | 35.0501 | 35.0613 | 35 | 1 | 1 | 0 | 7.2 | 1 | 7.2 | 9242.3854 | 18 | 0 | 0 | 0 | 0 | 0 | 0 | 0 | 0 | 0 | 0 | 0 | 0 | 0
2156 | 90 | 3 | 31 | 2500 | 6428.5714 | 142.8571 | 0 | 185.1312 | 9256.5598 | #DIV/0! |  | #DIV/0! | 18 | 2500 | 6428.5714 | 238.0952 | 2000 | 227.8912 | 11394.5578 | #DIV/0! | 9256.5598 | 55.3622 | 30.0501 | 55.3622 | 11.592 | 21906.3075 | 21901.9155 | 9244.9678 | 35.0501 | 35.0431 | 35.0501 | 35 | 1 | 1 | 0 | 7.2 | 1 | 7.2 | 9244.9678 | 18 | 0 | 0 | 0 | 0 | 0 | 0 | 0 | 0 | 0 | 0 | 0 | 0 | 0
2157 | 90 | 3 | 31 | 2500 | 6428.5714 | 142.8571 | 0 | 185.1312 | 9256.5598 | #DIV/0! |  | #DIV/0! | 18 | 2500 | 2571.4286 | 238.0952 | 2000 | 149.174 | 7458.6978 | #DIV/0! | 9256.5598 | 55.3622 | 30.0431 | 55.3622 | 9.9658 | 21901.9155 | 21899.1497 | 9246.594 | 35.0431 | 35.0386 | 35.0431 | 35 | 1 | 1 | 0 | 7.2 | 1 | 7.2 | 9246.594 | 18 | 0 | 0 | 0 | 0 | 0 | 0 | 0 | 0 | 0 | 0 | 0 | 0 | 0
2158 | 90 | 3 | 31 | 2500 | 3214.2857 | 142.8571 | 0 | 119.5335 | 5976.6764 | #DIV/0! |  | #DIV/0! | 18 | 2500 | 0 | 238.0952 | 2000 | 96.6958 | 4834.7911 | #DIV/0! | 5976.6764 | 35.7457 | 30.0386 | 35.7457 | 5.7734 | 21899.1497 | 21900.5763 | 5970.903 | 35.0386 | 35.0409 | 35.0386 | 35 | 1 | 1 | 0 | 7.2 | 1 | 7.2 | 5970.903 | 18 | 0 | 0 | 0 | 0 | 0 | 0 | 0 | 0 | 0 | 0 | 0 | 0 | 0
2159 | 90 | 3 | 32 | 2500 | 0 | 142.8571 | 0 | 53.9359 | 2696.793 | #DIV/0! |  | #DIV/0! | 18 | 2500 | 0 | 238.0952 | 2000 | 96.6958 | 4834.7911 | #DIV/0! | 2696.793 | 16.1291 | 30.0409 | 16.1291 | 2.759 | 21900.5763 | 21905.0173 | 2694.034 | 35.0409 | 35.048 | 35.0409 | 35 | 1 | 1 | 0 | 7.2 | 1 | 7.2 | 2694.034 | 18 | 0 | 0 | 0 | 0 | 0 | 0 | 0 | 0 | 0 | 0 | 0 | 0 | 0
2160 | 91 | 4 | 1 | 2380.9524 | 0 | 119.0476 | 0 | 51.0204 | 2551.0204 | #DIV/0! |  | #DIV/0! | 18 | 0 | 0 | 238.0952 | 2000 | 45.6754 | 2283.7707 | #DIV/0! | 2551.0204 | 15.2573 | 30.048 | 15.2573 | 3.063 | 21905.0173 | 21909.1544 | 2547.9574 | 35.048 | 35.0546 | 35.048 | 35 | 1 | 1 | 0 | 7.2 | 1 | 7.2 | 2547.9574 | 18 | 0 | 0 | 0 | 0 | 0 | 0 | 0 | 0 | 0 | 0 | 0 | 0 | 0
2161 | 91 | 4 | 1 | 2380.9524 | 0 | 119.0476 | 0 | 51.0204 | 2551.0204 | #DIV/0! |  | #DIV/0! | 18 | 0 | 0 | 238.0952 | 2000 | 45.6754 | 2283.7707 | #DIV/0! | 2551.0204 | 15.2573 | 30.0546 | 15.2573 | 3.4851 | 21909.1544 | 21912.8692 | 2547.5353 | 35.0546 | 35.0606 | 35.0546 | 35 | 1 | 1 | 0 | 7.2 | 1 | 7.2 | 2547.5353 | 18 | 0 | 0 | 0 | 0 | 0 | 0 | 0 | 0 | 0 | 0 | 0 | 0 | 0
2162 | 91 | 4 | 1 | 2380.9524 | 0 | 119.0476 | 0 | 51.0204 | 2551.0204 | #DIV/0! |  | #DIV/0! | 18 | 0 | 0 | 238.0952 | 2000 | 45.6754 | 2283.7707 | #DIV/0! | 2551.0204 | 15.2573 | 30.0606 | 15.2573 | 3.8642 | 21912.8692 | 21916.205 | 2547.1562 | 35.0606 | 35.0659 | 35.0606 | 35 | 1 | 1 | 0 | 7.2 | 1 | 7.2 | 2547.1562 | 18 | 0 | 0 | 0 | 0 | 0 | 0 | 0 | 0 | 0 | 0 | 0 | 0 | 0
2163 | 91 | 4 | 1 | 2380.9524 | 0 | 119.0476 | 0 | 51.0204 | 2551.0204 | #DIV/0! |  | #DIV/0! | 18 | 0 | 0 | 238.0952 | 2000 | 45.6754 | 2283.7707 | #DIV/0! | 2551.0204 | 15.2573 | 30.0659 | 15.2573 | 4.2046 | 21916.205 | 21919.2004 | 2546.8158 | 35.0659 | 35.0707 | 35.0659 | 35 | 1 | 1 | 0 | 7.2 | 1 | 7.2 | 2546.8158 | 18 | 0 | 0 | 0 | 0 | 0 | 0 | 0 | 0 | 0 | 0 | 0 | 0 | 0
2164 | 91 | 4 | 1 | 2380.9524 | 0 | 119.0476 | 0 | 51.0204 | 2551.0204 | #DIV/0! |  | #DIV/0! | 18 | 0 | 0 | 238.0952 | 0 | 4.8591 | 242.9543 | #DIV/0! | 2551.0204 | 15.2573 | 30.0707 | 15.2573 | 4.5102 | 21919.2004 | 21921.8902 | 2546.5102 | 35.0707 | 35.075 | 35.0707 | 35 | 1 | 1 | 0 | 7.2 | 1 | 7.2 | 2546.5102 | 18 | 0 | 0 | 0 | 0 | 0 | 0 | 0 | 0 | 0 | 0 | 0 | 0 | 0
2165 | 91 | 4 | 1 | 2380.9524 | 1821.4286 | 119.0476 | 0 | 88.1924 | 4409.621 | #DIV/0! |  | #DIV/0! | 18 | 0 | 0 | 238.0952 | 0 | 4.8591 | 242.9543 | #DIV/0! | 4409.621 | 26.3733 | 30.075 | 26.3733 | 8.2707 | 21921.8902 | 21920.8195 | 4401.3503 | 35.075 | 35.0733 | 35.075 | 35 | 1 | 1 | 0 | 7.2 | 1 | 7.2 | 4401.3503 | 18 | 0 | 0 | 0 | 0 | 0 | 0 | 0 | 0 | 0 | 0 | 0 | 0 | 0
2166 | 91 | 4 | 1 | 2380.9524 | 3035.7143 | 119.0476 | 0 | 112.9738 | 5648.688 | #DIV/0! |  | #DIV/0! | 18 | 0 | 0 | 238.0952 | 0 | 4.8591 | 242.9543 | #DIV/0! | 5648.688 | 33.784 | 30.0733 | 33.784 | 10.3528 | 21920.8195 | 21917.6667 | 5638.3353 | 35.0733 | 35.0683 | 35.0733 | 35 | 1 | 1 | 0 | 7.2 | 1 | 7.2 | 5638.3353 | 18 | 0 | 0 | 0 | 0 | 0 | 0 | 0 | 0 | 0 | 0 | 0 | 0 | 0
2167 | 91 | 4 | 1 | 2380.9524 | 3035.7143 | 119.0476 | 857.1429 | 130.4665 | 6523.3236 | #DIV/0! |  | #DIV/0! | 18 | 0 | 0 | 238.0952 | 0 | 4.8591 | 242.9543 | #DIV/0! | 6523.3236 | 39.0151 | 30.0683 | 39.0151 | 11.1331 | 21917.6667 | 21913.7335 | 6512.1905 | 35.0683 | 35.062 | 35.0683 | 35 | 1 | 1 | 0 | 7.2 | 1 | 7.2 | 6512.1905 | 18 | 0 | 0 | 0 | 0 | 0 | 0 | 0 | 0 | 0 | 0 | 0 | 0 | 0
2168 | 91 | 4 | 1 | 2380.9524 | 3035.7143 | 119.0476 | 857.1429 | 130.4665 | 6523.3236 | #DIV/0! |  | #DIV/0! | 18 | 0 | 0 | 238.0952 | 0 | 4.8591 | 242.9543 | #DIV/0! | 6523.3236 | 39.0151 | 30.062 | 39.0151 | 10.1069 | 21913.7335 | 21910.8267 | 6513.2168 | 35.062 | 35.0573 | 35.062 | 35 | 1 | 1 | 0 | 7.2 | 1 | 7.2 | 6513.2168 | 18 | 0 | 0 | 0 | 0 | 0 | 0 | 0 | 0 | 0 | 0 | 0 | 0 | 0
2169 | 91 | 4 | 1 | 2380.9524 | 1214.2857 | 119.0476 | 857.1429 | 93.2945 | 4664.723 | #DIV/0! |  | #DIV/0! | 18 | 0 | 0 | 238.0952 | 0 | 4.8591 | 242.9543 | #DIV/0! | 4664.723 | 27.8991 | 30.0573 | 27.8991 | 6.6849 | 21910.8267 | 21911.3418 | 4658.0382 | 35.0573 | 35.0581 | 35.0573 | 35 | 1 | 1 | 0 | 7.2 | 1 | 7.2 | 4658.0382 | 18 | 0 | 0 | 0 | 0 | 0 | 0 | 0 | 0 | 0 | 0 | 0 | 0 | 0
2170 | 91 | 4 | 1 | 2380.9524 | 0 | 119.0476 | 857.1429 | 68.5131 | 3425.656 | #DIV/0! |  | #DIV/0! | 18 | 0 | 0 | 238.0952 | 0 | 4.8591 | 242.9543 | #DIV/0! | 3425.656 | 20.4884 | 30.0581 | 20.4884 | 4.9798 | 21911.3418 | 21913.562 | 3420.6762 | 35.0581 | 35.0617 | 35.0581 | 35 | 1 | 1 | 0 | 7.2 | 1 | 7.2 | 3420.6762 | 18 | 0 | 0 | 0 | 0 | 0 | 0 | 0 | 0 | 0 | 0 | 0 | 0 | 0
2171 | 91 | 4 | 1 | 2380.9524 | 0 | 119.0476 | 857.1429 | 68.5131 | 3425.656 | #DIV/0! |  | #DIV/0! | 18 | 0 | 0 | 0 | 0 | 0 | 0 | 0 | 3425.656 | 20.4884 | 30.0617 | 20.4884 | 5.284 | 21913.562 | 21915.478 | 3420.372 | 35.0617 | 35.0648 | 35.0617 | 35 | 1 | 1 | 0 | 7.2 | 1 | 7.2 | 3420.372 | 18 | 0 | 0 | 0 | 0 | 0 | 0 | 0 | 0 | 0 | 0 | 0 | 0 | 0
2172 | 91 | 4 | 1 | 2380.9524 | 0 | 119.0476 | 857.1429 | 68.5131 | 3425.656 | #DIV/0! |  | #DIV/0! | 18 | 0 | 0 | 0 | 0 | 0 | 0 | 0 | 3425.656 | 20.4884 | 30.0648 | 20.4884 | 5.5466 | 21915.478 | 21917.1315 | 3420.1094 | 35.0648 | 35.0674 | 35.0648 | 35 | 1 | 1 | 0 | 7.2 | 1 | 7.2 | 3420.1094 | 18 | 0 | 0 | 0 | 0 | 0 | 0 | 0 | 0 | 0 | 0 | 0 | 0 | 0
2173 | 91 | 4 | 1 | 2380.9524 | 0 | 119.0476 | 857.1429 | 68.5131 | 3425.656 | #DIV/0! |  | #DIV/0! | 18 | 0 | 0 | 0 | 0 | 0 | 0 | 0 | 3425.656 | 20.4884 | 30.0674 | 20.4884 | 5.7731 | 21917.1315 | 21918.5584 | 3419.8829 | 35.0674 | 35.0697 | 35.0674 | 35 | 1 | 1 | 0 | 7.2 | 1 | 7.2 | 3419.8829 | 18 | 0 | 0 | 0 | 0 | 0 | 0 | 0 | 0 | 0 | 0 | 0 | 0 | 0
2174 | 91 | 4 | 1 | 2380.9524 | 0 | 119.0476 | 857.1429 | 68.5131 | 3425.656 | #DIV/0! |  | #DIV/0! | 18 | 0 | 0 | 0 | 0 | 0 | 0 | 0 | 3425.656 | 20.4884 | 30.0697 | 20.4884 | 5.9686 | 21918.5584 | 21919.7897 | 3419.6873 | 35.0697 | 35.0717 | 35.0697 | 35 | 1 | 1 | 0 | 7.2 | 1 | 7.2 | 3419.6873 | 18 | 0 | 0 | 0 | 0 | 0 | 0 | 0 | 0 | 0 | 0 | 0 | 0 | 0
2175 | 91 | 4 | 1 | 2380.9524 | 0 | 119.0476 | 857.1429 | 68.5131 | 3425.656 | #DIV/0! |  | #DIV/0! | 18 | 0 | 0 | 0 | 0 | 0 | 0 | 0 | 3425.656 | 20.4884 | 30.0717 | 20.4884 | 6.1374 | 21919.7897 | 21920.8523 | 3419.5186 | 35.0717 | 35.0734 | 35.0717 | 35 | 1 | 1 | 0 | 7.2 | 1 | 7.2 | 3419.5186 | 18 | 0 | 0 | 0 | 0 | 0 | 0 | 0 | 0 | 0 | 0 | 0 | 0 | 0
2176 | 91 | 4 | 1 | 2380.9524 | 0 | 119.0476 | 857.1429 | 68.5131 | 3425.656 | #DIV/0! |  | #DIV/0! | 18 | 0 | 0 | 0 | 0 | 0 | 0 | 0 | 3425.656 | 20.4884 | 30.0734 | 20.4884 | 6.283 | 21920.8523 | 21921.7694 | 3419.373 | 35.0734 | 35.0748 | 35.0734 | 35 | 1 | 1 | 0 | 7.2 | 1 | 7.2 | 3419.373 | 18 | 0 | 0 | 0 | 0 | 0 | 0 | 0 | 0 | 0 | 0 | 0 | 0 | 0
2177 | 91 | 4 | 1 | 2380.9524 | 0 | 119.0476 | 0 | 51.0204 | 2551.0204 | #DIV/0! |  | #DIV/0! | 18 | 0 | 0 | 0 | 0 | 0 | 0 | 0 | 2551.0204 | 15.2573 | 30.0748 | 15.2573 | 4.7724 | 21921.7694 | 21924.197 | 2546.248 | 35.0748 | 35.0787 | 35.0748 | 35 | 1 | 1 | 0 | 7.2 | 1 | 7.2 | 2546.248 | 18 | 0 | 0 | 0 | 0 | 0 | 0 | 0 | 0 | 0 | 0 | 0 | 0 | 0
2178 | 91 | 4 | 1 | 2380.9524 | 1517.8571 | 119.0476 | 0 | 81.9971 | 4099.8542 | #DIV/0! |  | #DIV/0! | 18 | 0 | 0 | 0 | 0 | 0 | 0 | 0 | 4099.8542 | 24.5207 | 30.0787 | 24.5207 | 8.068 | 21924.197 | 21923.329 | 4091.7862 | 35.0787 | 35.0773 | 35.0787 | 35 | 1 | 1 | 0 | 7.2 | 1 | 7.2 | 4091.7862 | 18 | 0 | 0 | 0 | 0 | 0 | 0 | 0 | 0 | 0 | 0 | 0 | 0 | 0
2179 | 91 | 4 | 1 | 2380.9524 | 3035.7143 | 119.0476 | 0 | 112.9738 | 5648.688 | #DIV/0! |  | #DIV/0! | 18 | 0 | 0 | 0 | 0 | 0 | 0 | 0 | 5648.688 | 33.784 | 30.0773 | 33.784 | 10.9198 | 21923.329 | 21919.6092 | 5637.7682 | 35.0773 | 35.0714 | 35.0773 | 35 | 1 | 1 | 0 | 7.2 | 1 | 7.2 | 5637.7682 | 18 | 0 | 0 | 0 | 0 | 0 | 0 | 0 | 0 | 0 | 0 | 0 | 0 | 0
2180 | 91 | 4 | 1 | 2380.9524 | 3035.7143 | 119.0476 | 0 | 112.9738 | 5648.688 | #DIV/0! |  | #DIV/0! | 18 | 0 | 0 | 0 | 0 | 0 | 0 | 0 | 5648.688 | 33.784 | 30.0714 | 33.784 | 10.0793 | 21919.6092 | 21916.7298 | 5638.6087 | 35.0714 | 35.0668 | 35.0714 | 35 | 1 | 1 | 0 | 7.2 | 1 | 7.2 | 5638.6087 | 18 | 0 | 0 | 0 | 0 | 0 | 0 | 0 | 0 | 0 | 0 | 0 | 0 | 0
2181 | 91 | 4 | 1 | 2380.9524 | 3035.7143 | 119.0476 | 0 | 112.9738 | 5648.688 | #DIV/0! |  | #DIV/0! | 18 | 0 | 0 | 0 | 0 | 0 | 0 | 0 | 5648.688 | 33.784 | 30.0668 | 33.784 | 9.4288 | 21916.7298 | 21914.5011 | 5639.2593 | 35.0668 | 35.0632 | 35.0668 | 35 | 1 | 1 | 0 | 7.2 | 1 | 7.2 | 5639.2593 | 18 | 0 | 0 | 0 | 0 | 0 | 0 | 0 | 0 | 0 | 0 | 0 | 0 | 0
2182 | 91 | 4 | 1 | 2380.9524 | 1517.8571 | 119.0476 | 0 | 81.9971 | 4099.8542 | #DIV/0! |  | #DIV/0! | 18 | 0 | 0 | 0 | 0 | 0 | 0 | 0 | 4099.8542 | 24.5207 | 30.0632 | 24.5207 | 6.4779 | 21914.5011 | 21915.2231 | 4093.3763 | 35.0632 | 35.0644 | 35.0632 | 35 | 1 | 1 | 0 | 7.2 | 1 | 7.2 | 4093.3763 | 18 | 0 | 0 | 0 | 0 | 0 | 0 | 0 | 0 | 0 | 0 | 0 | 0 | 0
2183 | 91 | 4 | 2 | 2380.9524 | 0 | 119.0476 | 0 | 51.0204 | 2551.0204 | #DIV/0! |  | #DIV/0! | 18 | 0 | 0 | 0 | 0 | 0 | 0 | 0 | 2551.0204 | 15.2573 | 30.0644 | 15.2573 | 4.1044 | 21915.2231 | 21918.3187 | 2546.916 | 35.0644 | 35.0693 | 35.0644 | 35 | 1 | 1 | 0 | 7.2 | 1 | 7.2 | 2546.916 | 18 | 0 | 0 | 0 | 0 | 0 | 0 | 0 | 0 | 0 | 0 | 0 | 0 | 0
2184 | 92 | 4 | 2 | 2380.9524 | 0 | 119.0476 | 0 | 51.0204 | 2551.0204 | #DIV/0! |  | #DIV/0! | 18 | 0 | 0 | 238.0952 | 2000 | 45.6754 | 2283.7707 | #DIV/0! | 2551.0204 | 15.2573 | 30.0693 | 15.2573 | 4.4203 | 21918.3187 | 21921.0985 | 2546.6001 | 35.0693 | 35.0738 | 35.0693 | 35 | 1 | 1 | 0 | 7.2 | 1 | 7.2 | 2546.6001 | 18 | 0 | 0 | 0 | 0 | 0 | 0 | 0 | 0 | 0 | 0 | 0 | 0 | 0
2185 | 92 | 4 | 2 | 2380.9524 | 0 | 119.0476 | 0 | 51.0204 | 2551.0204 | #DIV/0! |  | #DIV/0! | 18 | 0 | 0 | 238.0952 | 2000 | 45.6754 | 2283.7707 | #DIV/0! | 2551.0204 | 15.2573 | 30.0738 | 15.2573 | 4.7039 | 21921.0985 | 21923.5945 | 2546.3165 | 35.0738 | 35.0778 | 35.0738 | 35 | 1 | 1 | 0 | 7.2 | 1 | 7.2 | 2546.3165 | 18 | 0 | 0 | 0 | 0 | 0 | 0 | 0 | 0 | 0 | 0 | 0 | 0 | 0
2186 | 92 | 4 | 2 | 2380.9524 | 0 | 119.0476 | 0 | 51.0204 | 2551.0204 | #DIV/0! |  | #DIV/0! | 18 | 0 | 0 | 238.0952 | 2000 | 45.6754 | 2283.7707 | #DIV/0! | 2551.0204 | 15.2573 | 30.0778 | 15.2573 | 4.9586 | 21923.5945 | 21925.8359 | 2546.0618 | 35.0778 | 35.0813 | 35.0778 | 35 | 1 | 1 | 0 | 7.2 | 1 | 7.2 | 2546.0618 | 18 | 0 | 0 | 0 | 0 | 0 | 0 | 0 | 0 | 0 | 0 | 0 | 0 | 0
2187 | 92 | 4 | 2 | 2380.9524 | 0 | 119.0476 | 0 | 51.0204 | 2551.0204 | #DIV/0! |  | #DIV/0! | 18 | 0 | 0 | 238.0952 | 2000 | 45.6754 | 2283.7707 | #DIV/0! | 2551.0204 | 15.2573 | 30.0813 | 15.2573 | 5.1873 | 21925.8359 | 21927.8486 | 2545.8331 | 35.0813 | 35.0846 | 35.0813 | 35 | 1 | 1 | 0 | 7.2 | 1 | 7.2 | 2545.8331 | 18 | 0 | 0 | 0 | 0 | 0 | 0 | 0 | 0 | 0 | 0 | 0 | 0 | 0
2188 | 92 | 4 | 2 | 2380.9524 | 0 | 119.0476 | 0 | 51.0204 | 2551.0204 | #DIV/0! |  | #DIV/0! | 18 | 0 | 0 | 238.0952 | 0 | 4.8591 | 242.9543 | #DIV/0! | 2551.0204 | 15.2573 | 30.0846 | 15.2573 | 5.3927 | 21927.8486 | 21929.6559 | 2545.6277 | 35.0846 | 35.0874 | 35.0846 | 35 | 1 | 1 | 0 | 7.2 | 1 | 7.2 | 2545.6277 | 18 | 0 | 0 | 0 | 0 | 0 | 0 | 0 | 0 | 0 | 0 | 0 | 0 | 0
2189 | 92 | 4 | 2 | 2380.9524 | 1821.4286 | 119.0476 | 0 | 88.1924 | 4409.621 | #DIV/0! |  | #DIV/0! | 18 | 0 | 0 | 238.0952 | 0 | 4.8591 | 242.9543 | #DIV/0! | 4409.621 | 26.3733 | 30.0874 | 26.3733 | 9.6405 | 21929.6559 | 21927.2154 | 4399.9805 | 35.0874 | 35.0835 | 35.0874 | 35 | 1 | 1 | 0 | 7.2 | 1 | 7.2 | 4399.9805 | 18 | 0 | 0 | 0 | 0 | 0 | 0 | 0 | 0 | 0 | 0 | 0 | 0 | 0
2190 | 92 | 4 | 2 | 2380.9524 | 3035.7143 | 119.0476 | 0 | 112.9738 | 5648.688 | #DIV/0! |  | #DIV/0! | 18 | 0 | 0 | 238.0952 | 0 | 4.8591 | 242.9543 | #DIV/0! | 5648.688 | 33.784 | 30.0835 | 33.784 | 11.7979 | 21927.2154 | 21922.6175 | 5636.8901 | 35.0835 | 35.0762 | 35.0835 | 35 | 1 | 1 | 0 | 7.2 | 1 | 7.2 | 5636.8901 | 18 | 0 | 0 | 0 | 0 | 0 | 0 | 0 | 0 | 0 | 0 | 0 | 0 | 0
2191 | 92 | 4 | 2 | 2380.9524 | 3035.7143 | 119.0476 | 857.1429 | 130.4665 | 6523.3236 | #DIV/0! |  | #DIV/0! | 18 | 0 | 0 | 238.0952 | 0 | 4.8591 | 242.9543 | #DIV/0! | 6523.3236 | 39.0151 | 30.0762 | 39.0151 | 12.425 | 21922.6175 | 21917.3925 | 6510.8987 | 35.0762 | 35.0678 | 35.0762 | 35 | 1 | 1 | 0 | 7.2 | 1 | 7.2 | 6510.8987 | 18 | 0 | 0 | 0 | 0 | 0 | 0 | 0 | 0 | 0 | 0 | 0 | 0 | 0
2192 | 92 | 4 | 2 | 2380.9524 | 3035.7143 | 119.0476 | 857.1429 | 130.4665 | 6523.3236 | #DIV/0! |  | #DIV/0! | 18 | 0 | 0 | 238.0952 | 0 | 4.8591 | 242.9543 | #DIV/0! | 6523.3236 | 39.0151 | 30.0678 | 39.0151 | 11.0616 | 21917.3925 | 21913.5309 | 6512.262 | 35.0678 | 35.0616 | 35.0678 | 35 | 1 | 1 | 0 | 7.2 | 1 | 7.2 | 6512.262 | 18 | 0 | 0 | 0 | 0 | 0 | 0 | 0 | 0 | 0 | 0 | 0 | 0 | 0
2193 | 92 | 4 | 2 | 2380.9524 | 1214.2857 | 119.0476 | 857.1429 | 93.2945 | 4664.723 | #DIV/0! |  | #DIV/0! | 18 | 0 | 0 | 238.0952 | 0 | 4.8591 | 242.9543 | #DIV/0! | 4664.723 | 27.8991 | 30.0616 | 27.8991 | 7.1894 | 21913.5309 | 21913.5415 | 4657.5336 | 35.0616 | 35.0617 | 35.0616 | 35 | 1 | 1 | 0 | 7.2 | 1 | 7.2 | 4657.5336 | 18 | 0 | 0 | 0 | 0 | 0 | 0 | 0 | 0 | 0 | 0 | 0 | 0 | 0
2194 | 92 | 4 | 2 | 2380.9524 | 0 | 119.0476 | 857.1429 | 68.5131 | 3425.656 | #DIV/0! |  | #DIV/0! | 18 | 0 | 0 | 238.0952 | 0 | 4.8591 | 242.9543 | #DIV/0! | 3425.656 | 20.4884 | 30.0617 | 20.4884 | 5.2812 | 21913.5415 | 21915.4603 | 3420.3748 | 35.0617 | 35.0647 | 35.0617 | 35 | 1 | 1 | 0 | 7.2 | 1 | 7.2 | 3420.3748 | 18 | 0 | 0 | 0 | 0 | 0 | 0 | 0 | 0 | 0 | 0 | 0 | 0 | 0
2195 | 92 | 4 | 2 | 2380.9524 | 0 | 119.0476 | 857.1429 | 68.5131 | 3425.656 | #DIV/0! |  | #DIV/0! | 18 | 0 | 0 | 0 | 0 | 0 | 0 | 0 | 3425.656 | 20.4884 | 30.0647 | 20.4884 | 5.5441 | 21915.4603 | 21917.1161 | 3420.1119 | 35.0647 | 35.0674 | 35.0647 | 35 | 1 | 1 | 0 | 7.2 | 1 | 7.2 | 3420.1119 | 18 | 0 | 0 | 0 | 0 | 0 | 0 | 0 | 0 | 0 | 0 | 0 | 0 | 0
2196 | 92 | 4 | 2 | 2380.9524 | 0 | 119.0476 | 857.1429 | 68.5131 | 3425.656 | #DIV/0! |  | #DIV/0! | 18 | 0 | 0 | 0 | 0 | 0 | 0 | 0 | 3425.656 | 20.4884 | 30.0674 | 20.4884 | 5.771 | 21917.1161 | 21918.5451 | 3419.885 | 35.0674 | 35.0697 | 35.0674 | 35 | 1 | 1 | 0 | 7.2 | 1 | 7.2 | 3419.885 | 18 | 0 | 0 | 0 | 0 | 0 | 0 | 0 | 0 | 0 | 0 | 0 | 0 | 0
2197 | 92 | 4 | 2 | 2380.9524 | 0 | 119.0476 | 857.1429 | 68.5131 | 3425.656 | #DIV/0! |  | #DIV/0! | 18 | 0 | 0 | 0 | 0 | 0 | 0 | 0 | 3425.656 | 20.4884 | 30.0697 | 20.4884 | 5.9668 | 21918.5451 | 21919.7783 | 3419.6892 | 35.0697 | 35.0716 | 35.0697 | 35 | 1 | 1 | 0 | 7.2 | 1 | 7.2 | 3419.6892 | 18 | 0 | 0 | 0 | 0 | 0 | 0 | 0 | 0 | 0 | 0 | 0 | 0 | 0
2198 | 92 | 4 | 2 | 2380.9524 | 0 | 119.0476 | 857.1429 | 68.5131 | 3425.656 | #DIV/0! |  | #DIV/0! | 18 | 0 | 0 | 0 | 0 | 0 | 0 | 0 | 3425.656 | 20.4884 | 30.0716 | 20.4884 | 6.1358 | 21919.7783 | 21920.8425 | 3419.5202 | 35.0716 | 35.0733 | 35.0716 | 35 | 1 | 1 | 0 | 7.2 | 1 | 7.2 | 3419.5202 | 18 | 0 | 0 | 0 | 0 | 0 | 0 | 0 | 0 | 0 | 0 | 0 | 0 | 0
2199 | 92 | 4 | 2 | 2380.9524 | 0 | 119.0476 | 857.1429 | 68.5131 | 3425.656 | #DIV/0! |  | #DIV/0! | 18 | 0 | 0 | 0 | 0 | 0 | 0 | 0 | 3425.656 | 20.4884 | 30.0733 | 20.4884 | 6.2816 | 21920.8425 | 21921.7609 | 3419.3744 | 35.0733 | 35.0748 | 35.0733 | 35 | 1 | 1 | 0 | 7.2 | 1 | 7.2 | 3419.3744 | 18 | 0 | 0 | 0 | 0 | 0 | 0 | 0 | 0 | 0 | 0 | 0 | 0 | 0
2200 | 92 | 4 | 2 | 2380.9524 | 0 | 119.0476 | 857.1429 | 68.5131 | 3425.656 | #DIV/0! |  | #DIV/0! | 18 | 0 | 0 | 0 | 0 | 0 | 0 | 0 | 3425.656 | 20.4884 | 30.0748 | 20.4884 | 6.4075 | 21921.7609 | 21922.5534 | 3419.2485 | 35.0748 | 35.0761 | 35.0748 | 35 | 1 | 1 | 0 | 7.2 | 1 | 7.2 | 3419.2485 | 18 | 0 | 0 | 0 | 0 | 0 | 0 | 0 | 0 | 0 | 0 | 0 | 0 | 0
2201 | 92 | 4 | 2 | 2380.9524 | 0 | 119.0476 | 0 | 51.0204 | 2551.0204 | #DIV/0! |  | #DIV/0! | 18 | 0 | 0 | 0 | 0 | 0 | 0 | 0 | 2551.0204 | 15.2573 | 30.0761 | 15.2573 | 4.8524 | 21922.5534 | 21924.901 | 2546.168 | 35.0761 | 35.0798 | 35.0761 | 35 | 1 | 1 | 0 | 7.2 | 1 | 7.2 | 2546.168 | 18 | 0 | 0 | 0 | 0 | 0 | 0 | 0 | 0 | 0 | 0 | 0 | 0 | 0
2202 | 92 | 4 | 2 | 2380.9524 | 1517.8571 | 119.0476 | 0 | 81.9971 | 4099.8542 | #DIV/0! |  | #DIV/0! | 18 | 0 | 0 | 0 | 0 | 0 | 0 | 0 | 4099.8542 | 24.5207 | 30.0798 | 24.5207 | 8.1835 | 21924.901 | 21923.9175 | 4091.6708 | 35.0798 | 35.0783 | 35.0798 | 35 | 1 | 1 | 0 | 7.2 | 1 | 7.2 | 4091.6708 | 18 | 0 | 0 | 0 | 0 | 0 | 0 | 0 | 0 | 0 | 0 | 0 | 0 | 0
2203 | 92 | 4 | 2 | 2380.9524 | 3035.7143 | 119.0476 | 0 | 112.9738 | 5648.688 | #DIV/0! |  | #DIV/0! | 18 | 0 | 0 | 0 | 0 | 0 | 0 | 0 | 5648.688 | 33.784 | 30.0783 | 33.784 | 11.0528 | 21923.9175 | 21920.0647 | 5637.6352 | 35.0783 | 35.0721 | 35.0783 | 35 | 1 | 1 | 0 | 7.2 | 1 | 7.2 | 5637.6352 | 18 | 0 | 0 | 0 | 0 | 0 | 0 | 0 | 0 | 0 | 0 | 0 | 0 | 0
2204 | 92 | 4 | 2 | 2380.9524 | 3035.7143 | 119.0476 | 0 | 112.9738 | 5648.688 | #DIV/0! |  | #DIV/0! | 18 | 0 | 0 | 0 | 0 | 0 | 0 | 0 | 5648.688 | 33.784 | 30.0721 | 33.784 | 10.1823 | 21920.0647 | 21917.0825 | 5638.5058 | 35.0721 | 35.0673 | 35.0721 | 35 | 1 | 1 | 0 | 7.2 | 1 | 7.2 | 5638.5058 | 18 | 0 | 0 | 0 | 0 | 0 | 0 | 0 | 0 | 0 | 0 | 0 | 0 | 0
2205 | 92 | 4 | 2 | 2380.9524 | 3035.7143 | 119.0476 | 0 | 112.9738 | 5648.688 | #DIV/0! |  | #DIV/0! | 18 | 0 | 0 | 0 | 0 | 0 | 0 | 0 | 5648.688 | 33.784 | 30.0673 | 33.784 | 9.5084 | 21917.0825 | 21914.774 | 5639.1796 | 35.0673 | 35.0636 | 35.0673 | 35 | 1 | 1 | 0 | 7.2 | 1 | 7.2 | 5639.1796 | 18 | 0 | 0 | 0 | 0 | 0 | 0 | 0 | 0 | 0 | 0 | 0 | 0 | 0
2206 | 92 | 4 | 2 | 2380.9524 | 1517.8571 | 119.0476 | 0 | 81.9971 | 4099.8542 | #DIV/0! |  | #DIV/0! | 18 | 0 | 0 | 0 | 0 | 0 | 0 | 0 | 4099.8542 | 24.5207 | 30.0636 | 24.5207 | 6.5227 | 21914.774 | 21915.4513 | 4093.3315 | 35.0636 | 35.0647 | 35.0636 | 35 | 1 | 1 | 0 | 7.2 | 1 | 7.2 | 4093.3315 | 18 | 0 | 0 | 0 | 0 | 0 | 0 | 0 | 0 | 0 | 0 | 0 | 0 | 0
2207 | 92 | 4 | 3 | 2380.9524 | 0 | 119.0476 | 0 | 51.0204 | 2551.0204 | #DIV/0! |  | #DIV/0! | 18 | 0 | 0 | 0 | 0 | 0 | 0 | 0 | 2551.0204 | 15.2573 | 30.0647 | 15.2573 | 4.1277 | 21915.4513 | 21918.5236 | 2546.8927 | 35.0647 | 35.0696 | 35.0647 | 35 | 1 | 1 | 0 | 7.2 | 1 | 7.2 | 2546.8927 | 18 | 0 | 0 | 0 | 0 | 0 | 0 | 0 | 0 | 0 | 0 | 0 | 0 | 0
2208 | 93 | 4 | 3 | 2380.9524 | 0 | 119.0476 | 0 | 51.0204 | 2551.0204 | #DIV/0! |  | #DIV/0! | 18 | 0 | 0 | 238.0952 | 2000 | 45.6754 | 2283.7707 | #DIV/0! | 2551.0204 | 15.2573 | 30.0696 | 15.2573 | 4.4412 | 21918.5236 | 21921.2825 | 2546.5792 | 35.0696 | 35.0741 | 35.0696 | 35 | 1 | 1 | 0 | 7.2 | 1 | 7.2 | 2546.5792 | 18 | 0 | 0 | 0 | 0 | 0 | 0 | 0 | 0 | 0 | 0 | 0 | 0 | 0
2209 | 93 | 4 | 3 | 2380.9524 | 0 | 119.0476 | 0 | 51.0204 | 2551.0204 | #DIV/0! |  | #DIV/0! | 18 | 0 | 0 | 238.0952 | 2000 | 45.6754 | 2283.7707 | #DIV/0! | 2551.0204 | 15.2573 | 30.0741 | 15.2573 | 4.7227 | 21921.2825 | 21923.7598 | 2546.2977 | 35.0741 | 35.078 | 35.0741 | 35 | 1 | 1 | 0 | 7.2 | 1 | 7.2 | 2546.2977 | 18 | 0 | 0 | 0 | 0 | 0 | 0 | 0 | 0 | 0 | 0 | 0 | 0 | 0
2210 | 93 | 4 | 3 | 2380.9524 | 0 | 119.0476 | 0 | 51.0204 | 2551.0204 | #DIV/0! |  | #DIV/0! | 18 | 0 | 0 | 238.0952 | 2000 | 45.6754 | 2283.7707 | #DIV/0! | 2551.0204 | 15.2573 | 30.078 | 15.2573 | 4.9755 | 21923.7598 | 21925.9843 | 2546.0449 | 35.078 | 35.0816 | 35.078 | 35 | 1 | 1 | 0 | 7.2 | 1 | 7.2 | 2546.0449 | 18 | 0 | 0 | 0 | 0 | 0 | 0 | 0 | 0 | 0 | 0 | 0 | 0 | 0
2211 | 93 | 4 | 3 | 2380.9524 | 0 | 119.0476 | 0 | 51.0204 | 2551.0204 | #DIV/0! |  | #DIV/0! | 18 | 0 | 0 | 238.0952 | 2000 | 45.6754 | 2283.7707 | #DIV/0! | 2551.0204 | 15.2573 | 30.0816 | 15.2573 | 5.2025 | 21925.9843 | 21927.9818 | 2545.8179 | 35.0816 | 35.0848 | 35.0816 | 35 | 1 | 1 | 0 | 7.2 | 1 | 7.2 | 2545.8179 | 18 | 0 | 0 | 0 | 0 | 0 | 0 | 0 | 0 | 0 | 0 | 0 | 0 | 0
2212 | 93 | 4 | 3 | 2380.9524 | 0 | 119.0476 | 0 | 51.0204 | 2551.0204 | #DIV/0! |  | #DIV/0! | 18 | 0 | 0 | 238.0952 | 0 | 4.8591 | 242.9543 | #DIV/0! | 2551.0204 | 15.2573 | 30.0848 | 15.2573 | 5.4063 | 21927.9818 | 21929.7755 | 2545.6141 | 35.0848 | 35.0876 | 35.0848 | 35 | 1 | 1 | 0 | 7.2 | 1 | 7.2 | 2545.6141 | 18 | 0 | 0 | 0 | 0 | 0 | 0 | 0 | 0 | 0 | 0 | 0 | 0 | 0
2213 | 93 | 4 | 3 | 2380.9524 | 1821.4286 | 119.0476 | 0 | 88.1924 | 4409.621 | #DIV/0! |  | #DIV/0! | 18 | 0 | 0 | 238.0952 | 0 | 4.8591 | 242.9543 | #DIV/0! | 4409.621 | 26.3733 | 30.0876 | 26.3733 | 9.6616 | 21929.7755 | 21927.3139 | 4399.9594 | 35.0876 | 35.0837 | 35.0876 | 35 | 1 | 1 | 0 | 7.2 | 1 | 7.2 | 4399.9594 | 18 | 0 | 0 | 0 | 0 | 0 | 0 | 0 | 0 | 0 | 0 | 0 | 0 | 0
2214 | 93 | 4 | 3 | 2380.9524 | 3035.7143 | 119.0476 | 0 | 112.9738 | 5648.688 | #DIV/0! |  | #DIV/0! | 18 | 0 | 0 | 238.0952 | 0 | 4.8591 | 242.9543 | #DIV/0! | 5648.688 | 33.784 | 30.0837 | 33.784 | 11.8202 | 21927.3139 | 21922.6937 | 5636.8678 | 35.0837 | 35.0763 | 35.0837 | 35 | 1 | 1 | 0 | 7.2 | 1 | 7.2 | 5636.8678 | 18 | 0 | 0 | 0 | 0 | 0 | 0 | 0 | 0 | 0 | 0 | 0 | 0 | 0
2215 | 93 | 4 | 3 | 2380.9524 | 3035.7143 | 119.0476 | 857.1429 | 130.4665 | 6523.3236 | #DIV/0! |  | #DIV/0! | 18 | 0 | 0 | 238.0952 | 0 | 4.8591 | 242.9543 | #DIV/0! | 6523.3236 | 39.0151 | 30.0763 | 39.0151 | 12.4449 | 21922.6937 | 21917.4489 | 6510.8788 | 35.0763 | 35.0679 | 35.0763 | 35 | 1 | 1 | 0 | 7.2 | 1 | 7.2 | 6510.8788 | 18 | 0 | 0 | 0 | 0 | 0 | 0 | 0 | 0 | 0 | 0 | 0 | 0 | 0
2216 | 93 | 4 | 3 | 2380.9524 | 3035.7143 | 119.0476 | 857.1429 | 130.4665 | 6523.3236 | #DIV/0! |  | #DIV/0! | 18 | 0 | 0 | 238.0952 | 0 | 4.8591 | 242.9543 | #DIV/0! | 6523.3236 | 39.0151 | 30.0679 | 39.0151 | 11.0763 | 21917.4489 | 21913.5726 | 6512.2473 | 35.0679 | 35.0617 | 35.0679 | 35 | 1 | 1 | 0 | 7.2 | 1 | 7.2 | 6512.2473 | 18 | 0 | 0 | 0 | 0 | 0 | 0 | 0 | 0 | 0 | 0 | 0 | 0 | 0
2217 | 93 | 4 | 3 | 2380.9524 | 1214.2857 | 119.0476 | 857.1429 | 93.2945 | 4664.723 | #DIV/0! |  | #DIV/0! | 18 | 0 | 0 | 238.0952 | 0 | 4.8591 | 242.9543 | #DIV/0! | 4664.723 | 27.8991 | 30.0617 | 27.8991 | 7.1972 | 21913.5726 | 21913.5753 | 4657.5258 | 35.0617 | 35.0617 | 35.0617 | 35 | 1 | 1 | 0 | 7.2 | 1 | 7.2 | 4657.5258 | 18 | 0 | 0 | 0 | 0 | 0 | 0 | 0 | 0 | 0 | 0 | 0 | 0 | 0
2218 | 93 | 4 | 3 | 2380.9524 | 0 | 119.0476 | 857.1429 | 68.5131 | 3425.656 | #DIV/0! |  | #DIV/0! | 18 | 0 | 0 | 238.0952 | 0 | 4.8591 | 242.9543 | #DIV/0! | 3425.656 | 20.4884 | 30.0617 | 20.4884 | 5.2858 | 21913.5753 | 21915.4895 | 3420.3701 | 35.0617 | 35.0648 | 35.0617 | 35 | 1 | 1 | 0 | 7.2 | 1 | 7.2 | 3420.3701 | 18 | 0 | 0 | 0 | 0 | 0 | 0 | 0 | 0 | 0 | 0 | 0 | 0 | 0
2219 | 93 | 4 | 3 | 2380.9524 | 0 | 119.0476 | 857.1429 | 68.5131 | 3425.656 | #DIV/0! |  | #DIV/0! | 18 | 0 | 0 | 0 | 0 | 0 | 0 | 0 | 3425.656 | 20.4884 | 30.0648 | 20.4884 | 5.5481 | 21915.4895 | 21917.1414 | 3420.1079 | 35.0648 | 35.0674 | 35.0648 | 35 | 1 | 1 | 0 | 7.2 | 1 | 7.2 | 3420.1079 | 18 | 0 | 0 | 0 | 0 | 0 | 0 | 0 | 0 | 0 | 0 | 0 | 0 | 0
2220 | 93 | 4 | 3 | 2380.9524 | 0 | 119.0476 | 857.1429 | 68.5131 | 3425.656 | #DIV/0! |  | #DIV/0! | 18 | 0 | 0 | 0 | 0 | 0 | 0 | 0 | 3425.656 | 20.4884 | 30.0674 | 20.4884 | 5.7745 | 21917.1414 | 21918.5669 | 3419.8815 | 35.0674 | 35.0697 | 35.0674 | 35 | 1 | 1 | 0 | 7.2 | 1 | 7.2 | 3419.8815 | 18 | 0 | 0 | 0 | 0 | 0 | 0 | 0 | 0 | 0 | 0 | 0 | 0 | 0
2221 | 93 | 4 | 3 | 2380.9524 | 0 | 119.0476 | 857.1429 | 68.5131 | 3425.656 | #DIV/0! |  | #DIV/0! | 18 | 0 | 0 | 0 | 0 | 0 | 0 | 0 | 3425.656 | 20.4884 | 30.0697 | 20.4884 | 5.9698 | 21918.5669 | 21919.7971 | 3419.6862 | 35.0697 | 35.0717 | 35.0697 | 35 | 1 | 1 | 0 | 7.2 | 1 | 7.2 | 3419.6862 | 18 | 0 | 0 | 0 | 0 | 0 | 0 | 0 | 0 | 0 | 0 | 0 | 0 | 0
2222 | 93 | 4 | 3 | 2380.9524 | 0 | 119.0476 | 857.1429 | 68.5131 | 3425.656 | #DIV/0! |  | #DIV/0! | 18 | 0 | 0 | 0 | 0 | 0 | 0 | 0 | 3425.656 | 20.4884 | 30.0717 | 20.4884 | 6.1384 | 21919.7971 | 21920.8587 | 3419.5176 | 35.0717 | 35.0734 | 35.0717 | 35 | 1 | 1 | 0 | 7.2 | 1 | 7.2 | 3419.5176 | 18 | 0 | 0 | 0 | 0 | 0 | 0 | 0 | 0 | 0 | 0 | 0 | 0 | 0
2223 | 93 | 4 | 3 | 2380.9524 | 0 | 119.0476 | 857.1429 | 68.5131 | 3425.656 | #DIV/0! |  | #DIV/0! | 18 | 0 | 0 | 0 | 0 | 0 | 0 | 0 | 3425.656 | 20.4884 | 30.0734 | 20.4884 | 6.2838 | 21920.8587 | 21921.7749 | 3419.3721 | 35.0734 | 35.0748 | 35.0734 | 35 | 1 | 1 | 0 | 7.2 | 1 | 7.2 | 3419.3721 | 18 | 0 | 0 | 0 | 0 | 0 | 0 | 0 | 0 | 0 | 0 | 0 | 0 | 0
2224 | 93 | 4 | 3 | 2380.9524 | 0 | 119.0476 | 857.1429 | 68.5131 | 3425.656 | #DIV/0! |  | #DIV/0! | 18 | 0 | 0 | 0 | 0 | 0 | 0 | 0 | 3425.656 | 20.4884 | 30.0748 | 20.4884 | 6.4094 | 21921.7749 | 21922.5655 | 3419.2466 | 35.0748 | 35.0761 | 35.0748 | 35 | 1 | 1 | 0 | 7.2 | 1 | 7.2 | 3419.2466 | 18 | 0 | 0 | 0 | 0 | 0 | 0 | 0 | 0 | 0 | 0 | 0 | 0 | 0
2225 | 93 | 4 | 3 | 2380.9524 | 0 | 119.0476 | 0 | 51.0204 | 2551.0204 | #DIV/0! |  | #DIV/0! | 18 | 0 | 0 | 0 | 0 | 0 | 0 | 0 | 2551.0204 | 15.2573 | 30.0761 | 15.2573 | 4.8536 | 21922.5655 | 21924.9119 | 2546.1668 | 35.0761 | 35.0799 | 35.0761 | 35 | 1 | 1 | 0 | 7.2 | 1 | 7.2 | 2546.1668 | 18 | 0 | 0 | 0 | 0 | 0 | 0 | 0 | 0 | 0 | 0 | 0 | 0 | 0
2226 | 93 | 4 | 3 | 2380.9524 | 1517.8571 | 119.0476 | 0 | 81.9971 | 4099.8542 | #DIV/0! |  | #DIV/0! | 18 | 0 | 0 | 0 | 0 | 0 | 0 | 0 | 4099.8542 | 24.5207 | 30.0799 | 24.5207 | 8.1853 | 21924.9119 | 21923.9266 | 4091.669 | 35.0799 | 35.0783 | 35.0799 | 35 | 1 | 1 | 0 | 7.2 | 1 | 7.2 | 4091.669 | 18 | 0 | 0 | 0 | 0 | 0 | 0 | 0 | 0 | 0 | 0 | 0 | 0 | 0
2227 | 93 | 4 | 3 | 2380.9524 | 3035.7143 | 119.0476 | 0 | 112.9738 | 5648.688 | #DIV/0! |  | #DIV/0! | 18 | 0 | 0 | 0 | 0 | 0 | 0 | 0 | 5648.688 | 33.784 | 30.0783 | 33.784 | 11.0548 | 21923.9266 | 21920.0718 | 5637.6332 | 35.0783 | 35.0721 | 35.0783 | 35 | 1 | 1 | 0 | 7.2 | 1 | 7.2 | 5637.6332 | 18 | 0 | 0 | 0 | 0 | 0 | 0 | 0 | 0 | 0 | 0 | 0 | 0 | 0
2228 | 93 | 4 | 3 | 2380.9524 | 3035.7143 | 119.0476 | 0 | 112.9738 | 5648.688 | #DIV/0! |  | #DIV/0! | 18 | 0 | 0 | 0 | 0 | 0 | 0 | 0 | 5648.688 | 33.784 | 30.0721 | 33.784 | 10.1839 | 21920.0718 | 21917.0879 | 5638.5042 | 35.0721 | 35.0673 | 35.0721 | 35 | 1 | 1 | 0 | 7.2 | 1 | 7.2 | 5638.5042 | 18 | 0 | 0 | 0 | 0 | 0 | 0 | 0 | 0 | 0 | 0 | 0 | 0 | 0
2229 | 93 | 4 | 3 | 2380.9524 | 3035.7143 | 119.0476 | 0 | 112.9738 | 5648.688 | #DIV/0! |  | #DIV/0! | 18 | 0 | 0 | 0 | 0 | 0 | 0 | 0 | 5648.688 | 33.784 | 30.0673 | 33.784 | 9.5097 | 21917.0879 | 21914.7783 | 5639.1784 | 35.0673 | 35.0636 | 35.0673 | 35 | 1 | 1 | 0 | 7.2 | 1 | 7.2 | 5639.1784 | 18 | 0 | 0 | 0 | 0 | 0 | 0 | 0 | 0 | 0 | 0 | 0 | 0 | 0
2230 | 93 | 4 | 3 | 2380.9524 | 1517.8571 | 119.0476 | 0 | 81.9971 | 4099.8542 | #DIV/0! |  | #DIV/0! | 18 | 0 | 0 | 0 | 0 | 0 | 0 | 0 | 4099.8542 | 24.5207 | 30.0636 | 24.5207 | 6.5234 | 21914.7783 | 21915.4549 | 4093.3308 | 35.0636 | 35.0647 | 35.0636 | 35 | 1 | 1 | 0 | 7.2 | 1 | 7.2 | 4093.3308 | 18 | 0 | 0 | 0 | 0 | 0 | 0 | 0 | 0 | 0 | 0 | 0 | 0 | 0
2231 | 93 | 4 | 4 | 2380.9524 | 0 | 119.0476 | 0 | 51.0204 | 2551.0204 | #DIV/0! |  | #DIV/0! | 18 | 0 | 0 | 0 | 0 | 0 | 0 | 0 | 2551.0204 | 15.2573 | 30.0647 | 15.2573 | 4.128 | 21915.4549 | 21918.5268 | 2546.8924 | 35.0647 | 35.0696 | 35.0647 | 35 | 1 | 1 | 0 | 7.2 | 1 | 7.2 | 2546.8924 | 18 | 0 | 0 | 0 | 0 | 0 | 0 | 0 | 0 | 0 | 0 | 0 | 0 | 0
2232 | 94 | 4 | 4 | 2380.9524 | 0 | 119.0476 | 0 | 51.0204 | 2551.0204 | #DIV/0! |  | #DIV/0! | 18 | 0 | 0 | 238.0952 | 2000 | 45.6754 | 2283.7707 | #DIV/0! | 2551.0204 | 15.2573 | 30.0696 | 15.2573 | 4.4415 | 21918.5268 | 21921.2853 | 2546.5789 | 35.0696 | 35.0741 | 35.0696 | 35 | 1 | 1 | 0 | 7.2 | 1 | 7.2 | 2546.5789 | 18 | 0 | 0 | 0 | 0 | 0 | 0 | 0 | 0 | 0 | 0 | 0 | 0 | 0
2233 | 94 | 4 | 4 | 2380.9524 | 0 | 119.0476 | 0 | 51.0204 | 2551.0204 | #DIV/0! |  | #DIV/0! | 18 | 0 | 0 | 238.0952 | 2000 | 45.6754 | 2283.7707 | #DIV/0! | 2551.0204 | 15.2573 | 30.0741 | 15.2573 | 4.723 | 21921.2853 | 21923.7623 | 2546.2974 | 35.0741 | 35.078 | 35.0741 | 35 | 1 | 1 | 0 | 7.2 | 1 | 7.2 | 2546.2974 | 18 | 0 | 0 | 0 | 0 | 0 | 0 | 0 | 0 | 0 | 0 | 0 | 0 | 0
2234 | 94 | 4 | 4 | 2380.9524 | 0 | 119.0476 | 0 | 51.0204 | 2551.0204 | #DIV/0! |  | #DIV/0! | 18 | 0 | 0 | 238.0952 | 2000 | 45.6754 | 2283.7707 | #DIV/0! | 2551.0204 | 15.2573 | 30.078 | 15.2573 | 4.9757 | 21923.7623 | 21925.9866 | 2546.0447 | 35.078 | 35.0816 | 35.078 | 35 | 1 | 1 | 0 | 7.2 | 1 | 7.2 | 2546.0447 | 18 | 0 | 0 | 0 | 0 | 0 | 0 | 0 | 0 | 0 | 0 | 0 | 0 | 0
2235 | 94 | 4 | 4 | 2380.9524 | 0 | 119.0476 | 0 | 51.0204 | 2551.0204 | #DIV/0! |  | #DIV/0! | 18 | 0 | 0 | 238.0952 | 2000 | 45.6754 | 2283.7707 | #DIV/0! | 2551.0204 | 15.2573 | 30.0816 | 15.2573 | 5.2027 | 21925.9866 | 21927.9838 | 2545.8177 | 35.0816 | 35.0848 | 35.0816 | 35 | 1 | 1 | 0 | 7.2 | 1 | 7.2 | 2545.8177 | 18 | 0 | 0 | 0 | 0 | 0 | 0 | 0 | 0 | 0 | 0 | 0 | 0 | 0
2236 | 94 | 4 | 4 | 2380.9524 | 0 | 119.0476 | 0 | 51.0204 | 2551.0204 | #DIV/0! |  | #DIV/0! | 18 | 0 | 0 | 238.0952 | 0 | 4.8591 | 242.9543 | #DIV/0! | 2551.0204 | 15.2573 | 30.0848 | 15.2573 | 5.4065 | 21927.9838 | 21929.7773 | 2545.6139 | 35.0848 | 35.0876 | 35.0848 | 35 | 1 | 1 | 0 | 7.2 | 1 | 7.2 | 2545.6139 | 18 | 0 | 0 | 0 | 0 | 0 | 0 | 0 | 0 | 0 | 0 | 0 | 0 | 0
2237 | 94 | 4 | 4 | 2380.9524 | 1821.4286 | 119.0476 | 0 | 88.1924 | 4409.621 | #DIV/0! |  | #DIV/0! | 18 | 0 | 0 | 238.0952 | 0 | 4.8591 | 242.9543 | #DIV/0! | 4409.621 | 26.3733 | 30.0876 | 26.3733 | 9.6619 | 21929.7773 | 21927.3154 | 4399.9591 | 35.0876 | 35.0837 | 35.0876 | 35 | 1 | 1 | 0 | 7.2 | 1 | 7.2 | 4399.9591 | 18 | 0 | 0 | 0 | 0 | 0 | 0 | 0 | 0 | 0 | 0 | 0 | 0 | 0
2238 | 94 | 4 | 4 | 2380.9524 | 3035.7143 | 119.0476 | 0 | 112.9738 | 5648.688 | #DIV/0! |  | #DIV/0! | 18 | 0 | 0 | 238.0952 | 0 | 4.8591 | 242.9543 | #DIV/0! | 5648.688 | 33.784 | 30.0837 | 33.784 | 11.8205 | 21927.3154 | 21922.6949 | 5636.8675 | 35.0837 | 35.0763 | 35.0837 | 35 | 1 | 1 | 0 | 7.2 | 1 | 7.2 | 5636.8675 | 18 | 0 | 0 | 0 | 0 | 0 | 0 | 0 | 0 | 0 | 0 | 0 | 0 | 0
2239 | 94 | 4 | 4 | 2380.9524 | 3035.7143 | 119.0476 | 857.1429 | 130.4665 | 6523.3236 | #DIV/0! |  | #DIV/0! | 18 | 0 | 0 | 238.0952 | 0 | 4.8591 | 242.9543 | #DIV/0! | 6523.3236 | 39.0151 | 30.0763 | 39.0151 | 12.4452 | 21922.6949 | 21917.4497 | 6510.8784 | 35.0763 | 35.0679 | 35.0763 | 35 | 1 | 1 | 0 | 7.2 | 1 | 7.2 | 6510.8784 | 18 | 0 | 0 | 0 | 0 | 0 | 0 | 0 | 0 | 0 | 0 | 0 | 0 | 0
2240 | 94 | 4 | 4 | 2380.9524 | 3035.7143 | 119.0476 | 857.1429 | 130.4665 | 6523.3236 | #DIV/0! |  | #DIV/0! | 18 | 0 | 0 | 238.0952 | 0 | 4.8591 | 242.9543 | #DIV/0! | 6523.3236 | 39.0151 | 30.0679 | 39.0151 | 11.0765 | 21917.4497 | 21913.5732 | 6512.2471 | 35.0679 | 35.0617 | 35.0679 | 35 | 1 | 1 | 0 | 7.2 | 1 | 7.2 | 6512.2471 | 18 | 0 | 0 | 0 | 0 | 0 | 0 | 0 | 0 | 0 | 0 | 0 | 0 | 0
2241 | 94 | 4 | 4 | 2380.9524 | 1214.2857 | 119.0476 | 857.1429 | 93.2945 | 4664.723 | #DIV/0! |  | #DIV/0! | 18 | 0 | 0 | 238.0952 | 0 | 4.8591 | 242.9543 | #DIV/0! | 4664.723 | 27.8991 | 30.0617 | 27.8991 | 7.1973 | 21913.5732 | 21913.5759 | 4657.5257 | 35.0617 | 35.0617 | 35.0617 | 35 | 1 | 1 | 0 | 7.2 | 1 | 7.2 | 4657.5257 | 18 | 0 | 0 | 0 | 0 | 0 | 0 | 0 | 0 | 0 | 0 | 0 | 0 | 0
2242 | 94 | 4 | 4 | 2380.9524 | 0 | 119.0476 | 857.1429 | 68.5131 | 3425.656 | #DIV/0! |  | #DIV/0! | 18 | 0 | 0 | 238.0952 | 0 | 4.8591 | 242.9543 | #DIV/0! | 3425.656 | 20.4884 | 30.0617 | 20.4884 | 5.2859 | 21913.5759 | 21915.49 | 3420.3701 | 35.0617 | 35.0648 | 35.0617 | 35 | 1 | 1 | 0 | 7.2 | 1 | 7.2 | 3420.3701 | 18 | 0 | 0 | 0 | 0 | 0 | 0 | 0 | 0 | 0 | 0 | 0 | 0 | 0
2243 | 94 | 4 | 4 | 2380.9524 | 0 | 119.0476 | 857.1429 | 68.5131 | 3425.656 | #DIV/0! |  | #DIV/0! | 18 | 0 | 0 | 0 | 0 | 0 | 0 | 0 | 3425.656 | 20.4884 | 30.0648 | 20.4884 | 5.5482 | 21915.49 | 21917.1418 | 3420.1078 | 35.0648 | 35.0674 | 35.0648 | 35 | 1 | 1 | 0 | 7.2 | 1 | 7.2 | 3420.1078 | 18 | 0 | 0 | 0 | 0 | 0 | 0 | 0 | 0 | 0 | 0 | 0 | 0 | 0
2244 | 94 | 4 | 4 | 2380.9524 | 0 | 119.0476 | 857.1429 | 68.5131 | 3425.656 | #DIV/0! |  | #DIV/0! | 18 | 0 | 0 | 0 | 0 | 0 | 0 | 0 | 3425.656 | 20.4884 | 30.0674 | 20.4884 | 5.7745 | 21917.1418 | 21918.5672 | 3419.8814 | 35.0674 | 35.0697 | 35.0674 | 35 | 1 | 1 | 0 | 7.2 | 1 | 7.2 | 3419.8814 | 18 | 0 | 0 | 0 | 0 | 0 | 0 | 0 | 0 | 0 | 0 | 0 | 0 | 0
2245 | 94 | 4 | 4 | 2380.9524 | 0 | 119.0476 | 857.1429 | 68.5131 | 3425.656 | #DIV/0! |  | #DIV/0! | 18 | 0 | 0 | 0 | 0 | 0 | 0 | 0 | 3425.656 | 20.4884 | 30.0697 | 20.4884 | 5.9699 | 21918.5672 | 21919.7974 | 3419.6861 | 35.0697 | 35.0717 | 35.0697 | 35 | 1 | 1 | 0 | 7.2 | 1 | 7.2 | 3419.6861 | 18 | 0 | 0 | 0 | 0 | 0 | 0 | 0 | 0 | 0 | 0 | 0 | 0 | 0
2246 | 94 | 4 | 4 | 2380.9524 | 0 | 119.0476 | 857.1429 | 68.5131 | 3425.656 | #DIV/0! |  | #DIV/0! | 18 | 0 | 0 | 0 | 0 | 0 | 0 | 0 | 3425.656 | 20.4884 | 30.0717 | 20.4884 | 6.1384 | 21919.7974 | 21920.859 | 3419.5176 | 35.0717 | 35.0734 | 35.0717 | 35 | 1 | 1 | 0 | 7.2 | 1 | 7.2 | 3419.5176 | 18 | 0 | 0 | 0 | 0 | 0 | 0 | 0 | 0 | 0 | 0 | 0 | 0 | 0
2247 | 94 | 4 | 4 | 2380.9524 | 0 | 119.0476 | 857.1429 | 68.5131 | 3425.656 | #DIV/0! |  | #DIV/0! | 18 | 0 | 0 | 0 | 0 | 0 | 0 | 0 | 3425.656 | 20.4884 | 30.0734 | 20.4884 | 6.2839 | 21920.859 | 21921.7751 | 3419.3721 | 35.0734 | 35.0748 | 35.0734 | 35 | 1 | 1 | 0 | 7.2 | 1 | 7.2 | 3419.3721 | 18 | 0 | 0 | 0 | 0 | 0 | 0 | 0 | 0 | 0 | 0 | 0 | 0 | 0
2248 | 94 | 4 | 4 | 2380.9524 | 0 | 119.0476 | 857.1429 | 68.5131 | 3425.656 | #DIV/0! |  | #DIV/0! | 18 | 0 | 0 | 0 | 0 | 0 | 0 | 0 | 3425.656 | 20.4884 | 30.0748 | 20.4884 | 6.4094 | 21921.7751 | 21922.5657 | 3419.2466 | 35.0748 | 35.0761 | 35.0748 | 35 | 1 | 1 | 0 | 7.2 | 1 | 7.2 | 3419.2466 | 18 | 0 | 0 | 0 | 0 | 0 | 0 | 0 | 0 | 0 | 0 | 0 | 0 | 0
2249 | 94 | 4 | 4 | 2380.9524 | 0 | 119.0476 | 0 | 51.0204 | 2551.0204 | #DIV/0! |  | #DIV/0! | 18 | 0 | 0 | 0 | 0 | 0 | 0 | 0 | 2551.0204 | 15.2573 | 30.0761 | 15.2573 | 4.8536 | 21922.5657 | 21924.912 | 2546.1668 | 35.0761 | 35.0799 | 35.0761 | 35 | 1 | 1 | 0 | 7.2 | 1 | 7.2 | 2546.1668 | 18 | 0 | 0 | 0 | 0 | 0 | 0 | 0 | 0 | 0 | 0 | 0 | 0 | 0
2250 | 94 | 4 | 4 | 2380.9524 | 1517.8571 | 119.0476 | 0 | 81.9971 | 4099.8542 | #DIV/0! |  | #DIV/0! | 18 | 0 | 0 | 0 | 0 | 0 | 0 | 0 | 4099.8542 | 24.5207 | 30.0799 | 24.5207 | 8.1853 | 21924.912 | 21923.9268 | 4091.6689 | 35.0799 | 35.0783 | 35.0799 | 35 | 1 | 1 | 0 | 7.2 | 1 | 7.2 | 4091.6689 | 18 | 0 | 0 | 0 | 0 | 0 | 0 | 0 | 0 | 0 | 0 | 0 | 0 | 0
2251 | 94 | 4 | 4 | 2380.9524 | 3035.7143 | 119.0476 | 0 | 112.9738 | 5648.688 | #DIV/0! |  | #DIV/0! | 18 | 0 | 0 | 0 | 0 | 0 | 0 | 0 | 5648.688 | 33.784 | 30.0783 | 33.784 | 11.0549 | 21923.9268 | 21920.0719 | 5637.6332 | 35.0783 | 35.0721 | 35.0783 | 35 | 1 | 1 | 0 | 7.2 | 1 | 7.2 | 5637.6332 | 18 | 0 | 0 | 0 | 0 | 0 | 0 | 0 | 0 | 0 | 0 | 0 | 0 | 0
2252 | 94 | 4 | 4 | 2380.9524 | 3035.7143 | 119.0476 | 0 | 112.9738 | 5648.688 | #DIV/0! |  | #DIV/0! | 18 | 0 | 0 | 0 | 0 | 0 | 0 | 0 | 5648.688 | 33.784 | 30.0721 | 33.784 | 10.1839 | 21920.0719 | 21917.088 | 5638.5042 | 35.0721 | 35.0673 | 35.0721 | 35 | 1 | 1 | 0 | 7.2 | 1 | 7.2 | 5638.5042 | 18 | 0 | 0 | 0 | 0 | 0 | 0 | 0 | 0 | 0 | 0 | 0 | 0 | 0
2253 | 94 | 4 | 4 | 2380.9524 | 3035.7143 | 119.0476 | 0 | 112.9738 | 5648.688 | #DIV/0! |  | #DIV/0! | 18 | 0 | 0 | 0 | 0 | 0 | 0 | 0 | 5648.688 | 33.784 | 30.0673 | 33.784 | 9.5097 | 21917.088 | 21914.7783 | 5639.1784 | 35.0673 | 35.0636 | 35.0673 | 35 | 1 | 1 | 0 | 7.2 | 1 | 7.2 | 5639.1784 | 18 | 0 | 0 | 0 | 0 | 0 | 0 | 0 | 0 | 0 | 0 | 0 | 0 | 0
2254 | 94 | 4 | 4 | 2380.9524 | 1517.8571 | 119.0476 | 0 | 81.9971 | 4099.8542 | #DIV/0! |  | #DIV/0! | 18 | 0 | 0 | 0 | 0 | 0 | 0 | 0 | 4099.8542 | 24.5207 | 30.0636 | 24.5207 | 6.5234 | 21914.7783 | 21915.4549 | 4093.3308 | 35.0636 | 35.0647 | 35.0636 | 35 | 1 | 1 | 0 | 7.2 | 1 | 7.2 | 4093.3308 | 18 | 0 | 0 | 0 | 0 | 0 | 0 | 0 | 0 | 0 | 0 | 0 | 0 | 0
2255 | 94 | 4 | 5 | 2380.9524 | 0 | 119.0476 | 0 | 51.0204 | 2551.0204 | #DIV/0! |  | #DIV/0! | 18 | 0 | 0 | 0 | 0 | 0 | 0 | 0 | 2551.0204 | 15.2573 | 30.0647 | 15.2573 | 4.1281 | 21915.4549 | 21918.5269 | 2546.8924 | 35.0647 | 35.0696 | 35.0647 | 35 | 1 | 1 | 0 | 7.2 | 1 | 7.2 | 2546.8924 | 18 | 0 | 0 | 0 | 0 | 0 | 0 | 0 | 0 | 0 | 0 | 0 | 0 | 0
2256 | 95 | 4 | 5 | 2380.9524 | 0 | 119.0476 | 0 | 51.0204 | 2551.0204 | #DIV/0! |  | #DIV/0! | 18 | 0 | 0 | 238.0952 | 2000 | 45.6754 | 2283.7707 | #DIV/0! | 2551.0204 | 15.2573 | 30.0696 | 15.2573 | 4.4415 | 21918.5269 | 21921.2853 | 2546.5789 | 35.0696 | 35.0741 | 35.0696 | 35 | 1 | 1 | 0 | 7.2 | 1 | 7.2 | 2546.5789 | 18 | 0 | 0 | 0 | 0 | 0 | 0 | 0 | 0 | 0 | 0 | 0 | 0 | 0
2257 | 95 | 4 | 5 | 2380.9524 | 0 | 119.0476 | 0 | 51.0204 | 2551.0204 | #DIV/0! |  | #DIV/0! | 18 | 0 | 0 | 238.0952 | 2000 | 45.6754 | 2283.7707 | #DIV/0! | 2551.0204 | 15.2573 | 30.0741 | 15.2573 | 4.723 | 21921.2853 | 21923.7623 | 2546.2974 | 35.0741 | 35.078 | 35.0741 | 35 | 1 | 1 | 0 | 7.2 | 1 | 7.2 | 2546.2974 | 18 | 0 | 0 | 0 | 0 | 0 | 0 | 0 | 0 | 0 | 0 | 0 | 0 | 0
2258 | 95 | 4 | 5 | 2380.9524 | 0 | 119.0476 | 0 | 51.0204 | 2551.0204 | #DIV/0! |  | #DIV/0! | 18 | 0 | 0 | 238.0952 | 2000 | 45.6754 | 2283.7707 | #DIV/0! | 2551.0204 | 15.2573 | 30.078 | 15.2573 | 4.9757 | 21923.7623 | 21925.9866 | 2546.0447 | 35.078 | 35.0816 | 35.078 | 35 | 1 | 1 | 0 | 7.2 | 1 | 7.2 | 2546.0447 | 18 | 0 | 0 | 0 | 0 | 0 | 0 | 0 | 0 | 0 | 0 | 0 | 0 | 0
2259 | 95 | 4 | 5 | 2380.9524 | 0 | 119.0476 | 0 | 51.0204 | 2551.0204 | #DIV/0! |  | #DIV/0! | 18 | 0 | 0 | 238.0952 | 2000 | 45.6754 | 2283.7707 | #DIV/0! | 2551.0204 | 15.2573 | 30.0816 | 15.2573 | 5.2027 | 21925.9866 | 21927.9839 | 2545.8177 | 35.0816 | 35.0848 | 35.0816 | 35 | 1 | 1 | 0 | 7.2 | 1 | 7.2 | 2545.8177 | 18 | 0 | 0 | 0 | 0 | 0 | 0 | 0 | 0 | 0 | 0 | 0 | 0 | 0
2260 | 95 | 4 | 5 | 2380.9524 | 0 | 119.0476 | 0 | 51.0204 | 2551.0204 | #DIV/0! |  | #DIV/0! | 18 | 0 | 0 | 238.0952 | 0 | 4.8591 | 242.9543 | #DIV/0! | 2551.0204 | 15.2573 | 30.0848 | 15.2573 | 5.4065 | 21927.9839 | 21929.7774 | 2545.6139 | 35.0848 | 35.0876 | 35.0848 | 35 | 1 | 1 | 0 | 7.2 | 1 | 7.2 | 2545.6139 | 18 | 0 | 0 | 0 | 0 | 0 | 0 | 0 | 0 | 0 | 0 | 0 | 0 | 0
2261 | 95 | 4 | 5 | 2380.9524 | 1821.4286 | 119.0476 | 0 | 88.1924 | 4409.621 | #DIV/0! |  | #DIV/0! | 18 | 0 | 0 | 238.0952 | 0 | 4.8591 | 242.9543 | #DIV/0! | 4409.621 | 26.3733 | 30.0876 | 26.3733 | 9.6619 | 21929.7774 | 21927.3155 | 4399.9591 | 35.0876 | 35.0837 | 35.0876 | 35 | 1 | 1 | 0 | 7.2 | 1 | 7.2 | 4399.9591 | 18 | 0 | 0 | 0 | 0 | 0 | 0 | 0 | 0 | 0 | 0 | 0 | 0 | 0
2262 | 95 | 4 | 5 | 2380.9524 | 3035.7143 | 119.0476 | 0 | 112.9738 | 5648.688 | #DIV/0! |  | #DIV/0! | 18 | 0 | 0 | 238.0952 | 0 | 4.8591 | 242.9543 | #DIV/0! | 5648.688 | 33.784 | 30.0837 | 33.784 | 11.8205 | 21927.3155 | 21922.6949 | 5636.8675 | 35.0837 | 35.0763 | 35.0837 | 35 | 1 | 1 | 0 | 7.2 | 1 | 7.2 | 5636.8675 | 18 | 0 | 0 | 0 | 0 | 0 | 0 | 0 | 0 | 0 | 0 | 0 | 0 | 0
2263 | 95 | 4 | 5 | 2380.9524 | 3035.7143 | 119.0476 | 857.1429 | 130.4665 | 6523.3236 | #DIV/0! |  | #DIV/0! | 18 | 0 | 0 | 238.0952 | 0 | 4.8591 | 242.9543 | #DIV/0! | 6523.3236 | 39.0151 | 30.0763 | 39.0151 | 12.4452 | 21922.6949 | 21917.4497 | 6510.8784 | 35.0763 | 35.0679 | 35.0763 | 35 | 1 | 1 | 0 | 7.2 | 1 | 7.2 | 6510.8784 | 18 | 0 | 0 | 0 | 0 | 0 | 0 | 0 | 0 | 0 | 0 | 0 | 0 | 0
2264 | 95 | 4 | 5 | 2380.9524 | 3035.7143 | 119.0476 | 857.1429 | 130.4665 | 6523.3236 | #DIV/0! |  | #DIV/0! | 18 | 0 | 0 | 238.0952 | 0 | 4.8591 | 242.9543 | #DIV/0! | 6523.3236 | 39.0151 | 30.0679 | 39.0151 | 11.0765 | 21917.4497 | 21913.5732 | 6512.2471 | 35.0679 | 35.0617 | 35.0679 | 35 | 1 | 1 | 0 | 7.2 | 1 | 7.2 | 6512.2471 | 18 | 0 | 0 | 0 | 0 | 0 | 0 | 0 | 0 | 0 | 0 | 0 | 0 | 0
2265 | 95 | 4 | 5 | 2380.9524 | 1214.2857 | 119.0476 | 857.1429 | 93.2945 | 4664.723 | #DIV/0! |  | #DIV/0! | 18 | 0 | 0 | 238.0952 | 0 | 4.8591 | 242.9543 | #DIV/0! | 4664.723 | 27.8991 | 30.0617 | 27.8991 | 7.1973 | 21913.5732 | 21913.5759 | 4657.5257 | 35.0617 | 35.0617 | 35.0617 | 35 | 1 | 1 | 0 | 7.2 | 1 | 7.2 | 4657.5257 | 18 | 0 | 0 | 0 | 0 | 0 | 0 | 0 | 0 | 0 | 0 | 0 | 0 | 0
2266 | 95 | 4 | 5 | 2380.9524 | 0 | 119.0476 | 857.1429 | 68.5131 | 3425.656 | #DIV/0! |  | #DIV/0! | 18 | 0 | 0 | 238.0952 | 0 | 4.8591 | 242.9543 | #DIV/0! | 3425.656 | 20.4884 | 30.0617 | 20.4884 | 5.2859 | 21913.5759 | 21915.49 | 3420.3701 | 35.0617 | 35.0648 | 35.0617 | 35 | 1 | 1 | 0 | 7.2 | 1 | 7.2 | 3420.3701 | 18 | 0 | 0 | 0 | 0 | 0 | 0 | 0 | 0 | 0 | 0 | 0 | 0 | 0
2267 | 95 | 4 | 5 | 2380.9524 | 0 | 119.0476 | 857.1429 | 68.5131 | 3425.656 | #DIV/0! |  | #DIV/0! | 18 | 0 | 0 | 0 | 0 | 0 | 0 | 0 | 3425.656 | 20.4884 | 30.0648 | 20.4884 | 5.5482 | 21915.49 | 21917.1418 | 3420.1078 | 35.0648 | 35.0674 | 35.0648 | 35 | 1 | 1 | 0 | 7.2 | 1 | 7.2 | 3420.1078 | 18 | 0 | 0 | 0 | 0 | 0 | 0 | 0 | 0 | 0 | 0 | 0 | 0 | 0
2268 | 95 | 4 | 5 | 2380.9524 | 0 | 119.0476 | 857.1429 | 68.5131 | 3425.656 | #DIV/0! |  | #DIV/0! | 18 | 0 | 0 | 0 | 0 | 0 | 0 | 0 | 3425.656 | 20.4884 | 30.0674 | 20.4884 | 5.7745 | 21917.1418 | 21918.5672 | 3419.8814 | 35.0674 | 35.0697 | 35.0674 | 35 | 1 | 1 | 0 | 7.2 | 1 | 7.2 | 3419.8814 | 18 | 0 | 0 | 0 | 0 | 0 | 0 | 0 | 0 | 0 | 0 | 0 | 0 | 0
2269 | 95 | 4 | 5 | 2380.9524 | 0 | 119.0476 | 857.1429 | 68.5131 | 3425.656 | #DIV/0! |  | #DIV/0! | 18 | 0 | 0 | 0 | 0 | 0 | 0 | 0 | 3425.656 | 20.4884 | 30.0697 | 20.4884 | 5.9699 | 21918.5672 | 21919.7974 | 3419.6861 | 35.0697 | 35.0717 | 35.0697 | 35 | 1 | 1 | 0 | 7.2 | 1 | 7.2 | 3419.6861 | 18 | 0 | 0 | 0 | 0 | 0 | 0 | 0 | 0 | 0 | 0 | 0 | 0 | 0
2270 | 95 | 4 | 5 | 2380.9524 | 0 | 119.0476 | 857.1429 | 68.5131 | 3425.656 | #DIV/0! |  | #DIV/0! | 18 | 0 | 0 | 0 | 0 | 0 | 0 | 0 | 3425.656 | 20.4884 | 30.0717 | 20.4884 | 6.1384 | 21919.7974 | 21920.859 | 3419.5176 | 35.0717 | 35.0734 | 35.0717 | 35 | 1 | 1 | 0 | 7.2 | 1 | 7.2 | 3419.5176 | 18 | 0 | 0 | 0 | 0 | 0 | 0 | 0 | 0 | 0 | 0 | 0 | 0 | 0
2271 | 95 | 4 | 5 | 2380.9524 | 0 | 119.0476 | 857.1429 | 68.5131 | 3425.656 | #DIV/0! |  | #DIV/0! | 18 | 0 | 0 | 0 | 0 | 0 | 0 | 0 | 3425.656 | 20.4884 | 30.0734 | 20.4884 | 6.2839 | 21920.859 | 21921.7751 | 3419.3721 | 35.0734 | 35.0748 | 35.0734 | 35 | 1 | 1 | 0 | 7.2 | 1 | 7.2 | 3419.3721 | 18 | 0 | 0 | 0 | 0 | 0 | 0 | 0 | 0 | 0 | 0 | 0 | 0 | 0
2272 | 95 | 4 | 5 | 2380.9524 | 0 | 119.0476 | 857.1429 | 68.5131 | 3425.656 | #DIV/0! |  | #DIV/0! | 18 | 0 | 0 | 0 | 0 | 0 | 0 | 0 | 3425.656 | 20.4884 | 30.0748 | 20.4884 | 6.4094 | 21921.7751 | 21922.5657 | 3419.2466 | 35.0748 | 35.0761 | 35.0748 | 35 | 1 | 1 | 0 | 7.2 | 1 | 7.2 | 3419.2466 | 18 | 0 | 0 | 0 | 0 | 0 | 0 | 0 | 0 | 0 | 0 | 0 | 0 | 0
2273 | 95 | 4 | 5 | 2380.9524 | 0 | 119.0476 | 0 | 51.0204 | 2551.0204 | #DIV/0! |  | #DIV/0! | 18 | 0 | 0 | 0 | 0 | 0 | 0 | 0 | 2551.0204 | 15.2573 | 30.0761 | 15.2573 | 4.8536 | 21922.5657 | 21924.912 | 2546.1668 | 35.0761 | 35.0799 | 35.0761 | 35 | 1 | 1 | 0 | 7.2 | 1 | 7.2 | 2546.1668 | 18 | 0 | 0 | 0 | 0 | 0 | 0 | 0 | 0 | 0 | 0 | 0 | 0 | 0
2274 | 95 | 4 | 5 | 2380.9524 | 1517.8571 | 119.0476 | 0 | 81.9971 | 4099.8542 | #DIV/0! |  | #DIV/0! | 18 | 0 | 0 | 0 | 0 | 0 | 0 | 0 | 4099.8542 | 24.5207 | 30.0799 | 24.5207 | 8.1853 | 21924.912 | 21923.9268 | 4091.6689 | 35.0799 | 35.0783 | 35.0799 | 35 | 1 | 1 | 0 | 7.2 | 1 | 7.2 | 4091.6689 | 18 | 0 | 0 | 0 | 0 | 0 | 0 | 0 | 0 | 0 | 0 | 0 | 0 | 0
2275 | 95 | 4 | 5 | 2380.9524 | 3035.7143 | 119.0476 | 0 | 112.9738 | 5648.688 | #DIV/0! |  | #DIV/0! | 18 | 0 | 0 | 0 | 0 | 0 | 0 | 0 | 5648.688 | 33.784 | 30.0783 | 33.784 | 11.0549 | 21923.9268 | 21920.0719 | 5637.6332 | 35.0783 | 35.0721 | 35.0783 | 35 | 1 | 1 | 0 | 7.2 | 1 | 7.2 | 5637.6332 | 18 | 0 | 0 | 0 | 0 | 0 | 0 | 0 | 0 | 0 | 0 | 0 | 0 | 0
2276 | 95 | 4 | 5 | 2380.9524 | 3035.7143 | 119.0476 | 0 | 112.9738 | 5648.688 | #DIV/0! |  | #DIV/0! | 18 | 0 | 0 | 0 | 0 | 0 | 0 | 0 | 5648.688 | 33.784 | 30.0721 | 33.784 | 10.1839 | 21920.0719 | 21917.088 | 5638.5042 | 35.0721 | 35.0673 | 35.0721 | 35 | 1 | 1 | 0 | 7.2 | 1 | 7.2 | 5638.5042 | 18 | 0 | 0 | 0 | 0 | 0 | 0 | 0 | 0 | 0 | 0 | 0 | 0 | 0
2277 | 95 | 4 | 5 | 2380.9524 | 3035.7143 | 119.0476 | 0 | 112.9738 | 5648.688 | #DIV/0! |  | #DIV/0! | 18 | 0 | 0 | 0 | 0 | 0 | 0 | 0 | 5648.688 | 33.784 | 30.0673 | 33.784 | 9.5097 | 21917.088 | 21914.7783 | 5639.1784 | 35.0673 | 35.0636 | 35.0673 | 35 | 1 | 1 | 0 | 7.2 | 1 | 7.2 | 5639.1784 | 18 | 0 | 0 | 0 | 0 | 0 | 0 | 0 | 0 | 0 | 0 | 0 | 0 | 0
2278 | 95 | 4 | 5 | 2380.9524 | 1517.8571 | 119.0476 | 0 | 81.9971 | 4099.8542 | #DIV/0! |  | #DIV/0! | 18 | 0 | 0 | 0 | 0 | 0 | 0 | 0 | 4099.8542 | 24.5207 | 30.0636 | 24.5207 | 6.5234 | 21914.7783 | 21915.4549 | 4093.3308 | 35.0636 | 35.0647 | 35.0636 | 35 | 1 | 1 | 0 | 7.2 | 1 | 7.2 | 4093.3308 | 18 | 0 | 0 | 0 | 0 | 0 | 0 | 0 | 0 | 0 | 0 | 0 | 0 | 0
2279 | 95 | 4 | 6 | 2380.9524 | 0 | 119.0476 | 0 | 51.0204 | 2551.0204 | #DIV/0! |  | #DIV/0! | 18 | 0 | 0 | 0 | 0 | 0 | 0 | 0 | 2551.0204 | 15.2573 | 30.0647 | 15.2573 | 4.1281 | 21915.4549 | 21918.5269 | 2546.8924 | 35.0647 | 35.0696 | 35.0647 | 35 | 1 | 1 | 0 | 7.2 | 1 | 7.2 | 2546.8924 | 18 | 0 | 0 | 0 | 0 | 0 | 0 | 0 | 0 | 0 | 0 | 0 | 0 | 0
2280 | 96 | 4 | 6 | 2380.9524 | 0 | 119.0476 | 0 | 51.0204 | 2551.0204 | #DIV/0! |  | #DIV/0! | 18 | 0 | 0 | 238.0952 | 2000 | 45.6754 | 2283.7707 | #DIV/0! | 2551.0204 | 15.2573 | 30.0696 | 15.2573 | 4.4415 | 21918.5269 | 21921.2853 | 2546.5789 | 35.0696 | 35.0741 | 35.0696 | 35 | 1 | 1 | 0 | 7.2 | 1 | 7.2 | 2546.5789 | 18 | 0 | 0 | 0 | 0 | 0 | 0 | 0 | 0 | 0 | 0 | 0 | 0 | 0
2281 | 96 | 4 | 6 | 2380.9524 | 0 | 119.0476 | 0 | 51.0204 | 2551.0204 | #DIV/0! |  | #DIV/0! | 18 | 0 | 0 | 238.0952 | 2000 | 45.6754 | 2283.7707 | #DIV/0! | 2551.0204 | 15.2573 | 30.0741 | 15.2573 | 4.723 | 21921.2853 | 21923.7623 | 2546.2974 | 35.0741 | 35.078 | 35.0741 | 35 | 1 | 1 | 0 | 7.2 | 1 | 7.2 | 2546.2974 | 18 | 0 | 0 | 0 | 0 | 0 | 0 | 0 | 0 | 0 | 0 | 0 | 0 | 0
2282 | 96 | 4 | 6 | 2380.9524 | 0 | 119.0476 | 0 | 51.0204 | 2551.0204 | #DIV/0! |  | #DIV/0! | 18 | 0 | 0 | 238.0952 | 2000 | 45.6754 | 2283.7707 | #DIV/0! | 2551.0204 | 15.2573 | 30.078 | 15.2573 | 4.9757 | 21923.7623 | 21925.9866 | 2546.0447 | 35.078 | 35.0816 | 35.078 | 35 | 1 | 1 | 0 | 7.2 | 1 | 7.2 | 2546.0447 | 18 | 0 | 0 | 0 | 0 | 0 | 0 | 0 | 0 | 0 | 0 | 0 | 0 | 0
2283 | 96 | 4 | 6 | 2380.9524 | 0 | 119.0476 | 0 | 51.0204 | 2551.0204 | #DIV/0! |  | #DIV/0! | 18 | 0 | 0 | 238.0952 | 2000 | 45.6754 | 2283.7707 | #DIV/0! | 2551.0204 | 15.2573 | 30.0816 | 15.2573 | 5.2027 | 21925.9866 | 21927.9839 | 2545.8177 | 35.0816 | 35.0848 | 35.0816 | 35 | 1 | 1 | 0 | 7.2 | 1 | 7.2 | 2545.8177 | 18 | 0 | 0 | 0 | 0 | 0 | 0 | 0 | 0 | 0 | 0 | 0 | 0 | 0
2284 | 96 | 4 | 6 | 2380.9524 | 0 | 119.0476 | 0 | 51.0204 | 2551.0204 | #DIV/0! |  | #DIV/0! | 18 | 0 | 0 | 238.0952 | 0 | 4.8591 | 242.9543 | #DIV/0! | 2551.0204 | 15.2573 | 30.0848 | 15.2573 | 5.4065 | 21927.9839 | 21929.7774 | 2545.6139 | 35.0848 | 35.0876 | 35.0848 | 35 | 1 | 1 | 0 | 7.2 | 1 | 7.2 | 2545.6139 | 18 | 0 | 0 | 0 | 0 | 0 | 0 | 0 | 0 | 0 | 0 | 0 | 0 | 0
2285 | 96 | 4 | 6 | 2380.9524 | 1821.4286 | 119.0476 | 0 | 88.1924 | 4409.621 | #DIV/0! |  | #DIV/0! | 18 | 0 | 0 | 238.0952 | 0 | 4.8591 | 242.9543 | #DIV/0! | 4409.621 | 26.3733 | 30.0876 | 26.3733 | 9.6619 | 21929.7774 | 21927.3155 | 4399.9591 | 35.0876 | 35.0837 | 35.0876 | 35 | 1 | 1 | 0 | 7.2 | 1 | 7.2 | 4399.9591 | 18 | 0 | 0 | 0 | 0 | 0 | 0 | 0 | 0 | 0 | 0 | 0 | 0 | 0
2286 | 96 | 4 | 6 | 2380.9524 | 3035.7143 | 119.0476 | 0 | 112.9738 | 5648.688 | #DIV/0! |  | #DIV/0! | 18 | 0 | 0 | 238.0952 | 0 | 4.8591 | 242.9543 | #DIV/0! | 5648.688 | 33.784 | 30.0837 | 33.784 | 11.8206 | 21927.3155 | 21922.6949 | 5636.8675 | 35.0837 | 35.0763 | 35.0837 | 35 | 1 | 1 | 0 | 7.2 | 1 | 7.2 | 5636.8675 | 18 | 0 | 0 | 0 | 0 | 0 | 0 | 0 | 0 | 0 | 0 | 0 | 0 | 0
2287 | 96 | 4 | 6 | 2380.9524 | 3035.7143 | 119.0476 | 857.1429 | 130.4665 | 6523.3236 | #DIV/0! |  | #DIV/0! | 18 | 0 | 0 | 238.0952 | 0 | 4.8591 | 242.9543 | #DIV/0! | 6523.3236 | 39.0151 | 30.0763 | 39.0151 | 12.4452 | 21922.6949 | 21917.4497 | 6510.8784 | 35.0763 | 35.0679 | 35.0763 | 35 | 1 | 1 | 0 | 7.2 | 1 | 7.2 | 6510.8784 | 18 | 0 | 0 | 0 | 0 | 0 | 0 | 0 | 0 | 0 | 0 | 0 | 0 | 0
2288 | 96 | 4 | 6 | 2380.9524 | 3035.7143 | 119.0476 | 857.1429 | 130.4665 | 6523.3236 | #DIV/0! |  | #DIV/0! | 18 | 0 | 0 | 238.0952 | 0 | 4.8591 | 242.9543 | #DIV/0! | 6523.3236 | 39.0151 | 30.0679 | 39.0151 | 11.0765 | 21917.4497 | 21913.5732 | 6512.2471 | 35.0679 | 35.0617 | 35.0679 | 35 | 1 | 1 | 0 | 7.2 | 1 | 7.2 | 6512.2471 | 18 | 0 | 0 | 0 | 0 | 0 | 0 | 0 | 0 | 0 | 0 | 0 | 0 | 0
2289 | 96 | 4 | 6 | 2380.9524 | 1214.2857 | 119.0476 | 857.1429 | 93.2945 | 4664.723 | #DIV/0! |  | #DIV/0! | 18 | 0 | 0 | 238.0952 | 0 | 4.8591 | 242.9543 | #DIV/0! | 4664.723 | 27.8991 | 30.0617 | 27.8991 | 7.1973 | 21913.5732 | 21913.5759 | 4657.5257 | 35.0617 | 35.0617 | 35.0617 | 35 | 1 | 1 | 0 | 7.2 | 1 | 7.2 | 4657.5257 | 18 | 0 | 0 | 0 | 0 | 0 | 0 | 0 | 0 | 0 | 0 | 0 | 0 | 0
2290 | 96 | 4 | 6 | 2380.9524 | 0 | 119.0476 | 857.1429 | 68.5131 | 3425.656 | #DIV/0! |  | #DIV/0! | 18 | 0 | 0 | 238.0952 | 0 | 4.8591 | 242.9543 | #DIV/0! | 3425.656 | 20.4884 | 30.0617 | 20.4884 | 5.2859 | 21913.5759 | 21915.49 | 3420.3701 | 35.0617 | 35.0648 | 35.0617 | 35 | 1 | 1 | 0 | 7.2 | 1 | 7.2 | 3420.3701 | 18 | 0 | 0 | 0 | 0 | 0 | 0 | 0 | 0 | 0 | 0 | 0 | 0 | 0
2291 | 96 | 4 | 6 | 2380.9524 | 0 | 119.0476 | 857.1429 | 68.5131 | 3425.656 | #DIV/0! |  | #DIV/0! | 18 | 0 | 0 | 0 | 0 | 0 | 0 | 0 | 3425.656 | 20.4884 | 30.0648 | 20.4884 | 5.5482 | 21915.49 | 21917.1418 | 3420.1078 | 35.0648 | 35.0674 | 35.0648 | 35 | 1 | 1 | 0 | 7.2 | 1 | 7.2 | 3420.1078 | 18 | 0 | 0 | 0 | 0 | 0 | 0 | 0 | 0 | 0 | 0 | 0 | 0 | 0
2292 | 96 | 4 | 6 | 2380.9524 | 0 | 119.0476 | 857.1429 | 68.5131 | 3425.656 | #DIV/0! |  | #DIV/0! | 18 | 0 | 0 | 0 | 0 | 0 | 0 | 0 | 3425.656 | 20.4884 | 30.0674 | 20.4884 | 5.7745 | 21917.1418 | 21918.5672 | 3419.8814 | 35.0674 | 35.0697 | 35.0674 | 35 | 1 | 1 | 0 | 7.2 | 1 | 7.2 | 3419.8814 | 18 | 0 | 0 | 0 | 0 | 0 | 0 | 0 | 0 | 0 | 0 | 0 | 0 | 0
2293 | 96 | 4 | 6 | 2380.9524 | 0 | 119.0476 | 857.1429 | 68.5131 | 3425.656 | #DIV/0! |  | #DIV/0! | 18 | 0 | 0 | 0 | 0 | 0 | 0 | 0 | 3425.656 | 20.4884 | 30.0697 | 20.4884 | 5.9699 | 21918.5672 | 21919.7974 | 3419.6861 | 35.0697 | 35.0717 | 35.0697 | 35 | 1 | 1 | 0 | 7.2 | 1 | 7.2 | 3419.6861 | 18 | 0 | 0 | 0 | 0 | 0 | 0 | 0 | 0 | 0 | 0 | 0 | 0 | 0
2294 | 96 | 4 | 6 | 2380.9524 | 0 | 119.0476 | 857.1429 | 68.5131 | 3425.656 | #DIV/0! |  | #DIV/0! | 18 | 0 | 0 | 0 | 0 | 0 | 0 | 0 | 3425.656 | 20.4884 | 30.0717 | 20.4884 | 6.1384 | 21919.7974 | 21920.859 | 3419.5176 | 35.0717 | 35.0734 | 35.0717 | 35 | 1 | 1 | 0 | 7.2 | 1 | 7.2 | 3419.5176 | 18 | 0 | 0 | 0 | 0 | 0 | 0 | 0 | 0 | 0 | 0 | 0 | 0 | 0
2295 | 96 | 4 | 6 | 2380.9524 | 0 | 119.0476 | 857.1429 | 68.5131 | 3425.656 | #DIV/0! |  | #DIV/0! | 18 | 0 | 0 | 0 | 0 | 0 | 0 | 0 | 3425.656 | 20.4884 | 30.0734 | 20.4884 | 6.2839 | 21920.859 | 21921.7751 | 3419.3721 | 35.0734 | 35.0748 | 35.0734 | 35 | 1 | 1 | 0 | 7.2 | 1 | 7.2 | 3419.3721 | 18 | 0 | 0 | 0 | 0 | 0 | 0 | 0 | 0 | 0 | 0 | 0 | 0 | 0
2296 | 96 | 4 | 6 | 2380.9524 | 0 | 119.0476 | 857.1429 | 68.5131 | 3425.656 | #DIV/0! |  | #DIV/0! | 18 | 0 | 0 | 0 | 0 | 0 | 0 | 0 | 3425.656 | 20.4884 | 30.0748 | 20.4884 | 6.4094 | 21921.7751 | 21922.5657 | 3419.2466 | 35.0748 | 35.0761 | 35.0748 | 35 | 1 | 1 | 0 | 7.2 | 1 | 7.2 | 3419.2466 | 18 | 0 | 0 | 0 | 0 | 0 | 0 | 0 | 0 | 0 | 0 | 0 | 0 | 0
2297 | 96 | 4 | 6 | 2380.9524 | 0 | 119.0476 | 0 | 51.0204 | 2551.0204 | #DIV/0! |  | #DIV/0! | 18 | 0 | 0 | 0 | 0 | 0 | 0 | 0 | 2551.0204 | 15.2573 | 30.0761 | 15.2573 | 4.8536 | 21922.5657 | 21924.912 | 2546.1668 | 35.0761 | 35.0799 | 35.0761 | 35 | 1 | 1 | 0 | 7.2 | 1 | 7.2 | 2546.1668 | 18 | 0 | 0 | 0 | 0 | 0 | 0 | 0 | 0 | 0 | 0 | 0 | 0 | 0
2298 | 96 | 4 | 6 | 2380.9524 | 1517.8571 | 119.0476 | 0 | 81.9971 | 4099.8542 | #DIV/0! |  | #DIV/0! | 18 | 0 | 0 | 0 | 0 | 0 | 0 | 0 | 4099.8542 | 24.5207 | 30.0799 | 24.5207 | 8.1853 | 21924.912 | 21923.9268 | 4091.6689 | 35.0799 | 35.0783 | 35.0799 | 35 | 1 | 1 | 0 | 7.2 | 1 | 7.2 | 4091.6689 | 18 | 0 | 0 | 0 | 0 | 0 | 0 | 0 | 0 | 0 | 0 | 0 | 0 | 0
2299 | 96 | 4 | 6 | 2380.9524 | 3035.7143 | 119.0476 | 0 | 112.9738 | 5648.688 | #DIV/0! |  | #DIV/0! | 18 | 0 | 0 | 0 | 0 | 0 | 0 | 0 | 5648.688 | 33.784 | 30.0783 | 33.784 | 11.0549 | 21923.9268 | 21920.0719 | 5637.6332 | 35.0783 | 35.0721 | 35.0783 | 35 | 1 | 1 | 0 | 7.2 | 1 | 7.2 | 5637.6332 | 18 | 0 | 0 | 0 | 0 | 0 | 0 | 0 | 0 | 0 | 0 | 0 | 0 | 0
2300 | 96 | 4 | 6 | 2380.9524 | 3035.7143 | 119.0476 | 0 | 112.9738 | 5648.688 | #DIV/0! |  | #DIV/0! | 18 | 0 | 0 | 0 | 0 | 0 | 0 | 0 | 5648.688 | 33.784 | 30.0721 | 33.784 | 10.1839 | 21920.0719 | 21917.088 | 5638.5042 | 35.0721 | 35.0673 | 35.0721 | 35 | 1 | 1 | 0 | 7.2 | 1 | 7.2 | 5638.5042 | 18 | 0 | 0 | 0 | 0 | 0 | 0 | 0 | 0 | 0 | 0 | 0 | 0 | 0
2301 | 96 | 4 | 6 | 2380.9524 | 3035.7143 | 119.0476 | 0 | 112.9738 | 5648.688 | #DIV/0! |  | #DIV/0! | 18 | 0 | 0 | 0 | 0 | 0 | 0 | 0 | 5648.688 | 33.784 | 30.0673 | 33.784 | 9.5097 | 21917.088 | 21914.7783 | 5639.1784 | 35.0673 | 35.0636 | 35.0673 | 35 | 1 | 1 | 0 | 7.2 | 1 | 7.2 | 5639.1784 | 18 | 0 | 0 | 0 | 0 | 0 | 0 | 0 | 0 | 0 | 0 | 0 | 0 | 0
2302 | 96 | 4 | 6 | 2380.9524 | 1517.8571 | 119.0476 | 0 | 81.9971 | 4099.8542 | #DIV/0! |  | #DIV/0! | 18 | 0 | 0 | 0 | 0 | 0 | 0 | 0 | 4099.8542 | 24.5207 | 30.0636 | 24.5207 | 6.5234 | 21914.7783 | 21915.4549 | 4093.3308 | 35.0636 | 35.0647 | 35.0636 | 35 | 1 | 1 | 0 | 7.2 | 1 | 7.2 | 4093.3308 | 18 | 0 | 0 | 0 | 0 | 0 | 0 | 0 | 0 | 0 | 0 | 0 | 0 | 0
2303 | 96 | 4 | 7 | 2380.9524 | 0 | 119.0476 | 0 | 51.0204 | 2551.0204 | #DIV/0! |  | #DIV/0! | 18 | 0 | 0 | 0 | 0 | 0 | 0 | 0 | 2551.0204 | 15.2573 | 30.0647 | 15.2573 | 4.1281 | 21915.4549 | 21918.5269 | 2546.8924 | 35.0647 | 35.0696 | 35.0647 | 35 | 1 | 1 | 0 | 7.2 | 1 | 7.2 | 2546.8924 | 18 | 0 | 0 | 0 | 0 | 0 | 0 | 0 | 0 | 0 | 0 | 0 | 0 | 0
2304 | 97 | 4 | 7 | 2380.9524 | 0 | 119.0476 | 0 | 51.0204 | 2551.0204 | #DIV/0! |  | #DIV/0! | 18 | 0 | 0 | 238.0952 | 2000 | 45.6754 | 2283.7707 | #DIV/0! | 2551.0204 | 15.2573 | 30.0696 | 15.2573 | 4.4415 | 21918.5269 | 21921.2853 | 2546.5789 | 35.0696 | 35.0741 | 35.0696 | 35 | 1 | 1 | 0 | 7.2 | 1 | 7.2 | 2546.5789 | 18 | 0 | 0 | 0 | 0 | 0 | 0 | 0 | 0 | 0 | 0 | 0 | 0 | 0
2305 | 97 | 4 | 7 | 2380.9524 | 0 | 119.0476 | 0 | 51.0204 | 2551.0204 | #DIV/0! |  | #DIV/0! | 18 | 0 | 0 | 238.0952 | 2000 | 45.6754 | 2283.7707 | #DIV/0! | 2551.0204 | 15.2573 | 30.0741 | 15.2573 | 4.723 | 21921.2853 | 21923.7623 | 2546.2974 | 35.0741 | 35.078 | 35.0741 | 35 | 1 | 1 | 0 | 7.2 | 1 | 7.2 | 2546.2974 | 18 | 0 | 0 | 0 | 0 | 0 | 0 | 0 | 0 | 0 | 0 | 0 | 0 | 0
2306 | 97 | 4 | 7 | 2380.9524 | 0 | 119.0476 | 0 | 51.0204 | 2551.0204 | #DIV/0! |  | #DIV/0! | 18 | 0 | 0 | 238.0952 | 2000 | 45.6754 | 2283.7707 | #DIV/0! | 2551.0204 | 15.2573 | 30.078 | 15.2573 | 4.9757 | 21923.7623 | 21925.9866 | 2546.0447 | 35.078 | 35.0816 | 35.078 | 35 | 1 | 1 | 0 | 7.2 | 1 | 7.2 | 2546.0447 | 18 | 0 | 0 | 0 | 0 | 0 | 0 | 0 | 0 | 0 | 0 | 0 | 0 | 0
2307 | 97 | 4 | 7 | 2380.9524 | 0 | 119.0476 | 0 | 51.0204 | 2551.0204 | #DIV/0! |  | #DIV/0! | 18 | 0 | 0 | 238.0952 | 2000 | 45.6754 | 2283.7707 | #DIV/0! | 2551.0204 | 15.2573 | 30.0816 | 15.2573 | 5.2027 | 21925.9866 | 21927.9839 | 2545.8177 | 35.0816 | 35.0848 | 35.0816 | 35 | 1 | 1 | 0 | 7.2 | 1 | 7.2 | 2545.8177 | 18 | 0 | 0 | 0 | 0 | 0 | 0 | 0 | 0 | 0 | 0 | 0 | 0 | 0
2308 | 97 | 4 | 7 | 2380.9524 | 0 | 119.0476 | 0 | 51.0204 | 2551.0204 | #DIV/0! |  | #DIV/0! | 18 | 0 | 0 | 238.0952 | 0 | 4.8591 | 242.9543 | #DIV/0! | 2551.0204 | 15.2573 | 30.0848 | 15.2573 | 5.4065 | 21927.9839 | 21929.7774 | 2545.6139 | 35.0848 | 35.0876 | 35.0848 | 35 | 1 | 1 | 0 | 7.2 | 1 | 7.2 | 2545.6139 | 18 | 0 | 0 | 0 | 0 | 0 | 0 | 0 | 0 | 0 | 0 | 0 | 0 | 0
2309 | 97 | 4 | 7 | 2380.9524 | 1821.4286 | 119.0476 | 0 | 88.1924 | 4409.621 | #DIV/0! |  | #DIV/0! | 18 | 0 | 0 | 238.0952 | 0 | 4.8591 | 242.9543 | #DIV/0! | 4409.621 | 26.3733 | 30.0876 | 26.3733 | 9.6619 | 21929.7774 | 21927.3155 | 4399.9591 | 35.0876 | 35.0837 | 35.0876 | 35 | 1 | 1 | 0 | 7.2 | 1 | 7.2 | 4399.9591 | 18 | 0 | 0 | 0 | 0 | 0 | 0 | 0 | 0 | 0 | 0 | 0 | 0 | 0
2310 | 97 | 4 | 7 | 2380.9524 | 3035.7143 | 119.0476 | 0 | 112.9738 | 5648.688 | #DIV/0! |  | #DIV/0! | 18 | 0 | 0 | 238.0952 | 0 | 4.8591 | 242.9543 | #DIV/0! | 5648.688 | 33.784 | 30.0837 | 33.784 | 11.8206 | 21927.3155 | 21922.6949 | 5636.8675 | 35.0837 | 35.0763 | 35.0837 | 35 | 1 | 1 | 0 | 7.2 | 1 | 7.2 | 5636.8675 | 18 | 0 | 0 | 0 | 0 | 0 | 0 | 0 | 0 | 0 | 0 | 0 | 0 | 0
2311 | 97 | 4 | 7 | 2380.9524 | 3035.7143 | 119.0476 | 857.1429 | 130.4665 | 6523.3236 | #DIV/0! |  | #DIV/0! | 18 | 0 | 0 | 238.0952 | 0 | 4.8591 | 242.9543 | #DIV/0! | 6523.3236 | 39.0151 | 30.0763 | 39.0151 | 12.4452 | 21922.6949 | 21917.4497 | 6510.8784 | 35.0763 | 35.0679 | 35.0763 | 35 | 1 | 1 | 0 | 7.2 | 1 | 7.2 | 6510.8784 | 18 | 0 | 0 | 0 | 0 | 0 | 0 | 0 | 0 | 0 | 0 | 0 | 0 | 0
2312 | 97 | 4 | 7 | 2380.9524 | 3035.7143 | 119.0476 | 857.1429 | 130.4665 | 6523.3236 | #DIV/0! |  | #DIV/0! | 18 | 0 | 0 | 238.0952 | 0 | 4.8591 | 242.9543 | #DIV/0! | 6523.3236 | 39.0151 | 30.0679 | 39.0151 | 11.0765 | 21917.4497 | 21913.5732 | 6512.2471 | 35.0679 | 35.0617 | 35.0679 | 35 | 1 | 1 | 0 | 7.2 | 1 | 7.2 | 6512.2471 | 18 | 0 | 0 | 0 | 0 | 0 | 0 | 0 | 0 | 0 | 0 | 0 | 0 | 0
2313 | 97 | 4 | 7 | 2380.9524 | 1214.2857 | 119.0476 | 857.1429 | 93.2945 | 4664.723 | #DIV/0! |  | #DIV/0! | 18 | 0 | 0 | 238.0952 | 0 | 4.8591 | 242.9543 | #DIV/0! | 4664.723 | 27.8991 | 30.0617 | 27.8991 | 7.1973 | 21913.5732 | 21913.5759 | 4657.5257 | 35.0617 | 35.0617 | 35.0617 | 35 | 1 | 1 | 0 | 7.2 | 1 | 7.2 | 4657.5257 | 18 | 0 | 0 | 0 | 0 | 0 | 0 | 0 | 0 | 0 | 0 | 0 | 0 | 0
2314 | 97 | 4 | 7 | 2380.9524 | 0 | 119.0476 | 857.1429 | 68.5131 | 3425.656 | #DIV/0! |  | #DIV/0! | 18 | 0 | 0 | 238.0952 | 0 | 4.8591 | 242.9543 | #DIV/0! | 3425.656 | 20.4884 | 30.0617 | 20.4884 | 5.2859 | 21913.5759 | 21915.49 | 3420.3701 | 35.0617 | 35.0648 | 35.0617 | 35 | 1 | 1 | 0 | 7.2 | 1 | 7.2 | 3420.3701 | 18 | 0 | 0 | 0 | 0 | 0 | 0 | 0 | 0 | 0 | 0 | 0 | 0 | 0
2315 | 97 | 4 | 7 | 2380.9524 | 0 | 119.0476 | 857.1429 | 68.5131 | 3425.656 | #DIV/0! |  | #DIV/0! | 18 | 0 | 0 | 0 | 0 | 0 | 0 | 0 | 3425.656 | 20.4884 | 30.0648 | 20.4884 | 5.5482 | 21915.49 | 21917.1418 | 3420.1078 | 35.0648 | 35.0674 | 35.0648 | 35 | 1 | 1 | 0 | 7.2 | 1 | 7.2 | 3420.1078 | 18 | 0 | 0 | 0 | 0 | 0 | 0 | 0 | 0 | 0 | 0 | 0 | 0 | 0
2316 | 97 | 4 | 7 | 2380.9524 | 0 | 119.0476 | 857.1429 | 68.5131 | 3425.656 | #DIV/0! |  | #DIV/0! | 18 | 0 | 0 | 0 | 0 | 0 | 0 | 0 | 3425.656 | 20.4884 | 30.0674 | 20.4884 | 5.7745 | 21917.1418 | 21918.5672 | 3419.8814 | 35.0674 | 35.0697 | 35.0674 | 35 | 1 | 1 | 0 | 7.2 | 1 | 7.2 | 3419.8814 | 18 | 0 | 0 | 0 | 0 | 0 | 0 | 0 | 0 | 0 | 0 | 0 | 0 | 0
2317 | 97 | 4 | 7 | 2380.9524 | 0 | 119.0476 | 857.1429 | 68.5131 | 3425.656 | #DIV/0! |  | #DIV/0! | 18 | 0 | 0 | 0 | 0 | 0 | 0 | 0 | 3425.656 | 20.4884 | 30.0697 | 20.4884 | 5.9699 | 21918.5672 | 21919.7974 | 3419.6861 | 35.0697 | 35.0717 | 35.0697 | 35 | 1 | 1 | 0 | 7.2 | 1 | 7.2 | 3419.6861 | 18 | 0 | 0 | 0 | 0 | 0 | 0 | 0 | 0 | 0 | 0 | 0 | 0 | 0
2318 | 97 | 4 | 7 | 2380.9524 | 0 | 119.0476 | 857.1429 | 68.5131 | 3425.656 | #DIV/0! |  | #DIV/0! | 18 | 0 | 0 | 0 | 0 | 0 | 0 | 0 | 3425.656 | 20.4884 | 30.0717 | 20.4884 | 6.1384 | 21919.7974 | 21920.859 | 3419.5176 | 35.0717 | 35.0734 | 35.0717 | 35 | 1 | 1 | 0 | 7.2 | 1 | 7.2 | 3419.5176 | 18 | 0 | 0 | 0 | 0 | 0 | 0 | 0 | 0 | 0 | 0 | 0 | 0 | 0
2319 | 97 | 4 | 7 | 2380.9524 | 0 | 119.0476 | 857.1429 | 68.5131 | 3425.656 | #DIV/0! |  | #DIV/0! | 18 | 0 | 0 | 0 | 0 | 0 | 0 | 0 | 3425.656 | 20.4884 | 30.0734 | 20.4884 | 6.2839 | 21920.859 | 21921.7751 | 3419.3721 | 35.0734 | 35.0748 | 35.0734 | 35 | 1 | 1 | 0 | 7.2 | 1 | 7.2 | 3419.3721 | 18 | 0 | 0 | 0 | 0 | 0 | 0 | 0 | 0 | 0 | 0 | 0 | 0 | 0
2320 | 97 | 4 | 7 | 2380.9524 | 0 | 119.0476 | 857.1429 | 68.5131 | 3425.656 | #DIV/0! |  | #DIV/0! | 18 | 0 | 0 | 0 | 0 | 0 | 0 | 0 | 3425.656 | 20.4884 | 30.0748 | 20.4884 | 6.4094 | 21921.7751 | 21922.5657 | 3419.2466 | 35.0748 | 35.0761 | 35.0748 | 35 | 1 | 1 | 0 | 7.2 | 1 | 7.2 | 3419.2466 | 18 | 0 | 0 | 0 | 0 | 0 | 0 | 0 | 0 | 0 | 0 | 0 | 0 | 0
2321 | 97 | 4 | 7 | 2380.9524 | 0 | 119.0476 | 0 | 51.0204 | 2551.0204 | #DIV/0! |  | #DIV/0! | 18 | 0 | 0 | 0 | 0 | 0 | 0 | 0 | 2551.0204 | 15.2573 | 30.0761 | 15.2573 | 4.8536 | 21922.5657 | 21924.912 | 2546.1668 | 35.0761 | 35.0799 | 35.0761 | 35 | 1 | 1 | 0 | 7.2 | 1 | 7.2 | 2546.1668 | 18 | 0 | 0 | 0 | 0 | 0 | 0 | 0 | 0 | 0 | 0 | 0 | 0 | 0
2322 | 97 | 4 | 7 | 2380.9524 | 1517.8571 | 119.0476 | 0 | 81.9971 | 4099.8542 | #DIV/0! |  | #DIV/0! | 18 | 0 | 0 | 0 | 0 | 0 | 0 | 0 | 4099.8542 | 24.5207 | 30.0799 | 24.5207 | 8.1853 | 21924.912 | 21923.9268 | 4091.6689 | 35.0799 | 35.0783 | 35.0799 | 35 | 1 | 1 | 0 | 7.2 | 1 | 7.2 | 4091.6689 | 18 | 0 | 0 | 0 | 0 | 0 | 0 | 0 | 0 | 0 | 0 | 0 | 0 | 0
2323 | 97 | 4 | 7 | 2380.9524 | 3035.7143 | 119.0476 | 0 | 112.9738 | 5648.688 | #DIV/0! |  | #DIV/0! | 18 | 0 | 0 | 0 | 0 | 0 | 0 | 0 | 5648.688 | 33.784 | 30.0783 | 33.784 | 11.0549 | 21923.9268 | 21920.0719 | 5637.6332 | 35.0783 | 35.0721 | 35.0783 | 35 | 1 | 1 | 0 | 7.2 | 1 | 7.2 | 5637.6332 | 18 | 0 | 0 | 0 | 0 | 0 | 0 | 0 | 0 | 0 | 0 | 0 | 0 | 0
2324 | 97 | 4 | 7 | 2380.9524 | 3035.7143 | 119.0476 | 0 | 112.9738 | 5648.688 | #DIV/0! |  | #DIV/0! | 18 | 0 | 0 | 0 | 0 | 0 | 0 | 0 | 5648.688 | 33.784 | 30.0721 | 33.784 | 10.1839 | 21920.0719 | 21917.088 | 5638.5042 | 35.0721 | 35.0673 | 35.0721 | 35 | 1 | 1 | 0 | 7.2 | 1 | 7.2 | 5638.5042 | 18 | 0 | 0 | 0 | 0 | 0 | 0 | 0 | 0 | 0 | 0 | 0 | 0 | 0
2325 | 97 | 4 | 7 | 2380.9524 | 3035.7143 | 119.0476 | 0 | 112.9738 | 5648.688 | #DIV/0! |  | #DIV/0! | 18 | 0 | 0 | 0 | 0 | 0 | 0 | 0 | 5648.688 | 33.784 | 30.0673 | 33.784 | 9.5097 | 21917.088 | 21914.7783 | 5639.1784 | 35.0673 | 35.0636 | 35.0673 | 35 | 1 | 1 | 0 | 7.2 | 1 | 7.2 | 5639.1784 | 18 | 0 | 0 | 0 | 0 | 0 | 0 | 0 | 0 | 0 | 0 | 0 | 0 | 0
2326 | 97 | 4 | 7 | 2380.9524 | 1517.8571 | 119.0476 | 0 | 81.9971 | 4099.8542 | #DIV/0! |  | #DIV/0! | 18 | 0 | 0 | 0 | 0 | 0 | 0 | 0 | 4099.8542 | 24.5207 | 30.0636 | 24.5207 | 6.5234 | 21914.7783 | 21915.4549 | 4093.3308 | 35.0636 | 35.0647 | 35.0636 | 35 | 1 | 1 | 0 | 7.2 | 1 | 7.2 | 4093.3308 | 18 | 0 | 0 | 0 | 0 | 0 | 0 | 0 | 0 | 0 | 0 | 0 | 0 | 0
2327 | 97 | 4 | 8 | 2380.9524 | 0 | 119.0476 | 0 | 51.0204 | 2551.0204 | #DIV/0! |  | #DIV/0! | 18 | 0 | 0 | 0 | 0 | 0 | 0 | 0 | 2551.0204 | 15.2573 | 30.0647 | 15.2573 | 4.1281 | 21915.4549 | 21918.5269 | 2546.8924 | 35.0647 | 35.0696 | 35.0647 | 35 | 1 | 1 | 0 | 7.2 | 1 | 7.2 | 2546.8924 | 18 | 0 | 0 | 0 | 0 | 0 | 0 | 0 | 0 | 0 | 0 | 0 | 0 | 0
2328 | 98 | 4 | 8 | 2380.9524 | 0 | 119.0476 | 0 | 51.0204 | 2551.0204 | #DIV/0! |  | #DIV/0! | 18 | 0 | 0 | 238.0952 | 2000 | 45.6754 | 2283.7707 | #DIV/0! | 2551.0204 | 15.2573 | 30.0696 | 15.2573 | 4.4415 | 21918.5269 | 21921.2853 | 2546.5789 | 35.0696 | 35.0741 | 35.0696 | 35 | 1 | 1 | 0 | 7.2 | 1 | 7.2 | 2546.5789 | 18 | 0 | 0 | 0 | 0 | 0 | 0 | 0 | 0 | 0 | 0 | 0 | 0 | 0
2329 | 98 | 4 | 8 | 2380.9524 | 0 | 119.0476 | 0 | 51.0204 | 2551.0204 | #DIV/0! |  | #DIV/0! | 18 | 0 | 0 | 238.0952 | 2000 | 45.6754 | 2283.7707 | #DIV/0! | 2551.0204 | 15.2573 | 30.0741 | 15.2573 | 4.723 | 21921.2853 | 21923.7623 | 2546.2974 | 35.0741 | 35.078 | 35.0741 | 35 | 1 | 1 | 0 | 7.2 | 1 | 7.2 | 2546.2974 | 18 | 0 | 0 | 0 | 0 | 0 | 0 | 0 | 0 | 0 | 0 | 0 | 0 | 0
2330 | 98 | 4 | 8 | 2380.9524 | 0 | 119.0476 | 0 | 51.0204 | 2551.0204 | #DIV/0! |  | #DIV/0! | 18 | 0 | 0 | 238.0952 | 2000 | 45.6754 | 2283.7707 | #DIV/0! | 2551.0204 | 15.2573 | 30.078 | 15.2573 | 4.9757 | 21923.7623 | 21925.9866 | 2546.0447 | 35.078 | 35.0816 | 35.078 | 35 | 1 | 1 | 0 | 7.2 | 1 | 7.2 | 2546.0447 | 18 | 0 | 0 | 0 | 0 | 0 | 0 | 0 | 0 | 0 | 0 | 0 | 0 | 0
2331 | 98 | 4 | 8 | 2380.9524 | 0 | 119.0476 | 0 | 51.0204 | 2551.0204 | #DIV/0! |  | #DIV/0! | 18 | 0 | 0 | 238.0952 | 2000 | 45.6754 | 2283.7707 | #DIV/0! | 2551.0204 | 15.2573 | 30.0816 | 15.2573 | 5.2027 | 21925.9866 | 21927.9839 | 2545.8177 | 35.0816 | 35.0848 | 35.0816 | 35 | 1 | 1 | 0 | 7.2 | 1 | 7.2 | 2545.8177 | 18 | 0 | 0 | 0 | 0 | 0 | 0 | 0 | 0 | 0 | 0 | 0 | 0 | 0
2332 | 98 | 4 | 8 | 2380.9524 | 0 | 119.0476 | 0 | 51.0204 | 2551.0204 | #DIV/0! |  | #DIV/0! | 18 | 0 | 0 | 238.0952 | 0 | 4.8591 | 242.9543 | #DIV/0! | 2551.0204 | 15.2573 | 30.0848 | 15.2573 | 5.4065 | 21927.9839 | 21929.7774 | 2545.6139 | 35.0848 | 35.0876 | 35.0848 | 35 | 1 | 1 | 0 | 7.2 | 1 | 7.2 | 2545.6139 | 18 | 0 | 0 | 0 | 0 | 0 | 0 | 0 | 0 | 0 | 0 | 0 | 0 | 0
2333 | 98 | 4 | 8 | 2380.9524 | 1821.4286 | 119.0476 | 0 | 88.1924 | 4409.621 | #DIV/0! |  | #DIV/0! | 18 | 0 | 0 | 238.0952 | 0 | 4.8591 | 242.9543 | #DIV/0! | 4409.621 | 26.3733 | 30.0876 | 26.3733 | 9.6619 | 21929.7774 | 21927.3155 | 4399.9591 | 35.0876 | 35.0837 | 35.0876 | 35 | 1 | 1 | 0 | 7.2 | 1 | 7.2 | 4399.9591 | 18 | 0 | 0 | 0 | 0 | 0 | 0 | 0 | 0 | 0 | 0 | 0 | 0 | 0
2334 | 98 | 4 | 8 | 2380.9524 | 3035.7143 | 119.0476 | 0 | 112.9738 | 5648.688 | #DIV/0! |  | #DIV/0! | 18 | 0 | 0 | 238.0952 | 0 | 4.8591 | 242.9543 | #DIV/0! | 5648.688 | 33.784 | 30.0837 | 33.784 | 11.8206 | 21927.3155 | 21922.6949 | 5636.8675 | 35.0837 | 35.0763 | 35.0837 | 35 | 1 | 1 | 0 | 7.2 | 1 | 7.2 | 5636.8675 | 18 | 0 | 0 | 0 | 0 | 0 | 0 | 0 | 0 | 0 | 0 | 0 | 0 | 0
2335 | 98 | 4 | 8 | 2380.9524 | 3035.7143 | 119.0476 | 857.1429 | 130.4665 | 6523.3236 | #DIV/0! |  | #DIV/0! | 18 | 0 | 0 | 238.0952 | 0 | 4.8591 | 242.9543 | #DIV/0! | 6523.3236 | 39.0151 | 30.0763 | 39.0151 | 12.4452 | 21922.6949 | 21917.4497 | 6510.8784 | 35.0763 | 35.0679 | 35.0763 | 35 | 1 | 1 | 0 | 7.2 | 1 | 7.2 | 6510.8784 | 18 | 0 | 0 | 0 | 0 | 0 | 0 | 0 | 0 | 0 | 0 | 0 | 0 | 0
2336 | 98 | 4 | 8 | 2380.9524 | 3035.7143 | 119.0476 | 857.1429 | 130.4665 | 6523.3236 | #DIV/0! |  | #DIV/0! | 18 | 0 | 0 | 238.0952 | 0 | 4.8591 | 242.9543 | #DIV/0! | 6523.3236 | 39.0151 | 30.0679 | 39.0151 | 11.0765 | 21917.4497 | 21913.5732 | 6512.2471 | 35.0679 | 35.0617 | 35.0679 | 35 | 1 | 1 | 0 | 7.2 | 1 | 7.2 | 6512.2471 | 18 | 0 | 0 | 0 | 0 | 0 | 0 | 0 | 0 | 0 | 0 | 0 | 0 | 0
2337 | 98 | 4 | 8 | 2380.9524 | 1214.2857 | 119.0476 | 857.1429 | 93.2945 | 4664.723 | #DIV/0! |  | #DIV/0! | 18 | 0 | 0 | 238.0952 | 0 | 4.8591 | 242.9543 | #DIV/0! | 4664.723 | 27.8991 | 30.0617 | 27.8991 | 7.1973 | 21913.5732 | 21913.5759 | 4657.5257 | 35.0617 | 35.0617 | 35.0617 | 35 | 1 | 1 | 0 | 7.2 | 1 | 7.2 | 4657.5257 | 18 | 0 | 0 | 0 | 0 | 0 | 0 | 0 | 0 | 0 | 0 | 0 | 0 | 0
2338 | 98 | 4 | 8 | 2380.9524 | 0 | 119.0476 | 857.1429 | 68.5131 | 3425.656 | #DIV/0! |  | #DIV/0! | 18 | 0 | 0 | 238.0952 | 0 | 4.8591 | 242.9543 | #DIV/0! | 3425.656 | 20.4884 | 30.0617 | 20.4884 | 5.2859 | 21913.5759 | 21915.49 | 3420.3701 | 35.0617 | 35.0648 | 35.0617 | 35 | 1 | 1 | 0 | 7.2 | 1 | 7.2 | 3420.3701 | 18 | 0 | 0 | 0 | 0 | 0 | 0 | 0 | 0 | 0 | 0 | 0 | 0 | 0
2339 | 98 | 4 | 8 | 2380.9524 | 0 | 119.0476 | 857.1429 | 68.5131 | 3425.656 | #DIV/0! |  | #DIV/0! | 18 | 0 | 0 | 0 | 0 | 0 | 0 | 0 | 3425.656 | 20.4884 | 30.0648 | 20.4884 | 5.5482 | 21915.49 | 21917.1418 | 3420.1078 | 35.0648 | 35.0674 | 35.0648 | 35 | 1 | 1 | 0 | 7.2 | 1 | 7.2 | 3420.1078 | 18 | 0 | 0 | 0 | 0 | 0 | 0 | 0 | 0 | 0 | 0 | 0 | 0 | 0
2340 | 98 | 4 | 8 | 2380.9524 | 0 | 119.0476 | 857.1429 | 68.5131 | 3425.656 | #DIV/0! |  | #DIV/0! | 18 | 0 | 0 | 0 | 0 | 0 | 0 | 0 | 3425.656 | 20.4884 | 30.0674 | 20.4884 | 5.7745 | 21917.1418 | 21918.5672 | 3419.8814 | 35.0674 | 35.0697 | 35.0674 | 35 | 1 | 1 | 0 | 7.2 | 1 | 7.2 | 3419.8814 | 18 | 0 | 0 | 0 | 0 | 0 | 0 | 0 | 0 | 0 | 0 | 0 | 0 | 0
2341 | 98 | 4 | 8 | 2380.9524 | 0 | 119.0476 | 857.1429 | 68.5131 | 3425.656 | #DIV/0! |  | #DIV/0! | 18 | 0 | 0 | 0 | 0 | 0 | 0 | 0 | 3425.656 | 20.4884 | 30.0697 | 20.4884 | 5.9699 | 21918.5672 | 21919.7974 | 3419.6861 | 35.0697 | 35.0717 | 35.0697 | 35 | 1 | 1 | 0 | 7.2 | 1 | 7.2 | 3419.6861 | 18 | 0 | 0 | 0 | 0 | 0 | 0 | 0 | 0 | 0 | 0 | 0 | 0 | 0
2342 | 98 | 4 | 8 | 2380.9524 | 0 | 119.0476 | 857.1429 | 68.5131 | 3425.656 | #DIV/0! |  | #DIV/0! | 18 | 0 | 0 | 0 | 0 | 0 | 0 | 0 | 3425.656 | 20.4884 | 30.0717 | 20.4884 | 6.1384 | 21919.7974 | 21920.859 | 3419.5176 | 35.0717 | 35.0734 | 35.0717 | 35 | 1 | 1 | 0 | 7.2 | 1 | 7.2 | 3419.5176 | 18 | 0 | 0 | 0 | 0 | 0 | 0 | 0 | 0 | 0 | 0 | 0 | 0 | 0
2343 | 98 | 4 | 8 | 2380.9524 | 0 | 119.0476 | 857.1429 | 68.5131 | 3425.656 | #DIV/0! |  | #DIV/0! | 18 | 0 | 0 | 0 | 0 | 0 | 0 | 0 | 3425.656 | 20.4884 | 30.0734 | 20.4884 | 6.2839 | 21920.859 | 21921.7751 | 3419.3721 | 35.0734 | 35.0748 | 35.0734 | 35 | 1 | 1 | 0 | 7.2 | 1 | 7.2 | 3419.3721 | 18 | 0 | 0 | 0 | 0 | 0 | 0 | 0 | 0 | 0 | 0 | 0 | 0 | 0
2344 | 98 | 4 | 8 | 2380.9524 | 0 | 119.0476 | 857.1429 | 68.5131 | 3425.656 | #DIV/0! |  | #DIV/0! | 18 | 0 | 0 | 0 | 0 | 0 | 0 | 0 | 3425.656 | 20.4884 | 30.0748 | 20.4884 | 6.4094 | 21921.7751 | 21922.5657 | 3419.2466 | 35.0748 | 35.0761 | 35.0748 | 35 | 1 | 1 | 0 | 7.2 | 1 | 7.2 | 3419.2466 | 18 | 0 | 0 | 0 | 0 | 0 | 0 | 0 | 0 | 0 | 0 | 0 | 0 | 0
2345 | 98 | 4 | 8 | 2380.9524 | 0 | 119.0476 | 0 | 51.0204 | 2551.0204 | #DIV/0! |  | #DIV/0! | 18 | 0 | 0 | 0 | 0 | 0 | 0 | 0 | 2551.0204 | 15.2573 | 30.0761 | 15.2573 | 4.8536 | 21922.5657 | 21924.912 | 2546.1668 | 35.0761 | 35.0799 | 35.0761 | 35 | 1 | 1 | 0 | 7.2 | 1 | 7.2 | 2546.1668 | 18 | 0 | 0 | 0 | 0 | 0 | 0 | 0 | 0 | 0 | 0 | 0 | 0 | 0
2346 | 98 | 4 | 8 | 2380.9524 | 1517.8571 | 119.0476 | 0 | 81.9971 | 4099.8542 | #DIV/0! |  | #DIV/0! | 18 | 0 | 0 | 0 | 0 | 0 | 0 | 0 | 4099.8542 | 24.5207 | 30.0799 | 24.5207 | 8.1853 | 21924.912 | 21923.9268 | 4091.6689 | 35.0799 | 35.0783 | 35.0799 | 35 | 1 | 1 | 0 | 7.2 | 1 | 7.2 | 4091.6689 | 18 | 0 | 0 | 0 | 0 | 0 | 0 | 0 | 0 | 0 | 0 | 0 | 0 | 0
2347 | 98 | 4 | 8 | 2380.9524 | 3035.7143 | 119.0476 | 0 | 112.9738 | 5648.688 | #DIV/0! |  | #DIV/0! | 18 | 0 | 0 | 0 | 0 | 0 | 0 | 0 | 5648.688 | 33.784 | 30.0783 | 33.784 | 11.0549 | 21923.9268 | 21920.0719 | 5637.6332 | 35.0783 | 35.0721 | 35.0783 | 35 | 1 | 1 | 0 | 7.2 | 1 | 7.2 | 5637.6332 | 18 | 0 | 0 | 0 | 0 | 0 | 0 | 0 | 0 | 0 | 0 | 0 | 0 | 0
2348 | 98 | 4 | 8 | 2380.9524 | 3035.7143 | 119.0476 | 0 | 112.9738 | 5648.688 | #DIV/0! |  | #DIV/0! | 18 | 0 | 0 | 0 | 0 | 0 | 0 | 0 | 5648.688 | 33.784 | 30.0721 | 33.784 | 10.1839 | 21920.0719 | 21917.088 | 5638.5042 | 35.0721 | 35.0673 | 35.0721 | 35 | 1 | 1 | 0 | 7.2 | 1 | 7.2 | 5638.5042 | 18 | 0 | 0 | 0 | 0 | 0 | 0 | 0 | 0 | 0 | 0 | 0 | 0 | 0
2349 | 98 | 4 | 8 | 2380.9524 | 3035.7143 | 119.0476 | 0 | 112.9738 | 5648.688 | #DIV/0! |  | #DIV/0! | 18 | 0 | 0 | 0 | 0 | 0 | 0 | 0 | 5648.688 | 33.784 | 30.0673 | 33.784 | 9.5097 | 21917.088 | 21914.7783 | 5639.1784 | 35.0673 | 35.0636 | 35.0673 | 35 | 1 | 1 | 0 | 7.2 | 1 | 7.2 | 5639.1784 | 18 | 0 | 0 | 0 | 0 | 0 | 0 | 0 | 0 | 0 | 0 | 0 | 0 | 0
2350 | 98 | 4 | 8 | 2380.9524 | 1517.8571 | 119.0476 | 0 | 81.9971 | 4099.8542 | #DIV/0! |  | #DIV/0! | 18 | 0 | 0 | 0 | 0 | 0 | 0 | 0 | 4099.8542 | 24.5207 | 30.0636 | 24.5207 | 6.5234 | 21914.7783 | 21915.4549 | 4093.3308 | 35.0636 | 35.0647 | 35.0636 | 35 | 1 | 1 | 0 | 7.2 | 1 | 7.2 | 4093.3308 | 18 | 0 | 0 | 0 | 0 | 0 | 0 | 0 | 0 | 0 | 0 | 0 | 0 | 0
2351 | 98 | 4 | 9 | 2380.9524 | 0 | 119.0476 | 0 | 51.0204 | 2551.0204 | #DIV/0! |  | #DIV/0! | 18 | 0 | 0 | 0 | 0 | 0 | 0 | 0 | 2551.0204 | 15.2573 | 30.0647 | 15.2573 | 4.1281 | 21915.4549 | 21918.5269 | 2546.8924 | 35.0647 | 35.0696 | 35.0647 | 35 | 1 | 1 | 0 | 7.2 | 1 | 7.2 | 2546.8924 | 18 | 0 | 0 | 0 | 0 | 0 | 0 | 0 | 0 | 0 | 0 | 0 | 0 | 0
2352 | 99 | 4 | 9 | 2380.9524 | 0 | 119.0476 | 0 | 51.0204 | 2551.0204 | #DIV/0! |  | #DIV/0! | 18 | 0 | 0 | 238.0952 | 2000 | 45.6754 | 2283.7707 | #DIV/0! | 2551.0204 | 15.2573 | 30.0696 | 15.2573 | 4.4415 | 21918.5269 | 21921.2853 | 2546.5789 | 35.0696 | 35.0741 | 35.0696 | 35 | 1 | 1 | 0 | 7.2 | 1 | 7.2 | 2546.5789 | 18 | 0 | 0 | 0 | 0 | 0 | 0 | 0 | 0 | 0 | 0 | 0 | 0 | 0
2353 | 99 | 4 | 9 | 2380.9524 | 0 | 119.0476 | 0 | 51.0204 | 2551.0204 | #DIV/0! |  | #DIV/0! | 18 | 0 | 0 | 238.0952 | 2000 | 45.6754 | 2283.7707 | #DIV/0! | 2551.0204 | 15.2573 | 30.0741 | 15.2573 | 4.723 | 21921.2853 | 21923.7623 | 2546.2974 | 35.0741 | 35.078 | 35.0741 | 35 | 1 | 1 | 0 | 7.2 | 1 | 7.2 | 2546.2974 | 18 | 0 | 0 | 0 | 0 | 0 | 0 | 0 | 0 | 0 | 0 | 0 | 0 | 0
2354 | 99 | 4 | 9 | 2380.9524 | 0 | 119.0476 | 0 | 51.0204 | 2551.0204 | #DIV/0! |  | #DIV/0! | 18 | 0 | 0 | 238.0952 | 2000 | 45.6754 | 2283.7707 | #DIV/0! | 2551.0204 | 15.2573 | 30.078 | 15.2573 | 4.9757 | 21923.7623 | 21925.9866 | 2546.0447 | 35.078 | 35.0816 | 35.078 | 35 | 1 | 1 | 0 | 7.2 | 1 | 7.2 | 2546.0447 | 18 | 0 | 0 | 0 | 0 | 0 | 0 | 0 | 0 | 0 | 0 | 0 | 0 | 0
2355 | 99 | 4 | 9 | 2380.9524 | 0 | 119.0476 | 0 | 51.0204 | 2551.0204 | #DIV/0! |  | #DIV/0! | 18 | 0 | 0 | 238.0952 | 2000 | 45.6754 | 2283.7707 | #DIV/0! | 2551.0204 | 15.2573 | 30.0816 | 15.2573 | 5.2027 | 21925.9866 | 21927.9839 | 2545.8177 | 35.0816 | 35.0848 | 35.0816 | 35 | 1 | 1 | 0 | 7.2 | 1 | 7.2 | 2545.8177 | 18 | 0 | 0 | 0 | 0 | 0 | 0 | 0 | 0 | 0 | 0 | 0 | 0 | 0
2356 | 99 | 4 | 9 | 2380.9524 | 0 | 119.0476 | 0 | 51.0204 | 2551.0204 | #DIV/0! |  | #DIV/0! | 18 | 0 | 0 | 238.0952 | 0 | 4.8591 | 242.9543 | #DIV/0! | 2551.0204 | 15.2573 | 30.0848 | 15.2573 | 5.4065 | 21927.9839 | 21929.7774 | 2545.6139 | 35.0848 | 35.0876 | 35.0848 | 35 | 1 | 1 | 0 | 7.2 | 1 | 7.2 | 2545.6139 | 18 | 0 | 0 | 0 | 0 | 0 | 0 | 0 | 0 | 0 | 0 | 0 | 0 | 0
2357 | 99 | 4 | 9 | 2380.9524 | 1821.4286 | 119.0476 | 0 | 88.1924 | 4409.621 | #DIV/0! |  | #DIV/0! | 18 | 0 | 0 | 238.0952 | 0 | 4.8591 | 242.9543 | #DIV/0! | 4409.621 | 26.3733 | 30.0876 | 26.3733 | 9.6619 | 21929.7774 | 21927.3155 | 4399.9591 | 35.0876 | 35.0837 | 35.0876 | 35 | 1 | 1 | 0 | 7.2 | 1 | 7.2 | 4399.9591 | 18 | 0 | 0 | 0 | 0 | 0 | 0 | 0 | 0 | 0 | 0 | 0 | 0 | 0
2358 | 99 | 4 | 9 | 2380.9524 | 3035.7143 | 119.0476 | 0 | 112.9738 | 5648.688 | #DIV/0! |  | #DIV/0! | 18 | 0 | 0 | 238.0952 | 0 | 4.8591 | 242.9543 | #DIV/0! | 5648.688 | 33.784 | 30.0837 | 33.784 | 11.8206 | 21927.3155 | 21922.6949 | 5636.8675 | 35.0837 | 35.0763 | 35.0837 | 35 | 1 | 1 | 0 | 7.2 | 1 | 7.2 | 5636.8675 | 18 | 0 | 0 | 0 | 0 | 0 | 0 | 0 | 0 | 0 | 0 | 0 | 0 | 0
2359 | 99 | 4 | 9 | 2380.9524 | 3035.7143 | 119.0476 | 857.1429 | 130.4665 | 6523.3236 | #DIV/0! |  | #DIV/0! | 18 | 0 | 0 | 238.0952 | 0 | 4.8591 | 242.9543 | #DIV/0! | 6523.3236 | 39.0151 | 30.0763 | 39.0151 | 12.4452 | 21922.6949 | 21917.4497 | 6510.8784 | 35.0763 | 35.0679 | 35.0763 | 35 | 1 | 1 | 0 | 7.2 | 1 | 7.2 | 6510.8784 | 18 | 0 | 0 | 0 | 0 | 0 | 0 | 0 | 0 | 0 | 0 | 0 | 0 | 0
2360 | 99 | 4 | 9 | 2380.9524 | 3035.7143 | 119.0476 | 857.1429 | 130.4665 | 6523.3236 | #DIV/0! |  | #DIV/0! | 18 | 0 | 0 | 238.0952 | 0 | 4.8591 | 242.9543 | #DIV/0! | 6523.3236 | 39.0151 | 30.0679 | 39.0151 | 11.0765 | 21917.4497 | 21913.5732 | 6512.2471 | 35.0679 | 35.0617 | 35.0679 | 35 | 1 | 1 | 0 | 7.2 | 1 | 7.2 | 6512.2471 | 18 | 0 | 0 | 0 | 0 | 0 | 0 | 0 | 0 | 0 | 0 | 0 | 0 | 0
2361 | 99 | 4 | 9 | 2380.9524 | 1214.2857 | 119.0476 | 857.1429 | 93.2945 | 4664.723 | #DIV/0! |  | #DIV/0! | 18 | 0 | 0 | 238.0952 | 0 | 4.8591 | 242.9543 | #DIV/0! | 4664.723 | 27.8991 | 30.0617 | 27.8991 | 7.1973 | 21913.5732 | 21913.5759 | 4657.5257 | 35.0617 | 35.0617 | 35.0617 | 35 | 1 | 1 | 0 | 7.2 | 1 | 7.2 | 4657.5257 | 18 | 0 | 0 | 0 | 0 | 0 | 0 | 0 | 0 | 0 | 0 | 0 | 0 | 0
2362 | 99 | 4 | 9 | 2380.9524 | 0 | 119.0476 | 857.1429 | 68.5131 | 3425.656 | #DIV/0! |  | #DIV/0! | 18 | 0 | 0 | 238.0952 | 0 | 4.8591 | 242.9543 | #DIV/0! | 3425.656 | 20.4884 | 30.0617 | 20.4884 | 5.2859 | 21913.5759 | 21915.49 | 3420.3701 | 35.0617 | 35.0648 | 35.0617 | 35 | 1 | 1 | 0 | 7.2 | 1 | 7.2 | 3420.3701 | 18 | 0 | 0 | 0 | 0 | 0 | 0 | 0 | 0 | 0 | 0 | 0 | 0 | 0
2363 | 99 | 4 | 9 | 2380.9524 | 0 | 119.0476 | 857.1429 | 68.5131 | 3425.656 | #DIV/0! |  | #DIV/0! | 18 | 0 | 0 | 0 | 0 | 0 | 0 | 0 | 3425.656 | 20.4884 | 30.0648 | 20.4884 | 5.5482 | 21915.49 | 21917.1418 | 3420.1078 | 35.0648 | 35.0674 | 35.0648 | 35 | 1 | 1 | 0 | 7.2 | 1 | 7.2 | 3420.1078 | 18 | 0 | 0 | 0 | 0 | 0 | 0 | 0 | 0 | 0 | 0 | 0 | 0 | 0
2364 | 99 | 4 | 9 | 2380.9524 | 0 | 119.0476 | 857.1429 | 68.5131 | 3425.656 | #DIV/0! |  | #DIV/0! | 18 | 0 | 0 | 0 | 0 | 0 | 0 | 0 | 3425.656 | 20.4884 | 30.0674 | 20.4884 | 5.7745 | 21917.1418 | 21918.5672 | 3419.8814 | 35.0674 | 35.0697 | 35.0674 | 35 | 1 | 1 | 0 | 7.2 | 1 | 7.2 | 3419.8814 | 18 | 0 | 0 | 0 | 0 | 0 | 0 | 0 | 0 | 0 | 0 | 0 | 0 | 0